Smoke and heat exhaust (SHEV) | SHE system | Skylux | Skylux 160° CE with skylight and PVC curb 16/00 with LM-actuator and spoiler 1200 x 1500 mm |  | 50382 | 5412970503828 | 4687.55 | Yes | 30-45 | 64.39 | 1200 x 1500 mm | 1500 | 1200 |  | PVC 16/00 (16 cm high & roof opening = daylight size) | Rectangular | 5.17 W/m²K - 1.28 W/m²K | 87% - 32% | 90% - 32% | 20dB - 23dB | 160° CE (for industry) | skylight | with spoiler | E | Single actuator | Maximum four-walled skylight possible for this product | Ut-value LT-value g-value Rw-value EN 1873 : 2014 EN ISO 13468 EN 16153 EN 410 EN 410 EN ISO 140-3 Material Walls Shells (W/m²K) (%) (%) (dB) Acrylic Single-walled Clear (H) 5.17 90 87 - PMMA Single-walled Opal (O) 5.17 83 76 - Double-walled Clear (H/H) 2.90 81 75 20 Double-walled Opal (O/O) 2.90 69 58 20 Triple-walled Clear (H/H/H) 1.70 73 65 22 Triple-walled Opal (O/H/O) 1.70 62 51 22 Four-walled Clear (H/H/H/H) 1.28 64 54 23 Four-walled Opal (H/H/O/H) 1.28 59 48 23 Polycarbonate Single-walled Clear (A) 5.17 88 83 - PC Single-walled Opal (D) 5.17 58 60 - Double-walled Clear (A/H) 2.90 79 72 20 Double-walled Clear (A/A) 2.90 77 69 20 Double-walled Opal (A/O) 2.90 73 63 20 Double-walled Opal (A/D) 2.90 51 50 20 Triple-walled Clear (A/H/H) 1.70 71 63 22 Triple-walled Opal (A/O/O) 1.70 61 48 22 Four-walled Clear (A/H/H/H) 1.28 64 52 23 Four-walled Opal (A/H/O/H) 1.28 59 46 23 Polycarbonate Single-walled Heatstop Opal (T) 5.17 49 59 - Heatstop PC Double-walled Clear (T/H) 2.90 44 51 20 Double-walled Opal (T/O) 2.90 41 45 20 Triple-walled Clear (T/H/H) 1.70 40 <td data-sheets-numberformat='{"1":2,"2":"0","3":1}' data-sheets-value='{"1":3,"3":44}' style="overflow:hidden;paddin | https://skylux.eu/en/products/skylux-160-ce-met-koepel-en-pvc-opstand-16-00-met-lm-motor-en-windvang-1200-x-1500-mm | https://skylux.eu/cdn/shop/files/Skylux-160deg-CE-met-koepel-en-pvc-opstand-1600-met-LM-motor-en-windvang-1200-x-1500-mm-RWA-systeem.jpg?v=1702980244&width=1600 | https://skylux.eu/cdn/shop/files/e5a82811-1bb0-48e4-a776-cacb59c7c092_fcf00620-2eda-44ff-a7bb-68b6550dc14e.jpg?v=1688551083&width=1600 | //skylux.eu/cdn/shop/files/E_MH_Mounting_instructions_Skylux_160_CE_LM.pdf?v=12406716259046007223 | //skylux.eu/cdn/shop/files/E_TD_Technical_File_Skylux_Skylux_160_CE_Electric.pdf?v=3667116872303399239 | <style type="text/css" id="isPasted"> <!--td { border: 1px solid #cccccc; } br { mso-data-placement: same-cell; } --> </style> <table border="1" cellpadding="0" cellspacing="0" dir="ltr" style="table-layout:fixed;font-size:10pt;font-family:Arial;border-collapse:collapse;border:none;"><tbody> <tr style="height:20px;"> <td style="overflow:hidden;padding:0px 3px 0px 3px;vertical-align:bottom;"></td> <td style="overflow:hidden;padding:0px 3px 0px 3px;vertical-align:bottom;"></td> <td style="overflow:hidden;padding:0px 3px 0px 3px;vertical-align:bottom;"></td> <td data-sheets-value='{"1":2,"2":"Ut-value"}' style="overflow:hidden;padding:0px 3px 0px 3px;vertical-align:bottom;font-weight:bold;text-align:center;">Ut-value</td> <td data-sheets-value='{"1":2,"2":"LT-value"}' style="overflow:hidden;padding:0px 3px 0px 3px;vertical-align:bottom;font-weight:bold;text-align:center;">LT-value</td> <td data-sheets-value='{"1":2,"2":"g-value"}' style="overflow:hidden;padding:0px 3px 0px 3px;vertical-align:bottom;font-weight:bold;text-align:center;">g-value</td> <td data-sheets-value='{"1":2,"2":"Rw-value "}' style="overflow:hidden;padding:0px 3px 0px 3px;vertical-align:bottom;font-weight:bold;text-align:center;">Rw-value </td> </tr> <tr style="height:20px;"> <td style="overflow:hidden;padding:0px 3px 0px 3px;vertical-align:bottom;"></td> <td style="overflow:hidden;padding:0px 3px 0px 3px;vertical-align:bottom;"></td> <td style="overflow:hidden;padding:0px 3px 0px 3px;vertical-align:bottom;"></td> <td data-sheets-numberformat='{"1":2,"2":"0.00","3":1}' data-sheets-value='{"1":2,"2":"EN 1873 : 2014"}' style="overflow:hidden;padding:0px 3px 0px 3px;vertical-align:bottom;text-align:center;">EN 1873 : 2014</td> <td data-sheets-numberformat='{"1":2,"2":"0","3":1}' data-sheets-value='{"1":2,"2":"EN ISO 13468 EN 16153 EN 410"}' style="overflow:hidden;padding:0px 3px 0px 3px;vertical-align:bottom;text-align:center;">EN ISO 13468 EN 16153 EN 410</td> <td data-sheets-numberformat='{"1":2,"2":"0","3":1}' data-sheets-value='{"1":2,"2":"EN 410"}' style="overflow:hidden;padding:0px 3px 0px 3px;vertical-align:bottom;text-align:center;">EN 410</td> <td data-sheets-value='{"1":2,"2":"EN ISO 140-3\t\t"}' style="overflow:hidden;padding:0px 3px 0px 3px;vertical-align:bottom;text-align:center;">EN ISO 140-3 </td> </tr> <tr style="height:20px;"> <td data-sheets-value='{"1":2,"2":"Material"}' style="border-bottom:1px solid #000000;overflow:hidden;padding:0px 3px 0px 3px;vertical-align:bottom;background-color:#000000;font-weight:bold;color:#ffffff;">Material</td> <td data-sheets-value='{"1":2,"2":"Walls"}' style="border-bottom:1px solid #000000;overflow:hidden;padding:0px 3px 0px 3px;vertical-align:bottom;background-color:#000000;font-weight:bold;color:#ffffff;">Walls</td> <td data-sheets-value='{"1":2,"2":"Shells"}' style="border-bottom:1px solid #000000;overflow:hidden;padding:0px 3px 0px 3px;vertical-align:bottom;background-color:#000000;font-weight:bold;color:#ffffff;">Shells</td> <td data-sheets-numberformat='{"1":2,"2":"0.00","3":1}' data-sheets-value='{"1":2,"2":"(W/m²K)\t"}' style="border-bottom:1px solid #000000;overflow:hidden;padding:0px 3px 0px 3px;vertical-align:bottom;background-color:#000000;font-weight:bold;color:#ffffff;text-align:center;">(W/m²K) </td> <td data-sheets-numberformat='{"1":2,"2":"0","3":1}' data-sheets-value='{"1":2,"2":"(%)"}' style="border-bottom:1px solid #000000;overflow:hidden;padding:0px 3px 0px 3px;vertical-align:bottom;background-color:#000000;font-weight:bold;color:#ffffff;text-align:center;">(%)</td> <td data-sheets-numberformat='{"1":2,"2":"0","3":1}' data-sheets-value='{"1":2,"2":"(%)"}' style="border-bottom:1px solid #000000;overflow:hidden;padding:0px 3px 0px 3px;vertical-align:bottom;background-color:#000000;font-weight:bold;color:#ffffff;text-align:center;">(%)</td> <td data-sheets-value='{"1":2,"2":"(dB)"}' style="border-bottom:1px solid #000000;overflow:hidden;padding:0px 3px 0px 3px;vertical-align:bottom;background-color:#000000;font-weight:bold;color:#ffffff;text-align:center;">(dB)</td> </tr> <tr style="height:20px;"> <td data-sheets-value='{"1":2,"2":"Acrylic"}' style="border-left:1px solid #000000;overflow:hidden;padding:0px 3px 0px 3px;vertical-align:bottom;font-weight:bold;">Acrylic</td> <td data-sheets-value='{"1":2,"2":"Single-walled"}' style="overflow:hidden;padding:0px 3px 0px 3px;vertical-align:bottom;font-weight:bold;">Single-walled</td> <td data-sheets-value='{"1":2,"2":"Clear (H)"}' style="border-right:1px solid #000000;overflow:hidden;padding:0px 3px 0px 3px;vertical-align:bottom;font-weight:bold;">Clear (H)</td> <td data-sheets-numberformat='{"1":2,"2":"0.00","3":1}' data-sheets-value='{"1":3,"3":5.17}' style="overflow:hidden;padding:0px 3px 0px 3px;vertical-align:bottom;text-align:center;">5.17</td> <td data-sheets-numberformat='{"1":2,"2":"0","3":1}' data-sheets-value='{"1":3,"3":90}' style="overflow:hidden;padding:0px 3px 0px 3px;vertical-align:bottom;text-align:center;">90</td> <td data-sheets-numberformat='{"1":2,"2":"0","3":1}' data-sheets-value='{"1":3,"3":87}' style="overflow:hidden;padding:0px 3px 0px 3px;vertical-align:bottom;text-align:center;">87</td> <td data-sheets-numberformat='{"1":2,"2":"0","3":1}' data-sheets-value='{"1":2,"2":"-"}' style="border-right:1px solid #000000;overflow:hidden;padding:0px 3px 0px 3px;vertical-align:bottom;text-align:center;">-</td> </tr> <tr style="height:20px;"> <td data-sheets-value='{"1":2,"2":"PMMA"}' style="border-left:1px solid #000000;overflow:hidden;padding:0px 3px 0px 3px;vertical-align:bottom;font-weight:bold;">PMMA</td> <td data-sheets-value='{"1":2,"2":"Single-walled"}' style="overflow:hidden;padding:0px 3px 0px 3px;vertical-align:bottom;font-weight:bold;">Single-walled</td> <td data-sheets-value='{"1":2,"2":"Opal (O)"}' style="border-right:1px solid #000000;overflow:hidden;padding:0px 3px 0px 3px;vertical-align:bottom;font-weight:bold;">Opal (O)</td> <td data-sheets-numberformat='{"1":2,"2":"0.00","3":1}' data-sheets-value='{"1":3,"3":5.17}' style="overflow:hidden;padding:0px 3px 0px 3px;vertical-align:bottom;text-align:center;">5.17</td> <td data-sheets-numberformat='{"1":2,"2":"0","3":1}' data-sheets-value='{"1":3,"3":83}' style="overflow:hidden;padding:0px 3px 0px 3px;vertical-align:bottom;text-align:center;">83</td> <td data-sheets-numberformat='{"1":2,"2":"0","3":1}' data-sheets-value='{"1":3,"3":76}' style="overflow:hidden;padding:0px 3px 0px 3px;vertical-align:bottom;text-align:center;">76</td> <td data-sheets-numberformat='{"1":2,"2":"0","3":1}' data-sheets-value='{"1":2,"2":"-"}' style="border-right:1px solid #000000;overflow:hidden;padding:0px 3px 0px 3px;vertical-align:bottom;text-align:center;">-</td> </tr> <tr style="height:20px;"> <td style="border-left:1px solid #000000;overflow:hidden;padding:0px 3px 0px 3px;vertical-align:bottom;font-weight:bold;"></td> <td data-sheets-value='{"1":2,"2":"Double-walled"}' style="overflow:hidden;padding:0px 3px 0px 3px;vertical-align:bottom;font-weight:bold;">Double-walled</td> <td data-sheets-value='{"1":2,"2":"Clear (H/H)"}' style="border-right:1px solid #000000;overflow:hidden;padding:0px 3px 0px 3px;vertical-align:bottom;font-weight:bold;">Clear (H/H)</td> <td data-sheets-numberformat='{"1":2,"2":"0.00","3":1}' data-sheets-value='{"1":3,"3":2.9}' style="overflow:hidden;padding:0px 3px 0px 3px;vertical-align:bottom;text-align:center;">2.90</td> <td data-sheets-numberformat='{"1":2,"2":"0","3":1}' data-sheets-value='{"1":3,"3":81}' style="overflow:hidden;padding:0px 3px 0px 3px;vertical-align:bottom;text-align:center;">81</td> <td data-sheets-numberformat='{"1":2,"2":"0","3":1}' data-sheets-value='{"1":3,"3":75}' style="overflow:hidden;padding:0px 3px 0px 3px;vertical-align:bottom;text-align:center;">75</td> <td data-sheets-numberformat='{"1":2,"2":"0","3":1}' data-sheets-value='{"1":3,"3":20}' style="border-right:1px solid #000000;overflow:hidden;padding:0px 3px 0px 3px;vertical-align:bottom;text-align:center;">20</td> </tr> <tr style="height:20px;"> <td style="border-left:1px solid #000000;overflow:hidden;padding:0px 3px 0px 3px;vertical-align:bottom;font-weight:bold;"></td> <td data-sheets-value='{"1":2,"2":"Double-walled"}' style="overflow:hidden;padding:0px 3px 0px 3px;vertical-align:bottom;font-weight:bold;">Double-walled</td> <td data-sheets-value='{"1":2,"2":"Opal (O/O)"}' style="border-right:1px solid #000000;overflow:hidden;padding:0px 3px 0px 3px;vertical-align:bottom;font-weight:bold;">Opal (O/O)</td> <td data-sheets-numberformat='{"1":2,"2":"0.00","3":1}' data-sheets-value='{"1":3,"3":2.9}' style="overflow:hidden;padding:0px 3px 0px 3px;vertical-align:bottom;text-align:center;">2.90</td> <td data-sheets-numberformat='{"1":2,"2":"0","3":1}' data-sheets-value='{"1":3,"3":69}' style="overflow:hidden;padding:0px 3px 0px 3px;vertical-align:bottom;text-align:center;">69</td> <td data-sheets-numberformat='{"1":2,"2":"0","3":1}' data-sheets-value='{"1":3,"3":58}' style="overflow:hidden;padding:0px 3px 0px 3px;vertical-align:bottom;text-align:center;">58</td> <td data-sheets-numberformat='{"1":2,"2":"0","3":1}' data-sheets-value='{"1":3,"3":20}' style="border-right:1px solid #000000;overflow:hidden;padding:0px 3px 0px 3px;vertical-align:bottom;text-align:center;">20</td> </tr> <tr style="height:20px;"> <td style="border-left:1px solid #000000;overflow:hidden;padding:0px 3px 0px 3px;vertical-align:bottom;font-weight:bold;"></td> <td data-sheets-value='{"1":2,"2":"Triple-walled"}' style="overflow:hidden;padding:0px 3px 0px 3px;vertical-align:bottom;font-weight:bold;">Triple-walled</td> <td data-sheets-value='{"1":2,"2":"Clear (H/H/H)"}' style="border-right:1px solid #000000;overflow:hidden;padding:0px 3px 0px 3px;vertical-align:bottom;font-weight:bold;">Clear (H/H/H)</td> <td data-sheets-numberformat='{"1":2,"2":"0.00","3":1}' data-sheets-value='{"1":3,"3":1.7}' style="overflow:hidden;padding:0px 3px 0px 3px;vertical-align:bottom;text-align:center;">1.70</td> <td data-sheets-numberformat='{"1":2,"2":"0","3":1}' data-sheets-value='{"1":3,"3":73}' style="overflow:hidden;padding:0px 3px 0px 3px;vertical-align:bottom;text-align:center;">73</td> <td data-sheets-numberformat='{"1":2,"2":"0","3":1}' data-sheets-value='{"1":3,"3":65}' style="overflow:hidden;padding:0px 3px 0px 3px;vertical-align:bottom;text-align:center;">65</td> <td data-sheets-numberformat='{"1":2,"2":"0","3":1}' data-sheets-value='{"1":3,"3":22}' style="border-right:1px solid #000000;overflow:hidden;padding:0px 3px 0px 3px;vertical-align:bottom;text-align:center;">22</td> </tr> <tr style="height:20px;"> <td style="border-left:1px solid #000000;overflow:hidden;padding:0px 3px 0px 3px;vertical-align:bottom;font-weight:bold;"></td> <td data-sheets-value='{"1":2,"2":"Triple-walled"}' style="overflow:hidden;padding:0px 3px 0px 3px;vertical-align:bottom;font-weight:bold;">Triple-walled</td> <td data-sheets-value='{"1":2,"2":"Opal (O/H/O)"}' style="border-right:1px solid #000000;overflow:hidden;padding:0px 3px 0px 3px;vertical-align:bottom;font-weight:bold;">Opal (O/H/O)</td> <td data-sheets-numberformat='{"1":2,"2":"0.00","3":1}' data-sheets-value='{"1":3,"3":1.7}' style="overflow:hidden;padding:0px 3px 0px 3px;vertical-align:bottom;text-align:center;">1.70</td> <td data-sheets-numberformat='{"1":2,"2":"0","3":1}' data-sheets-value='{"1":3,"3":62}' style="overflow:hidden;padding:0px 3px 0px 3px;vertical-align:bottom;text-align:center;">62</td> <td data-sheets-numberformat='{"1":2,"2":"0","3":1}' data-sheets-value='{"1":3,"3":51}' style="overflow:hidden;padding:0px 3px 0px 3px;vertical-align:bottom;text-align:center;">51</td> <td data-sheets-numberformat='{"1":2,"2":"0","3":1}' data-sheets-value='{"1":3,"3":22}' style="border-right:1px solid #000000;overflow:hidden;padding:0px 3px 0px 3px;vertical-align:bottom;text-align:center;">22</td> </tr> <tr style="height:20px;"> <td style="border-left:1px solid #000000;overflow:hidden;padding:0px 3px 0px 3px;vertical-align:bottom;font-weight:bold;"></td> <td data-sheets-value='{"1":2,"2":"Four-walled"}' style="overflow:hidden;padding:0px 3px 0px 3px;vertical-align:bottom;font-weight:bold;">Four-walled</td> <td data-sheets-value='{"1":2,"2":"Clear (H/H/H/H)"}' style="border-right:1px solid #000000;overflow:hidden;padding:0px 3px 0px 3px;vertical-align:bottom;font-weight:bold;">Clear (H/H/H/H)</td> <td data-sheets-numberformat='{"1":2,"2":"0.00","3":1}' data-sheets-value='{"1":3,"3":1.28}' style="overflow:hidden;padding:0px 3px 0px 3px;vertical-align:bottom;text-align:center;">1.28</td> <td data-sheets-numberformat='{"1":2,"2":"0","3":1}' data-sheets-value='{"1":3,"3":64}' style="overflow:hidden;padding:0px 3px 0px 3px;vertical-align:bottom;text-align:center;">64</td> <td data-sheets-numberformat='{"1":2,"2":"0","3":1}' data-sheets-value='{"1":3,"3":54}' style="overflow:hidden;padding:0px 3px 0px 3px;vertical-align:bottom;text-align:center;">54</td> <td data-sheets-numberformat='{"1":2,"2":"0","3":1}' data-sheets-value='{"1":3,"3":23}' style="border-right:1px solid #000000;overflow:hidden;padding:0px 3px 0px 3px;vertical-align:bottom;text-align:center;">23</td> </tr> <tr style="height:20px;"> <td style="border-bottom:1px solid #000000;border-left:1px solid #000000;overflow:hidden;padding:0px 3px 0px 3px;vertical-align:bottom;"></td> <td data-sheets-value='{"1":2,"2":"Four-walled"}' style="border-bottom:1px solid #000000;overflow:hidden;padding:0px 3px 0px 3px;vertical-align:bottom;font-weight:bold;">Four-walled</td> <td data-sheets-value='{"1":2,"2":"Opal (H/H/O/H)"}' style="border-right:1px solid #000000;border-bottom:1px solid #000000;overflow:hidden;padding:0px 3px 0px 3px;vertical-align:bottom;font-weight:bold;">Opal (H/H/O/H)</td> <td data-sheets-numberformat='{"1":2,"2":"0.00","3":1}' data-sheets-value='{"1":3,"3":1.28}' style="border-bottom:1px solid #000000;overflow:hidden;padding:0px 3px 0px 3px;vertical-align:bottom;text-align:center;">1.28</td> <td data-sheets-numberformat='{"1":2,"2":"0","3":1}' data-sheets-value='{"1":3,"3":59}' style="border-bottom:1px solid #000000;overflow:hidden;padding:0px 3px 0px 3px;vertical-align:bottom;text-align:center;">59</td> <td data-sheets-numberformat='{"1":2,"2":"0","3":1}' data-sheets-value='{"1":3,"3":48}' style="border-bottom:1px solid #000000;overflow:hidden;padding:0px 3px 0px 3px;vertical-align:bottom;text-align:center;">48</td> <td data-sheets-numberformat='{"1":2,"2":"0","3":1}' data-sheets-value='{"1":3,"3":23}' style="border-right:1px solid #000000;border-bottom:1px solid #000000;overflow:hidden;padding:0px 3px 0px 3px;vertical-align:bottom;text-align:center;">23</td> </tr> <tr style="height:20px;"> <td data-sheets-value='{"1":2,"2":"Polycarbonate "}' style="border-left:1px solid #000000;overflow:hidden;padding:0px 3px 0px 3px;vertical-align:bottom;font-weight:bold;">Polycarbonate </td> <td data-sheets-value='{"1":2,"2":"Single-walled"}' style="overflow:hidden;padding:0px 3px 0px 3px;vertical-align:bottom;font-weight:bold;">Single-walled</td> <td data-sheets-value='{"1":2,"2":"Clear (A)"}' style="border-right:1px solid #000000;overflow:hidden;padding:0px 3px 0px 3px;vertical-align:bottom;font-weight:bold;">Clear (A)</td> <td data-sheets-numberformat='{"1":2,"2":"0.00","3":1}' data-sheets-value='{"1":3,"3":5.17}' style="overflow:hidden;padding:0px 3px 0px 3px;vertical-align:bottom;text-align:center;">5.17</td> <td data-sheets-numberformat='{"1":2,"2":"0","3":1}' data-sheets-value='{"1":3,"3":88}' style="overflow:hidden;padding:0px 3px 0px 3px;vertical-align:bottom;text-align:center;">88</td> <td data-sheets-numberformat='{"1":2,"2":"0","3":1}' data-sheets-value='{"1":3,"3":83}' style="overflow:hidden;padding:0px 3px 0px 3px;vertical-align:bottom;text-align:center;">83</td> <td data-sheets-numberformat='{"1":2,"2":"0","3":1}' data-sheets-value='{"1":2,"2":"-"}' style="border-right:1px solid #000000;overflow:hidden;padding:0px 3px 0px 3px;vertical-align:bottom;text-align:center;">-</td> </tr> <tr style="height:20px;"> <td data-sheets-value='{"1":2,"2":"PC"}' style="border-left:1px solid #000000;overflow:hidden;padding:0px 3px 0px 3px;vertical-align:bottom;font-weight:bold;">PC</td> <td data-sheets-value='{"1":2,"2":"Single-walled"}' style="overflow:hidden;padding:0px 3px 0px 3px;vertical-align:bottom;font-weight:bold;">Single-walled</td> <td data-sheets-value='{"1":2,"2":"Opal (D)"}' style="border-right:1px solid #000000;overflow:hidden;padding:0px 3px 0px 3px;vertical-align:bottom;font-weight:bold;">Opal (D)</td> <td data-sheets-numberformat='{"1":2,"2":"0.00","3":1}' data-sheets-value='{"1":3,"3":5.17}' style="overflow:hidden;padding:0px 3px 0px 3px;vertical-align:bottom;text-align:center;">5.17</td> <td data-sheets-numberformat='{"1":2,"2":"0","3":1}' data-sheets-value='{"1":3,"3":58}' style="overflow:hidden;padding:0px 3px 0px 3px;vertical-align:bottom;text-align:center;">58</td> <td data-sheets-numberformat='{"1":2,"2":"0","3":1}' data-sheets-value='{"1":3,"3":60}' style="overflow:hidden;padding:0px 3px 0px 3px;vertical-align:bottom;text-align:center;">60</td> <td data-sheets-numberformat='{"1":2,"2":"0","3":1}' data-sheets-value='{"1":2,"2":"-"}' style="border-right:1px solid #000000;overflow:hidden;padding:0px 3px 0px 3px;vertical-align:bottom;text-align:center;">-</td> </tr> <tr style="height:20px;"> <td style="border-left:1px solid #000000;overflow:hidden;padding:0px 3px 0px 3px;vertical-align:bottom;font-weight:bold;"></td> <td data-sheets-value='{"1":2,"2":"Double-walled"}' style="overflow:hidden;padding:0px 3px 0px 3px;vertical-align:bottom;font-weight:bold;">Double-walled</td> <td data-sheets-value='{"1":2,"2":"Clear (A/H)"}' style="border-right:1px solid #000000;overflow:hidden;padding:0px 3px 0px 3px;vertical-align:bottom;font-weight:bold;">Clear (A/H)</td> <td data-sheets-numberformat='{"1":2,"2":"0.00","3":1}' data-sheets-value='{"1":3,"3":2.9}' style="overflow:hidden;padding:0px 3px 0px 3px;vertical-align:bottom;text-align:center;">2.90</td> <td data-sheets-numberformat='{"1":2,"2":"0","3":1}' data-sheets-value='{"1":3,"3":79}' style="overflow:hidden;padding:0px 3px 0px 3px;vertical-align:bottom;text-align:center;">79</td> <td data-sheets-numberformat='{"1":2,"2":"0","3":1}' data-sheets-value='{"1":3,"3":72}' style="overflow:hidden;padding:0px 3px 0px 3px;vertical-align:bottom;text-align:center;">72</td> <td data-sheets-numberformat='{"1":2,"2":"0","3":1}' data-sheets-value='{"1":3,"3":20}' style="border-right:1px solid #000000;overflow:hidden;padding:0px 3px 0px 3px;vertical-align:bottom;text-align:center;">20</td> </tr> <tr style="height:20px;"> <td style="border-left:1px solid #000000;overflow:hidden;padding:0px 3px 0px 3px;vertical-align:bottom;font-weight:bold;"></td> <td data-sheets-value='{"1":2,"2":"Double-walled"}' style="overflow:hidden;padding:0px 3px 0px 3px;vertical-align:bottom;font-weight:bold;">Double-walled</td> <td data-sheets-value='{"1":2,"2":"Clear (A/A)"}' style="border-right:1px solid #000000;overflow:hidden;padding:0px 3px 0px 3px;vertical-align:bottom;font-weight:bold;">Clear (A/A)</td> <td data-sheets-numberformat='{"1":2,"2":"0.00","3":1}' data-sheets-value='{"1":3,"3":2.9}' style="overflow:hidden;padding:0px 3px 0px 3px;vertical-align:bottom;text-align:center;">2.90</td> <td data-sheets-numberformat='{"1":2,"2":"0","3":1}' data-sheets-value='{"1":3,"3":77}' style="overflow:hidden;padding:0px 3px 0px 3px;vertical-align:bottom;text-align:center;">77</td> <td data-sheets-numberformat='{"1":2,"2":"0","3":1}' data-sheets-value='{"1":3,"3":69}' style="overflow:hidden;padding:0px 3px 0px 3px;vertical-align:bottom;text-align:center;">69</td> <td data-sheets-numberformat='{"1":2,"2":"0","3":1}' data-sheets-value='{"1":3,"3":20}' style="border-right:1px solid #000000;overflow:hidden;padding:0px 3px 0px 3px;vertical-align:bottom;text-align:center;">20</td> </tr> <tr style="height:20px;"> <td style="border-left:1px solid #000000;overflow:hidden;padding:0px 3px 0px 3px;vertical-align:bottom;font-weight:bold;"></td> <td data-sheets-value='{"1":2,"2":"Double-walled"}' style="overflow:hidden;padding:0px 3px 0px 3px;vertical-align:bottom;font-weight:bold;">Double-walled</td> <td data-sheets-value='{"1":2,"2":"Opal (A/O)"}' style="border-right:1px solid #000000;overflow:hidden;padding:0px 3px 0px 3px;vertical-align:bottom;font-weight:bold;">Opal (A/O)</td> <td data-sheets-numberformat='{"1":2,"2":"0.00","3":1}' data-sheets-value='{"1":3,"3":2.9}' style="overflow:hidden;padding:0px 3px 0px 3px;vertical-align:bottom;text-align:center;">2.90</td> <td data-sheets-numberformat='{"1":2,"2":"0","3":1}' data-sheets-value='{"1":3,"3":73}' style="overflow:hidden;padding:0px 3px 0px 3px;vertical-align:bottom;text-align:center;">73</td> <td data-sheets-numberformat='{"1":2,"2":"0","3":1}' data-sheets-value='{"1":3,"3":63}' style="overflow:hidden;padding:0px 3px 0px 3px;vertical-align:bottom;text-align:center;">63</td> <td data-sheets-numberformat='{"1":2,"2":"0","3":1}' data-sheets-value='{"1":3,"3":20}' style="border-right:1px solid #000000;overflow:hidden;padding:0px 3px 0px 3px;vertical-align:bottom;text-align:center;">20</td> </tr> <tr style="height:20px;"> <td style="border-left:1px solid #000000;overflow:hidden;padding:0px 3px 0px 3px;vertical-align:bottom;font-weight:bold;"></td> <td data-sheets-value='{"1":2,"2":"Double-walled"}' style="overflow:hidden;padding:0px 3px 0px 3px;vertical-align:bottom;font-weight:bold;">Double-walled</td> <td data-sheets-value='{"1":2,"2":"Opal (A/D)"}' style="border-right:1px solid #000000;overflow:hidden;padding:0px 3px 0px 3px;vertical-align:bottom;font-weight:bold;">Opal (A/D)</td> <td data-sheets-numberformat='{"1":2,"2":"0.00","3":1}' data-sheets-value='{"1":3,"3":2.9}' style="overflow:hidden;padding:0px 3px 0px 3px;vertical-align:bottom;text-align:center;">2.90</td> <td data-sheets-numberformat='{"1":2,"2":"0","3":1}' data-sheets-value='{"1":3,"3":51}' style="overflow:hidden;padding:0px 3px 0px 3px;vertical-align:bottom;text-align:center;">51</td> <td data-sheets-numberformat='{"1":2,"2":"0","3":1}' data-sheets-value='{"1":3,"3":50}' style="overflow:hidden;padding:0px 3px 0px 3px;vertical-align:bottom;text-align:center;">50</td> <td data-sheets-numberformat='{"1":2,"2":"0","3":1}' data-sheets-value='{"1":3,"3":20}' style="border-right:1px solid #000000;overflow:hidden;padding:0px 3px 0px 3px;vertical-align:bottom;text-align:center;">20</td> </tr> <tr style="height:20px;"> <td style="border-left:1px solid #000000;overflow:hidden;padding:0px 3px 0px 3px;vertical-align:bottom;font-weight:bold;"></td> <td data-sheets-value='{"1":2,"2":"Triple-walled"}' style="overflow:hidden;padding:0px 3px 0px 3px;vertical-align:bottom;font-weight:bold;">Triple-walled</td> <td data-sheets-value='{"1":2,"2":"Clear (A/H/H)"}' style="border-right:1px solid #000000;overflow:hidden;padding:0px 3px 0px 3px;vertical-align:bottom;font-weight:bold;">Clear (A/H/H)</td> <td data-sheets-numberformat='{"1":2,"2":"0.00","3":1}' data-sheets-value='{"1":3,"3":1.7}' style="overflow:hidden;padding:0px 3px 0px 3px;vertical-align:bottom;text-align:center;">1.70</td> <td data-sheets-numberformat='{"1":2,"2":"0","3":1}' data-sheets-value='{"1":3,"3":71}' style="overflow:hidden;padding:0px 3px 0px 3px;vertical-align:bottom;text-align:center;">71</td> <td data-sheets-numberformat='{"1":2,"2":"0","3":1}' data-sheets-value='{"1":3,"3":63}' style="overflow:hidden;padding:0px 3px 0px 3px;vertical-align:bottom;text-align:center;">63</td> <td data-sheets-numberformat='{"1":2,"2":"0","3":1}' data-sheets-value='{"1":3,"3":22}' style="border-right:1px solid #000000;overflow:hidden;padding:0px 3px 0px 3px;vertical-align:bottom;text-align:center;">22</td> </tr> <tr style="height:20px;"> <td style="border-left:1px solid #000000;overflow:hidden;padding:0px 3px 0px 3px;vertical-align:bottom;font-weight:bold;"></td> <td data-sheets-value='{"1":2,"2":"Triple-walled"}' style="overflow:hidden;padding:0px 3px 0px 3px;vertical-align:bottom;font-weight:bold;">Triple-walled</td> <td data-sheets-value='{"1":2,"2":"Opal (A/O/O)"}' style="border-right:1px solid #000000;overflow:hidden;padding:0px 3px 0px 3px;vertical-align:bottom;font-weight:bold;">Opal (A/O/O)</td> <td data-sheets-numberformat='{"1":2,"2":"0.00","3":1}' data-sheets-value='{"1":3,"3":1.7}' style="overflow:hidden;padding:0px 3px 0px 3px;vertical-align:bottom;text-align:center;">1.70</td> <td data-sheets-numberformat='{"1":2,"2":"0","3":1}' data-sheets-value='{"1":3,"3":61}' style="overflow:hidden;padding:0px 3px 0px 3px;vertical-align:bottom;text-align:center;">61</td> <td data-sheets-numberformat='{"1":2,"2":"0","3":1}' data-sheets-value='{"1":3,"3":48}' style="overflow:hidden;padding:0px 3px 0px 3px;vertical-align:bottom;text-align:center;">48</td> <td data-sheets-numberformat='{"1":2,"2":"0","3":1}' data-sheets-value='{"1":3,"3":22}' style="border-right:1px solid #000000;overflow:hidden;padding:0px 3px 0px 3px;vertical-align:bottom;text-align:center;">22</td> </tr> <tr style="height:20px;"> <td style="border-left:1px solid #000000;overflow:hidden;padding:0px 3px 0px 3px;vertical-align:bottom;font-weight:bold;"></td> <td data-sheets-value='{"1":2,"2":"Four-walled"}' style="overflow:hidden;padding:0px 3px 0px 3px;vertical-align:bottom;font-weight:bold;">Four-walled</td> <td data-sheets-value='{"1":2,"2":"Clear (A/H/H/H)"}' style="border-right:1px solid #000000;overflow:hidden;padding:0px 3px 0px 3px;vertical-align:bottom;font-weight:bold;">Clear (A/H/H/H)</td> <td data-sheets-numberformat='{"1":2,"2":"0.00","3":1}' data-sheets-value='{"1":3,"3":1.28}' style="overflow:hidden;padding:0px 3px 0px 3px;vertical-align:bottom;text-align:center;">1.28</td> <td data-sheets-numberformat='{"1":2,"2":"0","3":1}' data-sheets-value='{"1":3,"3":64}' style="overflow:hidden;padding:0px 3px 0px 3px;vertical-align:bottom;text-align:center;">64</td> <td data-sheets-numberformat='{"1":2,"2":"0","3":1}' data-sheets-value='{"1":3,"3":52}' style="overflow:hidden;padding:0px 3px 0px 3px;vertical-align:bottom;text-align:center;">52</td> <td data-sheets-numberformat='{"1":2,"2":"0","3":1}' data-sheets-value='{"1":3,"3":23}' style="border-right:1px solid #000000;overflow:hidden;padding:0px 3px 0px 3px;vertical-align:bottom;text-align:center;">23</td> </tr> <tr style="height:20px;"> <td style="border-bottom:1px solid #000000;border-left:1px solid #000000;overflow:hidden;padding:0px 3px 0px 3px;vertical-align:bottom;"></td> <td data-sheets-value='{"1":2,"2":"Four-walled"}' style="border-bottom:1px solid #000000;overflow:hidden;padding:0px 3px 0px 3px;vertical-align:bottom;font-weight:bold;">Four-walled</td> <td data-sheets-value='{"1":2,"2":"Opal (A/H/O/H)"}' style="border-right:1px solid #000000;border-bottom:1px solid #000000;overflow:hidden;padding:0px 3px 0px 3px;vertical-align:bottom;font-weight:bold;">Opal (A/H/O/H)</td> <td data-sheets-numberformat='{"1":2,"2":"0.00","3":1}' data-sheets-value='{"1":3,"3":1.28}' style="border-bottom:1px solid #000000;overflow:hidden;padding:0px 3px 0px 3px;vertical-align:bottom;text-align:center;">1.28</td> <td data-sheets-numberformat='{"1":2,"2":"0","3":1}' data-sheets-value='{"1":3,"3":59}' style="border-bottom:1px solid #000000;overflow:hidden;padding:0px 3px 0px 3px;vertical-align:bottom;text-align:center;">59</td> <td data-sheets-numberformat='{"1":2,"2":"0","3":1}' data-sheets-value='{"1":3,"3":46}' style="border-bottom:1px solid #000000;overflow:hidden;padding:0px 3px 0px 3px;vertical-align:bottom;text-align:center;">46</td> <td data-sheets-numberformat='{"1":2,"2":"0","3":1}' data-sheets-value='{"1":3,"3":23}' style="border-right:1px solid #000000;border-bottom:1px solid #000000;overflow:hidden;padding:0px 3px 0px 3px;vertical-align:bottom;text-align:center;">23</td> </tr> <tr style="height:20px;"> <td data-sheets-value='{"1":2,"2":"Polycarbonate"}' style="border-left:1px solid #000000;overflow:hidden;padding:0px 3px 0px 3px;vertical-align:bottom;font-weight:bold;">Polycarbonate</td> <td data-sheets-value='{"1":2,"2":"Single-walled"}' style="overflow:hidden;padding:0px 3px 0px 3px;vertical-align:bottom;font-weight:bold;">Single-walled</td> <td data-sheets-value='{"1":2,"2":"Heatstop Opal (T)"}' style="border-right:1px solid #000000;overflow:hidden;padding:0px 3px 0px 3px;vertical-align:bottom;font-weight:bold;">Heatstop Opal (T)</td> <td data-sheets-numberformat='{"1":2,"2":"0.00","3":1}' data-sheets-value='{"1":3,"3":5.17}' style="overflow:hidden;padding:0px 3px 0px 3px;vertical-align:bottom;text-align:center;">5.17</td> <td data-sheets-numberformat='{"1":2,"2":"0","3":1}' data-sheets-value='{"1":3,"3":49}' style="overflow:hidden;padding:0px 3px 0px 3px;vertical-align:bottom;text-align:center;">49</td> <td data-sheets-numberformat='{"1":2,"2":"0","3":1}' data-sheets-value='{"1":3,"3":59}' style="overflow:hidden;padding:0px 3px 0px 3px;vertical-align:bottom;text-align:center;">59</td> <td data-sheets-numberformat='{"1":2,"2":"0","3":1}' data-sheets-value='{"1":2,"2":"-"}' style="border-right:1px solid #000000;overflow:hidden;padding:0px 3px 0px 3px;vertical-align:bottom;text-align:center;">-</td> </tr> <tr style="height:20px;"> <td data-sheets-value='{"1":2,"2":"Heatstop PC"}' style="border-left:1px solid #000000;overflow:hidden;padding:0px 3px 0px 3px;vertical-align:bottom;font-weight:bold;">Heatstop PC</td> <td data-sheets-value='{"1":2,"2":"Double-walled"}' style="overflow:hidden;padding:0px 3px 0px 3px;vertical-align:bottom;font-weight:bold;">Double-walled</td> <td data-sheets-value='{"1":2,"2":"Clear (T/H)"}' style="border-right:1px solid #000000;overflow:hidden;padding:0px 3px 0px 3px;vertical-align:bottom;font-weight:bold;">Clear (T/H)</td> <td data-sheets-numberformat='{"1":2,"2":"0.00","3":1}' data-sheets-value='{"1":3,"3":2.9}' style="overflow:hidden;padding:0px 3px 0px 3px;vertical-align:bottom;text-align:center;">2.90</td> <td data-sheets-numberformat='{"1":2,"2":"0","3":1}' data-sheets-value='{"1":3,"3":44}' style="overflow:hidden;padding:0px 3px 0px 3px;vertical-align:bottom;text-align:center;">44</td> <td data-sheets-numberformat='{"1":2,"2":"0","3":1}' data-sheets-value='{"1":3,"3":51}' style="overflow:hidden;padding:0px 3px 0px 3px;vertical-align:bottom;text-align:center;">51</td> <td data-sheets-numberformat='{"1":2,"2":"0","3":1}' data-sheets-value='{"1":3,"3":20}' style="border-right:1px solid #000000;overflow:hidden;padding:0px 3px 0px 3px;vertical-align:bottom;text-align:center;">20</td> </tr> <tr style="height:20px;"> <td style="border-left:1px solid #000000;overflow:hidden;padding:0px 3px 0px 3px;vertical-align:bottom;font-weight:bold;"></td> <td data-sheets-value='{"1":2,"2":"Double-walled"}' style="overflow:hidden;padding:0px 3px 0px 3px;vertical-align:bottom;font-weight:bold;">Double-walled</td> <td data-sheets-value='{"1":2,"2":"Opal (T/O)"}' style="border-right:1px solid #000000;overflow:hidden;padding:0px 3px 0px 3px;vertical-align:bottom;font-weight:bold;">Opal (T/O)</td> <td data-sheets-numberformat='{"1":2,"2":"0.00","3":1}' data-sheets-value='{"1":3,"3":2.9}' style="overflow:hidden;padding:0px 3px 0px 3px;vertical-align:bottom;text-align:center;">2.90</td> <td data-sheets-numberformat='{"1":2,"2":"0","3":1}' data-sheets-value='{"1":3,"3":41}' style="overflow:hidden;padding:0px 3px 0px 3px;vertical-align:bottom;text-align:center;">41</td> <td data-sheets-numberformat='{"1":2,"2":"0","3":1}' data-sheets-value='{"1":3,"3":45}' style="overflow:hidden;padding:0px 3px 0px 3px;vertical-align:bottom;text-align:center;">45</td> <td data-sheets-numberformat='{"1":2,"2":"0","3":1}' data-sheets-value='{"1":3,"3":20}' style="border-right:1px solid #000000;overflow:hidden;padding:0px 3px 0px 3px;vertical-align:bottom;text-align:center;">20</td> </tr> <tr style="height:20px;"> <td style="border-left:1px solid #000000;overflow:hidden;padding:0px 3px 0px 3px;vertical-align:bottom;font-weight:bold;"></td> <td data-sheets-value='{"1":2,"2":"Triple-walled"}' style="overflow:hidden; | skylux-160-ce-met-koepel-en-pvc-opstand-16-00-met-lm-motor-en-windvang-1200-x-1500-mm | 8586029039949 | 46872344559949
Smoke and heat exhaust (SHEV) | SHE system | Skylux | Skylux 160° CE with skylight and PVC curb 16/00 with LM-actuator and spoiler 1200 x 1800 mm |  | 50383 | 5412970503835 | 5074.75 | Yes | 30-45 | 82.5 | 1200 x 1800 mm | 1800 | 1200 |  | PVC 16/00 (16 cm high & roof opening = daylight size) | Rectangular | 5.17 W/m²K - 1.28 W/m²K | 87% - 32% | 90% - 32% | 20dB - 23dB | 160° CE (for industry) | skylight | with spoiler | E | Single actuator | Maximum four-walled skylight possible for this product | Ut-value LT-value g-value Rw-value EN 1873 : 2014 EN ISO 13468 EN 16153 EN 410 EN 410 EN ISO 140-3 Material Walls Shells (W/m²K) (%) (%) (dB) Acrylic Single-walled Clear (H) 5.17 90 87 - PMMA Single-walled Opal (O) 5.17 83 76 - Double-walled Clear (H/H) 2.90 81 75 20 Double-walled Opal (O/O) 2.90 69 58 20 Triple-walled Clear (H/H/H) 1.70 73 65 22 Triple-walled Opal (O/H/O) 1.70 62 51 22 Four-walled Clear (H/H/H/H) 1.28 64 54 23 Four-walled Opal (H/H/O/H) 1.28 59 48 23 Polycarbonate Single-walled Clear (A) 5.17 88 83 - PC Single-walled Opal (D) 5.17 58 60 - Double-walled Clear (A/H) 2.90 79 72 20 Double-walled Clear (A/A) 2.90 77 69 20 Double-walled Opal (A/O) 2.90 73 63 20 Double-walled Opal (A/D) 2.90 51 50 20 Triple-walled Clear (A/H/H) 1.70 71 63 22 Triple-walled Opal (A/O/O) 1.70 61 48 22 Four-walled Clear (A/H/H/H) 1.28 64 52 23 Four-walled Opal (A/H/O/H) 1.28 59 46 23 Polycarbonate Single-walled Heatstop Opal (T) 5.17 49 59 - Heatstop PC Double-walled Clear (T/H) 2.90 44 51 20 Double-walled Opal (T/O) 2.90 41 45 20 Triple-walled Clear (T/H/H) 1.70 40 <td data-sheets-numberformat='{"1":2,"2":"0","3":1}' data-sheets-value='{"1":3,"3":44}' style="overflow:hidden;paddin | https://skylux.eu/en/products/skylux-160-ce-met-koepel-en-pvc-opstand-16-00-met-lm-motor-en-windvang-1200-x-1800-mm | https://skylux.eu/cdn/shop/files/Skylux-160deg-CE-met-koepel-en-pvc-opstand-1600-met-LM-motor-en-windvang-1200-x-1800-mm-RWA-systeem.jpg?v=1702980250&width=1600 | https://skylux.eu/cdn/shop/files/e5a82811-1bb0-48e4-a776-cacb59c7c092_de56759d-6eb0-40c9-9dd5-627373485074.jpg?v=1688551084&width=1600 | //skylux.eu/cdn/shop/files/E_MH_Mounting_instructions_Skylux_160_CE_LM.pdf?v=12406716259046007223 | //skylux.eu/cdn/shop/files/E_TD_Technical_File_Skylux_Skylux_160_CE_Electric.pdf?v=3667116872303399239 | <style type="text/css" id="isPasted"> <!--td { border: 1px solid #cccccc; } br { mso-data-placement: same-cell; } --> </style> <table border="1" cellpadding="0" cellspacing="0" dir="ltr" style="table-layout:fixed;font-size:10pt;font-family:Arial;border-collapse:collapse;border:none;"><tbody> <tr style="height:20px;"> <td style="overflow:hidden;padding:0px 3px 0px 3px;vertical-align:bottom;"></td> <td style="overflow:hidden;padding:0px 3px 0px 3px;vertical-align:bottom;"></td> <td style="overflow:hidden;padding:0px 3px 0px 3px;vertical-align:bottom;"></td> <td data-sheets-value='{"1":2,"2":"Ut-value"}' style="overflow:hidden;padding:0px 3px 0px 3px;vertical-align:bottom;font-weight:bold;text-align:center;">Ut-value</td> <td data-sheets-value='{"1":2,"2":"LT-value"}' style="overflow:hidden;padding:0px 3px 0px 3px;vertical-align:bottom;font-weight:bold;text-align:center;">LT-value</td> <td data-sheets-value='{"1":2,"2":"g-value"}' style="overflow:hidden;padding:0px 3px 0px 3px;vertical-align:bottom;font-weight:bold;text-align:center;">g-value</td> <td data-sheets-value='{"1":2,"2":"Rw-value "}' style="overflow:hidden;padding:0px 3px 0px 3px;vertical-align:bottom;font-weight:bold;text-align:center;">Rw-value </td> </tr> <tr style="height:20px;"> <td style="overflow:hidden;padding:0px 3px 0px 3px;vertical-align:bottom;"></td> <td style="overflow:hidden;padding:0px 3px 0px 3px;vertical-align:bottom;"></td> <td style="overflow:hidden;padding:0px 3px 0px 3px;vertical-align:bottom;"></td> <td data-sheets-numberformat='{"1":2,"2":"0.00","3":1}' data-sheets-value='{"1":2,"2":"EN 1873 : 2014"}' style="overflow:hidden;padding:0px 3px 0px 3px;vertical-align:bottom;text-align:center;">EN 1873 : 2014</td> <td data-sheets-numberformat='{"1":2,"2":"0","3":1}' data-sheets-value='{"1":2,"2":"EN ISO 13468 EN 16153 EN 410"}' style="overflow:hidden;padding:0px 3px 0px 3px;vertical-align:bottom;text-align:center;">EN ISO 13468 EN 16153 EN 410</td> <td data-sheets-numberformat='{"1":2,"2":"0","3":1}' data-sheets-value='{"1":2,"2":"EN 410"}' style="overflow:hidden;padding:0px 3px 0px 3px;vertical-align:bottom;text-align:center;">EN 410</td> <td data-sheets-value='{"1":2,"2":"EN ISO 140-3\t\t"}' style="overflow:hidden;padding:0px 3px 0px 3px;vertical-align:bottom;text-align:center;">EN ISO 140-3 </td> </tr> <tr style="height:20px;"> <td data-sheets-value='{"1":2,"2":"Material"}' style="border-bottom:1px solid #000000;overflow:hidden;padding:0px 3px 0px 3px;vertical-align:bottom;background-color:#000000;font-weight:bold;color:#ffffff;">Material</td> <td data-sheets-value='{"1":2,"2":"Walls"}' style="border-bottom:1px solid #000000;overflow:hidden;padding:0px 3px 0px 3px;vertical-align:bottom;background-color:#000000;font-weight:bold;color:#ffffff;">Walls</td> <td data-sheets-value='{"1":2,"2":"Shells"}' style="border-bottom:1px solid #000000;overflow:hidden;padding:0px 3px 0px 3px;vertical-align:bottom;background-color:#000000;font-weight:bold;color:#ffffff;">Shells</td> <td data-sheets-numberformat='{"1":2,"2":"0.00","3":1}' data-sheets-value='{"1":2,"2":"(W/m²K)\t"}' style="border-bottom:1px solid #000000;overflow:hidden;padding:0px 3px 0px 3px;vertical-align:bottom;background-color:#000000;font-weight:bold;color:#ffffff;text-align:center;">(W/m²K) </td> <td data-sheets-numberformat='{"1":2,"2":"0","3":1}' data-sheets-value='{"1":2,"2":"(%)"}' style="border-bottom:1px solid #000000;overflow:hidden;padding:0px 3px 0px 3px;vertical-align:bottom;background-color:#000000;font-weight:bold;color:#ffffff;text-align:center;">(%)</td> <td data-sheets-numberformat='{"1":2,"2":"0","3":1}' data-sheets-value='{"1":2,"2":"(%)"}' style="border-bottom:1px solid #000000;overflow:hidden;padding:0px 3px 0px 3px;vertical-align:bottom;background-color:#000000;font-weight:bold;color:#ffffff;text-align:center;">(%)</td> <td data-sheets-value='{"1":2,"2":"(dB)"}' style="border-bottom:1px solid #000000;overflow:hidden;padding:0px 3px 0px 3px;vertical-align:bottom;background-color:#000000;font-weight:bold;color:#ffffff;text-align:center;">(dB)</td> </tr> <tr style="height:20px;"> <td data-sheets-value='{"1":2,"2":"Acrylic"}' style="border-left:1px solid #000000;overflow:hidden;padding:0px 3px 0px 3px;vertical-align:bottom;font-weight:bold;">Acrylic</td> <td data-sheets-value='{"1":2,"2":"Single-walled"}' style="overflow:hidden;padding:0px 3px 0px 3px;vertical-align:bottom;font-weight:bold;">Single-walled</td> <td data-sheets-value='{"1":2,"2":"Clear (H)"}' style="border-right:1px solid #000000;overflow:hidden;padding:0px 3px 0px 3px;vertical-align:bottom;font-weight:bold;">Clear (H)</td> <td data-sheets-numberformat='{"1":2,"2":"0.00","3":1}' data-sheets-value='{"1":3,"3":5.17}' style="overflow:hidden;padding:0px 3px 0px 3px;vertical-align:bottom;text-align:center;">5.17</td> <td data-sheets-numberformat='{"1":2,"2":"0","3":1}' data-sheets-value='{"1":3,"3":90}' style="overflow:hidden;padding:0px 3px 0px 3px;vertical-align:bottom;text-align:center;">90</td> <td data-sheets-numberformat='{"1":2,"2":"0","3":1}' data-sheets-value='{"1":3,"3":87}' style="overflow:hidden;padding:0px 3px 0px 3px;vertical-align:bottom;text-align:center;">87</td> <td data-sheets-numberformat='{"1":2,"2":"0","3":1}' data-sheets-value='{"1":2,"2":"-"}' style="border-right:1px solid #000000;overflow:hidden;padding:0px 3px 0px 3px;vertical-align:bottom;text-align:center;">-</td> </tr> <tr style="height:20px;"> <td data-sheets-value='{"1":2,"2":"PMMA"}' style="border-left:1px solid #000000;overflow:hidden;padding:0px 3px 0px 3px;vertical-align:bottom;font-weight:bold;">PMMA</td> <td data-sheets-value='{"1":2,"2":"Single-walled"}' style="overflow:hidden;padding:0px 3px 0px 3px;vertical-align:bottom;font-weight:bold;">Single-walled</td> <td data-sheets-value='{"1":2,"2":"Opal (O)"}' style="border-right:1px solid #000000;overflow:hidden;padding:0px 3px 0px 3px;vertical-align:bottom;font-weight:bold;">Opal (O)</td> <td data-sheets-numberformat='{"1":2,"2":"0.00","3":1}' data-sheets-value='{"1":3,"3":5.17}' style="overflow:hidden;padding:0px 3px 0px 3px;vertical-align:bottom;text-align:center;">5.17</td> <td data-sheets-numberformat='{"1":2,"2":"0","3":1}' data-sheets-value='{"1":3,"3":83}' style="overflow:hidden;padding:0px 3px 0px 3px;vertical-align:bottom;text-align:center;">83</td> <td data-sheets-numberformat='{"1":2,"2":"0","3":1}' data-sheets-value='{"1":3,"3":76}' style="overflow:hidden;padding:0px 3px 0px 3px;vertical-align:bottom;text-align:center;">76</td> <td data-sheets-numberformat='{"1":2,"2":"0","3":1}' data-sheets-value='{"1":2,"2":"-"}' style="border-right:1px solid #000000;overflow:hidden;padding:0px 3px 0px 3px;vertical-align:bottom;text-align:center;">-</td> </tr> <tr style="height:20px;"> <td style="border-left:1px solid #000000;overflow:hidden;padding:0px 3px 0px 3px;vertical-align:bottom;font-weight:bold;"></td> <td data-sheets-value='{"1":2,"2":"Double-walled"}' style="overflow:hidden;padding:0px 3px 0px 3px;vertical-align:bottom;font-weight:bold;">Double-walled</td> <td data-sheets-value='{"1":2,"2":"Clear (H/H)"}' style="border-right:1px solid #000000;overflow:hidden;padding:0px 3px 0px 3px;vertical-align:bottom;font-weight:bold;">Clear (H/H)</td> <td data-sheets-numberformat='{"1":2,"2":"0.00","3":1}' data-sheets-value='{"1":3,"3":2.9}' style="overflow:hidden;padding:0px 3px 0px 3px;vertical-align:bottom;text-align:center;">2.90</td> <td data-sheets-numberformat='{"1":2,"2":"0","3":1}' data-sheets-value='{"1":3,"3":81}' style="overflow:hidden;padding:0px 3px 0px 3px;vertical-align:bottom;text-align:center;">81</td> <td data-sheets-numberformat='{"1":2,"2":"0","3":1}' data-sheets-value='{"1":3,"3":75}' style="overflow:hidden;padding:0px 3px 0px 3px;vertical-align:bottom;text-align:center;">75</td> <td data-sheets-numberformat='{"1":2,"2":"0","3":1}' data-sheets-value='{"1":3,"3":20}' style="border-right:1px solid #000000;overflow:hidden;padding:0px 3px 0px 3px;vertical-align:bottom;text-align:center;">20</td> </tr> <tr style="height:20px;"> <td style="border-left:1px solid #000000;overflow:hidden;padding:0px 3px 0px 3px;vertical-align:bottom;font-weight:bold;"></td> <td data-sheets-value='{"1":2,"2":"Double-walled"}' style="overflow:hidden;padding:0px 3px 0px 3px;vertical-align:bottom;font-weight:bold;">Double-walled</td> <td data-sheets-value='{"1":2,"2":"Opal (O/O)"}' style="border-right:1px solid #000000;overflow:hidden;padding:0px 3px 0px 3px;vertical-align:bottom;font-weight:bold;">Opal (O/O)</td> <td data-sheets-numberformat='{"1":2,"2":"0.00","3":1}' data-sheets-value='{"1":3,"3":2.9}' style="overflow:hidden;padding:0px 3px 0px 3px;vertical-align:bottom;text-align:center;">2.90</td> <td data-sheets-numberformat='{"1":2,"2":"0","3":1}' data-sheets-value='{"1":3,"3":69}' style="overflow:hidden;padding:0px 3px 0px 3px;vertical-align:bottom;text-align:center;">69</td> <td data-sheets-numberformat='{"1":2,"2":"0","3":1}' data-sheets-value='{"1":3,"3":58}' style="overflow:hidden;padding:0px 3px 0px 3px;vertical-align:bottom;text-align:center;">58</td> <td data-sheets-numberformat='{"1":2,"2":"0","3":1}' data-sheets-value='{"1":3,"3":20}' style="border-right:1px solid #000000;overflow:hidden;padding:0px 3px 0px 3px;vertical-align:bottom;text-align:center;">20</td> </tr> <tr style="height:20px;"> <td style="border-left:1px solid #000000;overflow:hidden;padding:0px 3px 0px 3px;vertical-align:bottom;font-weight:bold;"></td> <td data-sheets-value='{"1":2,"2":"Triple-walled"}' style="overflow:hidden;padding:0px 3px 0px 3px;vertical-align:bottom;font-weight:bold;">Triple-walled</td> <td data-sheets-value='{"1":2,"2":"Clear (H/H/H)"}' style="border-right:1px solid #000000;overflow:hidden;padding:0px 3px 0px 3px;vertical-align:bottom;font-weight:bold;">Clear (H/H/H)</td> <td data-sheets-numberformat='{"1":2,"2":"0.00","3":1}' data-sheets-value='{"1":3,"3":1.7}' style="overflow:hidden;padding:0px 3px 0px 3px;vertical-align:bottom;text-align:center;">1.70</td> <td data-sheets-numberformat='{"1":2,"2":"0","3":1}' data-sheets-value='{"1":3,"3":73}' style="overflow:hidden;padding:0px 3px 0px 3px;vertical-align:bottom;text-align:center;">73</td> <td data-sheets-numberformat='{"1":2,"2":"0","3":1}' data-sheets-value='{"1":3,"3":65}' style="overflow:hidden;padding:0px 3px 0px 3px;vertical-align:bottom;text-align:center;">65</td> <td data-sheets-numberformat='{"1":2,"2":"0","3":1}' data-sheets-value='{"1":3,"3":22}' style="border-right:1px solid #000000;overflow:hidden;padding:0px 3px 0px 3px;vertical-align:bottom;text-align:center;">22</td> </tr> <tr style="height:20px;"> <td style="border-left:1px solid #000000;overflow:hidden;padding:0px 3px 0px 3px;vertical-align:bottom;font-weight:bold;"></td> <td data-sheets-value='{"1":2,"2":"Triple-walled"}' style="overflow:hidden;padding:0px 3px 0px 3px;vertical-align:bottom;font-weight:bold;">Triple-walled</td> <td data-sheets-value='{"1":2,"2":"Opal (O/H/O)"}' style="border-right:1px solid #000000;overflow:hidden;padding:0px 3px 0px 3px;vertical-align:bottom;font-weight:bold;">Opal (O/H/O)</td> <td data-sheets-numberformat='{"1":2,"2":"0.00","3":1}' data-sheets-value='{"1":3,"3":1.7}' style="overflow:hidden;padding:0px 3px 0px 3px;vertical-align:bottom;text-align:center;">1.70</td> <td data-sheets-numberformat='{"1":2,"2":"0","3":1}' data-sheets-value='{"1":3,"3":62}' style="overflow:hidden;padding:0px 3px 0px 3px;vertical-align:bottom;text-align:center;">62</td> <td data-sheets-numberformat='{"1":2,"2":"0","3":1}' data-sheets-value='{"1":3,"3":51}' style="overflow:hidden;padding:0px 3px 0px 3px;vertical-align:bottom;text-align:center;">51</td> <td data-sheets-numberformat='{"1":2,"2":"0","3":1}' data-sheets-value='{"1":3,"3":22}' style="border-right:1px solid #000000;overflow:hidden;padding:0px 3px 0px 3px;vertical-align:bottom;text-align:center;">22</td> </tr> <tr style="height:20px;"> <td style="border-left:1px solid #000000;overflow:hidden;padding:0px 3px 0px 3px;vertical-align:bottom;font-weight:bold;"></td> <td data-sheets-value='{"1":2,"2":"Four-walled"}' style="overflow:hidden;padding:0px 3px 0px 3px;vertical-align:bottom;font-weight:bold;">Four-walled</td> <td data-sheets-value='{"1":2,"2":"Clear (H/H/H/H)"}' style="border-right:1px solid #000000;overflow:hidden;padding:0px 3px 0px 3px;vertical-align:bottom;font-weight:bold;">Clear (H/H/H/H)</td> <td data-sheets-numberformat='{"1":2,"2":"0.00","3":1}' data-sheets-value='{"1":3,"3":1.28}' style="overflow:hidden;padding:0px 3px 0px 3px;vertical-align:bottom;text-align:center;">1.28</td> <td data-sheets-numberformat='{"1":2,"2":"0","3":1}' data-sheets-value='{"1":3,"3":64}' style="overflow:hidden;padding:0px 3px 0px 3px;vertical-align:bottom;text-align:center;">64</td> <td data-sheets-numberformat='{"1":2,"2":"0","3":1}' data-sheets-value='{"1":3,"3":54}' style="overflow:hidden;padding:0px 3px 0px 3px;vertical-align:bottom;text-align:center;">54</td> <td data-sheets-numberformat='{"1":2,"2":"0","3":1}' data-sheets-value='{"1":3,"3":23}' style="border-right:1px solid #000000;overflow:hidden;padding:0px 3px 0px 3px;vertical-align:bottom;text-align:center;">23</td> </tr> <tr style="height:20px;"> <td style="border-bottom:1px solid #000000;border-left:1px solid #000000;overflow:hidden;padding:0px 3px 0px 3px;vertical-align:bottom;"></td> <td data-sheets-value='{"1":2,"2":"Four-walled"}' style="border-bottom:1px solid #000000;overflow:hidden;padding:0px 3px 0px 3px;vertical-align:bottom;font-weight:bold;">Four-walled</td> <td data-sheets-value='{"1":2,"2":"Opal (H/H/O/H)"}' style="border-right:1px solid #000000;border-bottom:1px solid #000000;overflow:hidden;padding:0px 3px 0px 3px;vertical-align:bottom;font-weight:bold;">Opal (H/H/O/H)</td> <td data-sheets-numberformat='{"1":2,"2":"0.00","3":1}' data-sheets-value='{"1":3,"3":1.28}' style="border-bottom:1px solid #000000;overflow:hidden;padding:0px 3px 0px 3px;vertical-align:bottom;text-align:center;">1.28</td> <td data-sheets-numberformat='{"1":2,"2":"0","3":1}' data-sheets-value='{"1":3,"3":59}' style="border-bottom:1px solid #000000;overflow:hidden;padding:0px 3px 0px 3px;vertical-align:bottom;text-align:center;">59</td> <td data-sheets-numberformat='{"1":2,"2":"0","3":1}' data-sheets-value='{"1":3,"3":48}' style="border-bottom:1px solid #000000;overflow:hidden;padding:0px 3px 0px 3px;vertical-align:bottom;text-align:center;">48</td> <td data-sheets-numberformat='{"1":2,"2":"0","3":1}' data-sheets-value='{"1":3,"3":23}' style="border-right:1px solid #000000;border-bottom:1px solid #000000;overflow:hidden;padding:0px 3px 0px 3px;vertical-align:bottom;text-align:center;">23</td> </tr> <tr style="height:20px;"> <td data-sheets-value='{"1":2,"2":"Polycarbonate "}' style="border-left:1px solid #000000;overflow:hidden;padding:0px 3px 0px 3px;vertical-align:bottom;font-weight:bold;">Polycarbonate </td> <td data-sheets-value='{"1":2,"2":"Single-walled"}' style="overflow:hidden;padding:0px 3px 0px 3px;vertical-align:bottom;font-weight:bold;">Single-walled</td> <td data-sheets-value='{"1":2,"2":"Clear (A)"}' style="border-right:1px solid #000000;overflow:hidden;padding:0px 3px 0px 3px;vertical-align:bottom;font-weight:bold;">Clear (A)</td> <td data-sheets-numberformat='{"1":2,"2":"0.00","3":1}' data-sheets-value='{"1":3,"3":5.17}' style="overflow:hidden;padding:0px 3px 0px 3px;vertical-align:bottom;text-align:center;">5.17</td> <td data-sheets-numberformat='{"1":2,"2":"0","3":1}' data-sheets-value='{"1":3,"3":88}' style="overflow:hidden;padding:0px 3px 0px 3px;vertical-align:bottom;text-align:center;">88</td> <td data-sheets-numberformat='{"1":2,"2":"0","3":1}' data-sheets-value='{"1":3,"3":83}' style="overflow:hidden;padding:0px 3px 0px 3px;vertical-align:bottom;text-align:center;">83</td> <td data-sheets-numberformat='{"1":2,"2":"0","3":1}' data-sheets-value='{"1":2,"2":"-"}' style="border-right:1px solid #000000;overflow:hidden;padding:0px 3px 0px 3px;vertical-align:bottom;text-align:center;">-</td> </tr> <tr style="height:20px;"> <td data-sheets-value='{"1":2,"2":"PC"}' style="border-left:1px solid #000000;overflow:hidden;padding:0px 3px 0px 3px;vertical-align:bottom;font-weight:bold;">PC</td> <td data-sheets-value='{"1":2,"2":"Single-walled"}' style="overflow:hidden;padding:0px 3px 0px 3px;vertical-align:bottom;font-weight:bold;">Single-walled</td> <td data-sheets-value='{"1":2,"2":"Opal (D)"}' style="border-right:1px solid #000000;overflow:hidden;padding:0px 3px 0px 3px;vertical-align:bottom;font-weight:bold;">Opal (D)</td> <td data-sheets-numberformat='{"1":2,"2":"0.00","3":1}' data-sheets-value='{"1":3,"3":5.17}' style="overflow:hidden;padding:0px 3px 0px 3px;vertical-align:bottom;text-align:center;">5.17</td> <td data-sheets-numberformat='{"1":2,"2":"0","3":1}' data-sheets-value='{"1":3,"3":58}' style="overflow:hidden;padding:0px 3px 0px 3px;vertical-align:bottom;text-align:center;">58</td> <td data-sheets-numberformat='{"1":2,"2":"0","3":1}' data-sheets-value='{"1":3,"3":60}' style="overflow:hidden;padding:0px 3px 0px 3px;vertical-align:bottom;text-align:center;">60</td> <td data-sheets-numberformat='{"1":2,"2":"0","3":1}' data-sheets-value='{"1":2,"2":"-"}' style="border-right:1px solid #000000;overflow:hidden;padding:0px 3px 0px 3px;vertical-align:bottom;text-align:center;">-</td> </tr> <tr style="height:20px;"> <td style="border-left:1px solid #000000;overflow:hidden;padding:0px 3px 0px 3px;vertical-align:bottom;font-weight:bold;"></td> <td data-sheets-value='{"1":2,"2":"Double-walled"}' style="overflow:hidden;padding:0px 3px 0px 3px;vertical-align:bottom;font-weight:bold;">Double-walled</td> <td data-sheets-value='{"1":2,"2":"Clear (A/H)"}' style="border-right:1px solid #000000;overflow:hidden;padding:0px 3px 0px 3px;vertical-align:bottom;font-weight:bold;">Clear (A/H)</td> <td data-sheets-numberformat='{"1":2,"2":"0.00","3":1}' data-sheets-value='{"1":3,"3":2.9}' style="overflow:hidden;padding:0px 3px 0px 3px;vertical-align:bottom;text-align:center;">2.90</td> <td data-sheets-numberformat='{"1":2,"2":"0","3":1}' data-sheets-value='{"1":3,"3":79}' style="overflow:hidden;padding:0px 3px 0px 3px;vertical-align:bottom;text-align:center;">79</td> <td data-sheets-numberformat='{"1":2,"2":"0","3":1}' data-sheets-value='{"1":3,"3":72}' style="overflow:hidden;padding:0px 3px 0px 3px;vertical-align:bottom;text-align:center;">72</td> <td data-sheets-numberformat='{"1":2,"2":"0","3":1}' data-sheets-value='{"1":3,"3":20}' style="border-right:1px solid #000000;overflow:hidden;padding:0px 3px 0px 3px;vertical-align:bottom;text-align:center;">20</td> </tr> <tr style="height:20px;"> <td style="border-left:1px solid #000000;overflow:hidden;padding:0px 3px 0px 3px;vertical-align:bottom;font-weight:bold;"></td> <td data-sheets-value='{"1":2,"2":"Double-walled"}' style="overflow:hidden;padding:0px 3px 0px 3px;vertical-align:bottom;font-weight:bold;">Double-walled</td> <td data-sheets-value='{"1":2,"2":"Clear (A/A)"}' style="border-right:1px solid #000000;overflow:hidden;padding:0px 3px 0px 3px;vertical-align:bottom;font-weight:bold;">Clear (A/A)</td> <td data-sheets-numberformat='{"1":2,"2":"0.00","3":1}' data-sheets-value='{"1":3,"3":2.9}' style="overflow:hidden;padding:0px 3px 0px 3px;vertical-align:bottom;text-align:center;">2.90</td> <td data-sheets-numberformat='{"1":2,"2":"0","3":1}' data-sheets-value='{"1":3,"3":77}' style="overflow:hidden;padding:0px 3px 0px 3px;vertical-align:bottom;text-align:center;">77</td> <td data-sheets-numberformat='{"1":2,"2":"0","3":1}' data-sheets-value='{"1":3,"3":69}' style="overflow:hidden;padding:0px 3px 0px 3px;vertical-align:bottom;text-align:center;">69</td> <td data-sheets-numberformat='{"1":2,"2":"0","3":1}' data-sheets-value='{"1":3,"3":20}' style="border-right:1px solid #000000;overflow:hidden;padding:0px 3px 0px 3px;vertical-align:bottom;text-align:center;">20</td> </tr> <tr style="height:20px;"> <td style="border-left:1px solid #000000;overflow:hidden;padding:0px 3px 0px 3px;vertical-align:bottom;font-weight:bold;"></td> <td data-sheets-value='{"1":2,"2":"Double-walled"}' style="overflow:hidden;padding:0px 3px 0px 3px;vertical-align:bottom;font-weight:bold;">Double-walled</td> <td data-sheets-value='{"1":2,"2":"Opal (A/O)"}' style="border-right:1px solid #000000;overflow:hidden;padding:0px 3px 0px 3px;vertical-align:bottom;font-weight:bold;">Opal (A/O)</td> <td data-sheets-numberformat='{"1":2,"2":"0.00","3":1}' data-sheets-value='{"1":3,"3":2.9}' style="overflow:hidden;padding:0px 3px 0px 3px;vertical-align:bottom;text-align:center;">2.90</td> <td data-sheets-numberformat='{"1":2,"2":"0","3":1}' data-sheets-value='{"1":3,"3":73}' style="overflow:hidden;padding:0px 3px 0px 3px;vertical-align:bottom;text-align:center;">73</td> <td data-sheets-numberformat='{"1":2,"2":"0","3":1}' data-sheets-value='{"1":3,"3":63}' style="overflow:hidden;padding:0px 3px 0px 3px;vertical-align:bottom;text-align:center;">63</td> <td data-sheets-numberformat='{"1":2,"2":"0","3":1}' data-sheets-value='{"1":3,"3":20}' style="border-right:1px solid #000000;overflow:hidden;padding:0px 3px 0px 3px;vertical-align:bottom;text-align:center;">20</td> </tr> <tr style="height:20px;"> <td style="border-left:1px solid #000000;overflow:hidden;padding:0px 3px 0px 3px;vertical-align:bottom;font-weight:bold;"></td> <td data-sheets-value='{"1":2,"2":"Double-walled"}' style="overflow:hidden;padding:0px 3px 0px 3px;vertical-align:bottom;font-weight:bold;">Double-walled</td> <td data-sheets-value='{"1":2,"2":"Opal (A/D)"}' style="border-right:1px solid #000000;overflow:hidden;padding:0px 3px 0px 3px;vertical-align:bottom;font-weight:bold;">Opal (A/D)</td> <td data-sheets-numberformat='{"1":2,"2":"0.00","3":1}' data-sheets-value='{"1":3,"3":2.9}' style="overflow:hidden;padding:0px 3px 0px 3px;vertical-align:bottom;text-align:center;">2.90</td> <td data-sheets-numberformat='{"1":2,"2":"0","3":1}' data-sheets-value='{"1":3,"3":51}' style="overflow:hidden;padding:0px 3px 0px 3px;vertical-align:bottom;text-align:center;">51</td> <td data-sheets-numberformat='{"1":2,"2":"0","3":1}' data-sheets-value='{"1":3,"3":50}' style="overflow:hidden;padding:0px 3px 0px 3px;vertical-align:bottom;text-align:center;">50</td> <td data-sheets-numberformat='{"1":2,"2":"0","3":1}' data-sheets-value='{"1":3,"3":20}' style="border-right:1px solid #000000;overflow:hidden;padding:0px 3px 0px 3px;vertical-align:bottom;text-align:center;">20</td> </tr> <tr style="height:20px;"> <td style="border-left:1px solid #000000;overflow:hidden;padding:0px 3px 0px 3px;vertical-align:bottom;font-weight:bold;"></td> <td data-sheets-value='{"1":2,"2":"Triple-walled"}' style="overflow:hidden;padding:0px 3px 0px 3px;vertical-align:bottom;font-weight:bold;">Triple-walled</td> <td data-sheets-value='{"1":2,"2":"Clear (A/H/H)"}' style="border-right:1px solid #000000;overflow:hidden;padding:0px 3px 0px 3px;vertical-align:bottom;font-weight:bold;">Clear (A/H/H)</td> <td data-sheets-numberformat='{"1":2,"2":"0.00","3":1}' data-sheets-value='{"1":3,"3":1.7}' style="overflow:hidden;padding:0px 3px 0px 3px;vertical-align:bottom;text-align:center;">1.70</td> <td data-sheets-numberformat='{"1":2,"2":"0","3":1}' data-sheets-value='{"1":3,"3":71}' style="overflow:hidden;padding:0px 3px 0px 3px;vertical-align:bottom;text-align:center;">71</td> <td data-sheets-numberformat='{"1":2,"2":"0","3":1}' data-sheets-value='{"1":3,"3":63}' style="overflow:hidden;padding:0px 3px 0px 3px;vertical-align:bottom;text-align:center;">63</td> <td data-sheets-numberformat='{"1":2,"2":"0","3":1}' data-sheets-value='{"1":3,"3":22}' style="border-right:1px solid #000000;overflow:hidden;padding:0px 3px 0px 3px;vertical-align:bottom;text-align:center;">22</td> </tr> <tr style="height:20px;"> <td style="border-left:1px solid #000000;overflow:hidden;padding:0px 3px 0px 3px;vertical-align:bottom;font-weight:bold;"></td> <td data-sheets-value='{"1":2,"2":"Triple-walled"}' style="overflow:hidden;padding:0px 3px 0px 3px;vertical-align:bottom;font-weight:bold;">Triple-walled</td> <td data-sheets-value='{"1":2,"2":"Opal (A/O/O)"}' style="border-right:1px solid #000000;overflow:hidden;padding:0px 3px 0px 3px;vertical-align:bottom;font-weight:bold;">Opal (A/O/O)</td> <td data-sheets-numberformat='{"1":2,"2":"0.00","3":1}' data-sheets-value='{"1":3,"3":1.7}' style="overflow:hidden;padding:0px 3px 0px 3px;vertical-align:bottom;text-align:center;">1.70</td> <td data-sheets-numberformat='{"1":2,"2":"0","3":1}' data-sheets-value='{"1":3,"3":61}' style="overflow:hidden;padding:0px 3px 0px 3px;vertical-align:bottom;text-align:center;">61</td> <td data-sheets-numberformat='{"1":2,"2":"0","3":1}' data-sheets-value='{"1":3,"3":48}' style="overflow:hidden;padding:0px 3px 0px 3px;vertical-align:bottom;text-align:center;">48</td> <td data-sheets-numberformat='{"1":2,"2":"0","3":1}' data-sheets-value='{"1":3,"3":22}' style="border-right:1px solid #000000;overflow:hidden;padding:0px 3px 0px 3px;vertical-align:bottom;text-align:center;">22</td> </tr> <tr style="height:20px;"> <td style="border-left:1px solid #000000;overflow:hidden;padding:0px 3px 0px 3px;vertical-align:bottom;font-weight:bold;"></td> <td data-sheets-value='{"1":2,"2":"Four-walled"}' style="overflow:hidden;padding:0px 3px 0px 3px;vertical-align:bottom;font-weight:bold;">Four-walled</td> <td data-sheets-value='{"1":2,"2":"Clear (A/H/H/H)"}' style="border-right:1px solid #000000;overflow:hidden;padding:0px 3px 0px 3px;vertical-align:bottom;font-weight:bold;">Clear (A/H/H/H)</td> <td data-sheets-numberformat='{"1":2,"2":"0.00","3":1}' data-sheets-value='{"1":3,"3":1.28}' style="overflow:hidden;padding:0px 3px 0px 3px;vertical-align:bottom;text-align:center;">1.28</td> <td data-sheets-numberformat='{"1":2,"2":"0","3":1}' data-sheets-value='{"1":3,"3":64}' style="overflow:hidden;padding:0px 3px 0px 3px;vertical-align:bottom;text-align:center;">64</td> <td data-sheets-numberformat='{"1":2,"2":"0","3":1}' data-sheets-value='{"1":3,"3":52}' style="overflow:hidden;padding:0px 3px 0px 3px;vertical-align:bottom;text-align:center;">52</td> <td data-sheets-numberformat='{"1":2,"2":"0","3":1}' data-sheets-value='{"1":3,"3":23}' style="border-right:1px solid #000000;overflow:hidden;padding:0px 3px 0px 3px;vertical-align:bottom;text-align:center;">23</td> </tr> <tr style="height:20px;"> <td style="border-bottom:1px solid #000000;border-left:1px solid #000000;overflow:hidden;padding:0px 3px 0px 3px;vertical-align:bottom;"></td> <td data-sheets-value='{"1":2,"2":"Four-walled"}' style="border-bottom:1px solid #000000;overflow:hidden;padding:0px 3px 0px 3px;vertical-align:bottom;font-weight:bold;">Four-walled</td> <td data-sheets-value='{"1":2,"2":"Opal (A/H/O/H)"}' style="border-right:1px solid #000000;border-bottom:1px solid #000000;overflow:hidden;padding:0px 3px 0px 3px;vertical-align:bottom;font-weight:bold;">Opal (A/H/O/H)</td> <td data-sheets-numberformat='{"1":2,"2":"0.00","3":1}' data-sheets-value='{"1":3,"3":1.28}' style="border-bottom:1px solid #000000;overflow:hidden;padding:0px 3px 0px 3px;vertical-align:bottom;text-align:center;">1.28</td> <td data-sheets-numberformat='{"1":2,"2":"0","3":1}' data-sheets-value='{"1":3,"3":59}' style="border-bottom:1px solid #000000;overflow:hidden;padding:0px 3px 0px 3px;vertical-align:bottom;text-align:center;">59</td> <td data-sheets-numberformat='{"1":2,"2":"0","3":1}' data-sheets-value='{"1":3,"3":46}' style="border-bottom:1px solid #000000;overflow:hidden;padding:0px 3px 0px 3px;vertical-align:bottom;text-align:center;">46</td> <td data-sheets-numberformat='{"1":2,"2":"0","3":1}' data-sheets-value='{"1":3,"3":23}' style="border-right:1px solid #000000;border-bottom:1px solid #000000;overflow:hidden;padding:0px 3px 0px 3px;vertical-align:bottom;text-align:center;">23</td> </tr> <tr style="height:20px;"> <td data-sheets-value='{"1":2,"2":"Polycarbonate"}' style="border-left:1px solid #000000;overflow:hidden;padding:0px 3px 0px 3px;vertical-align:bottom;font-weight:bold;">Polycarbonate</td> <td data-sheets-value='{"1":2,"2":"Single-walled"}' style="overflow:hidden;padding:0px 3px 0px 3px;vertical-align:bottom;font-weight:bold;">Single-walled</td> <td data-sheets-value='{"1":2,"2":"Heatstop Opal (T)"}' style="border-right:1px solid #000000;overflow:hidden;padding:0px 3px 0px 3px;vertical-align:bottom;font-weight:bold;">Heatstop Opal (T)</td> <td data-sheets-numberformat='{"1":2,"2":"0.00","3":1}' data-sheets-value='{"1":3,"3":5.17}' style="overflow:hidden;padding:0px 3px 0px 3px;vertical-align:bottom;text-align:center;">5.17</td> <td data-sheets-numberformat='{"1":2,"2":"0","3":1}' data-sheets-value='{"1":3,"3":49}' style="overflow:hidden;padding:0px 3px 0px 3px;vertical-align:bottom;text-align:center;">49</td> <td data-sheets-numberformat='{"1":2,"2":"0","3":1}' data-sheets-value='{"1":3,"3":59}' style="overflow:hidden;padding:0px 3px 0px 3px;vertical-align:bottom;text-align:center;">59</td> <td data-sheets-numberformat='{"1":2,"2":"0","3":1}' data-sheets-value='{"1":2,"2":"-"}' style="border-right:1px solid #000000;overflow:hidden;padding:0px 3px 0px 3px;vertical-align:bottom;text-align:center;">-</td> </tr> <tr style="height:20px;"> <td data-sheets-value='{"1":2,"2":"Heatstop PC"}' style="border-left:1px solid #000000;overflow:hidden;padding:0px 3px 0px 3px;vertical-align:bottom;font-weight:bold;">Heatstop PC</td> <td data-sheets-value='{"1":2,"2":"Double-walled"}' style="overflow:hidden;padding:0px 3px 0px 3px;vertical-align:bottom;font-weight:bold;">Double-walled</td> <td data-sheets-value='{"1":2,"2":"Clear (T/H)"}' style="border-right:1px solid #000000;overflow:hidden;padding:0px 3px 0px 3px;vertical-align:bottom;font-weight:bold;">Clear (T/H)</td> <td data-sheets-numberformat='{"1":2,"2":"0.00","3":1}' data-sheets-value='{"1":3,"3":2.9}' style="overflow:hidden;padding:0px 3px 0px 3px;vertical-align:bottom;text-align:center;">2.90</td> <td data-sheets-numberformat='{"1":2,"2":"0","3":1}' data-sheets-value='{"1":3,"3":44}' style="overflow:hidden;padding:0px 3px 0px 3px;vertical-align:bottom;text-align:center;">44</td> <td data-sheets-numberformat='{"1":2,"2":"0","3":1}' data-sheets-value='{"1":3,"3":51}' style="overflow:hidden;padding:0px 3px 0px 3px;vertical-align:bottom;text-align:center;">51</td> <td data-sheets-numberformat='{"1":2,"2":"0","3":1}' data-sheets-value='{"1":3,"3":20}' style="border-right:1px solid #000000;overflow:hidden;padding:0px 3px 0px 3px;vertical-align:bottom;text-align:center;">20</td> </tr> <tr style="height:20px;"> <td style="border-left:1px solid #000000;overflow:hidden;padding:0px 3px 0px 3px;vertical-align:bottom;font-weight:bold;"></td> <td data-sheets-value='{"1":2,"2":"Double-walled"}' style="overflow:hidden;padding:0px 3px 0px 3px;vertical-align:bottom;font-weight:bold;">Double-walled</td> <td data-sheets-value='{"1":2,"2":"Opal (T/O)"}' style="border-right:1px solid #000000;overflow:hidden;padding:0px 3px 0px 3px;vertical-align:bottom;font-weight:bold;">Opal (T/O)</td> <td data-sheets-numberformat='{"1":2,"2":"0.00","3":1}' data-sheets-value='{"1":3,"3":2.9}' style="overflow:hidden;padding:0px 3px 0px 3px;vertical-align:bottom;text-align:center;">2.90</td> <td data-sheets-numberformat='{"1":2,"2":"0","3":1}' data-sheets-value='{"1":3,"3":41}' style="overflow:hidden;padding:0px 3px 0px 3px;vertical-align:bottom;text-align:center;">41</td> <td data-sheets-numberformat='{"1":2,"2":"0","3":1}' data-sheets-value='{"1":3,"3":45}' style="overflow:hidden;padding:0px 3px 0px 3px;vertical-align:bottom;text-align:center;">45</td> <td data-sheets-numberformat='{"1":2,"2":"0","3":1}' data-sheets-value='{"1":3,"3":20}' style="border-right:1px solid #000000;overflow:hidden;padding:0px 3px 0px 3px;vertical-align:bottom;text-align:center;">20</td> </tr> <tr style="height:20px;"> <td style="border-left:1px solid #000000;overflow:hidden;padding:0px 3px 0px 3px;vertical-align:bottom;font-weight:bold;"></td> <td data-sheets-value='{"1":2,"2":"Triple-walled"}' style="overflow:hidden; | skylux-160-ce-met-koepel-en-pvc-opstand-16-00-met-lm-motor-en-windvang-1200-x-1800-mm | 8586029072717 | 46872344625485
Smoke and heat exhaust (SHEV) | SHE system | Skylux | Skylux 160° CE with skylight and PVC curb 16/00 with LM-actuator and spoiler 1200 x 2100 mm |  | 32621 | 5412970326212 | 5547.85 | Yes | 30-45 | 82.69 | 1200 x 2100 mm | 2100 | 1200 |  | PVC 16/00 (16 cm high & roof opening = daylight size) | Rectangular | 5.17 W/m²K - 1.28 W/m²K | 87% - 32% | 90% - 32% | 20dB - 23dB | 160° CE (for industry) | skylight | with spoiler | E | Single actuator | Maximum four-walled skylight possible for this product | Ut-value LT-value g-value Rw-value EN 1873 : 2014 EN ISO 13468 EN 16153 EN 410 EN 410 EN ISO 140-3 Material Walls Shells (W/m²K) (%) (%) (dB) Acrylic Single-walled Clear (H) 5.17 90 87 - PMMA Single-walled Opal (O) 5.17 83 76 - Double-walled Clear (H/H) 2.90 81 75 20 Double-walled Opal (O/O) 2.90 69 58 20 Triple-walled Clear (H/H/H) 1.70 73 65 22 Triple-walled Opal (O/H/O) 1.70 62 51 22 Four-walled Clear (H/H/H/H) 1.28 64 54 23 Four-walled Opal (H/H/O/H) 1.28 59 48 23 Polycarbonate Single-walled Clear (A) 5.17 88 83 - PC Single-walled Opal (D) 5.17 58 60 - Double-walled Clear (A/H) 2.90 79 72 20 Double-walled Clear (A/A) 2.90 77 69 20 Double-walled Opal (A/O) 2.90 73 63 20 Double-walled Opal (A/D) 2.90 51 50 20 Triple-walled Clear (A/H/H) 1.70 71 63 22 Triple-walled Opal (A/O/O) 1.70 61 48 22 Four-walled Clear (A/H/H/H) 1.28 64 52 23 Four-walled Opal (A/H/O/H) 1.28 59 46 23 Polycarbonate Single-walled Heatstop Opal (T) 5.17 49 59 - Heatstop PC Double-walled Clear (T/H) 2.90 44 51 20 Double-walled Opal (T/O) 2.90 41 45 20 Triple-walled Clear (T/H/H) 1.70 40 <td data-sheets-numberformat='{"1":2,"2":"0","3":1}' data-sheets-value='{"1":3,"3":44}' style="overflow:hidden;paddin | https://skylux.eu/en/products/skylux-160-ce-met-koepel-en-pvc-opstand-16-00-met-lm-motor-en-windvang-1200-x-2100-mm | https://skylux.eu/cdn/shop/files/Skylux-160deg-CE-met-koepel-en-pvc-opstand-1600-met-LM-motor-en-windvang-1200-x-2100-mm-RWA-systeem.jpg?v=1702980255&width=1600 | https://skylux.eu/cdn/shop/files/e5a82811-1bb0-48e4-a776-cacb59c7c092_f7ed0bf5-357b-4c62-b5d3-ec17f0b06302.jpg?v=1688551085&width=1600 | //skylux.eu/cdn/shop/files/E_MH_Mounting_instructions_Skylux_160_CE_LM.pdf?v=12406716259046007223 | //skylux.eu/cdn/shop/files/E_TD_Technical_File_Skylux_Skylux_160_CE_Electric.pdf?v=3667116872303399239 | <style type="text/css" id="isPasted"> <!--td { border: 1px solid #cccccc; } br { mso-data-placement: same-cell; } --> </style> <table border="1" cellpadding="0" cellspacing="0" dir="ltr" style="table-layout:fixed;font-size:10pt;font-family:Arial;border-collapse:collapse;border:none;"><tbody> <tr style="height:20px;"> <td style="overflow:hidden;padding:0px 3px 0px 3px;vertical-align:bottom;"></td> <td style="overflow:hidden;padding:0px 3px 0px 3px;vertical-align:bottom;"></td> <td style="overflow:hidden;padding:0px 3px 0px 3px;vertical-align:bottom;"></td> <td data-sheets-value='{"1":2,"2":"Ut-value"}' style="overflow:hidden;padding:0px 3px 0px 3px;vertical-align:bottom;font-weight:bold;text-align:center;">Ut-value</td> <td data-sheets-value='{"1":2,"2":"LT-value"}' style="overflow:hidden;padding:0px 3px 0px 3px;vertical-align:bottom;font-weight:bold;text-align:center;">LT-value</td> <td data-sheets-value='{"1":2,"2":"g-value"}' style="overflow:hidden;padding:0px 3px 0px 3px;vertical-align:bottom;font-weight:bold;text-align:center;">g-value</td> <td data-sheets-value='{"1":2,"2":"Rw-value "}' style="overflow:hidden;padding:0px 3px 0px 3px;vertical-align:bottom;font-weight:bold;text-align:center;">Rw-value </td> </tr> <tr style="height:20px;"> <td style="overflow:hidden;padding:0px 3px 0px 3px;vertical-align:bottom;"></td> <td style="overflow:hidden;padding:0px 3px 0px 3px;vertical-align:bottom;"></td> <td style="overflow:hidden;padding:0px 3px 0px 3px;vertical-align:bottom;"></td> <td data-sheets-numberformat='{"1":2,"2":"0.00","3":1}' data-sheets-value='{"1":2,"2":"EN 1873 : 2014"}' style="overflow:hidden;padding:0px 3px 0px 3px;vertical-align:bottom;text-align:center;">EN 1873 : 2014</td> <td data-sheets-numberformat='{"1":2,"2":"0","3":1}' data-sheets-value='{"1":2,"2":"EN ISO 13468 EN 16153 EN 410"}' style="overflow:hidden;padding:0px 3px 0px 3px;vertical-align:bottom;text-align:center;">EN ISO 13468 EN 16153 EN 410</td> <td data-sheets-numberformat='{"1":2,"2":"0","3":1}' data-sheets-value='{"1":2,"2":"EN 410"}' style="overflow:hidden;padding:0px 3px 0px 3px;vertical-align:bottom;text-align:center;">EN 410</td> <td data-sheets-value='{"1":2,"2":"EN ISO 140-3\t\t"}' style="overflow:hidden;padding:0px 3px 0px 3px;vertical-align:bottom;text-align:center;">EN ISO 140-3 </td> </tr> <tr style="height:20px;"> <td data-sheets-value='{"1":2,"2":"Material"}' style="border-bottom:1px solid #000000;overflow:hidden;padding:0px 3px 0px 3px;vertical-align:bottom;background-color:#000000;font-weight:bold;color:#ffffff;">Material</td> <td data-sheets-value='{"1":2,"2":"Walls"}' style="border-bottom:1px solid #000000;overflow:hidden;padding:0px 3px 0px 3px;vertical-align:bottom;background-color:#000000;font-weight:bold;color:#ffffff;">Walls</td> <td data-sheets-value='{"1":2,"2":"Shells"}' style="border-bottom:1px solid #000000;overflow:hidden;padding:0px 3px 0px 3px;vertical-align:bottom;background-color:#000000;font-weight:bold;color:#ffffff;">Shells</td> <td data-sheets-numberformat='{"1":2,"2":"0.00","3":1}' data-sheets-value='{"1":2,"2":"(W/m²K)\t"}' style="border-bottom:1px solid #000000;overflow:hidden;padding:0px 3px 0px 3px;vertical-align:bottom;background-color:#000000;font-weight:bold;color:#ffffff;text-align:center;">(W/m²K) </td> <td data-sheets-numberformat='{"1":2,"2":"0","3":1}' data-sheets-value='{"1":2,"2":"(%)"}' style="border-bottom:1px solid #000000;overflow:hidden;padding:0px 3px 0px 3px;vertical-align:bottom;background-color:#000000;font-weight:bold;color:#ffffff;text-align:center;">(%)</td> <td data-sheets-numberformat='{"1":2,"2":"0","3":1}' data-sheets-value='{"1":2,"2":"(%)"}' style="border-bottom:1px solid #000000;overflow:hidden;padding:0px 3px 0px 3px;vertical-align:bottom;background-color:#000000;font-weight:bold;color:#ffffff;text-align:center;">(%)</td> <td data-sheets-value='{"1":2,"2":"(dB)"}' style="border-bottom:1px solid #000000;overflow:hidden;padding:0px 3px 0px 3px;vertical-align:bottom;background-color:#000000;font-weight:bold;color:#ffffff;text-align:center;">(dB)</td> </tr> <tr style="height:20px;"> <td data-sheets-value='{"1":2,"2":"Acrylic"}' style="border-left:1px solid #000000;overflow:hidden;padding:0px 3px 0px 3px;vertical-align:bottom;font-weight:bold;">Acrylic</td> <td data-sheets-value='{"1":2,"2":"Single-walled"}' style="overflow:hidden;padding:0px 3px 0px 3px;vertical-align:bottom;font-weight:bold;">Single-walled</td> <td data-sheets-value='{"1":2,"2":"Clear (H)"}' style="border-right:1px solid #000000;overflow:hidden;padding:0px 3px 0px 3px;vertical-align:bottom;font-weight:bold;">Clear (H)</td> <td data-sheets-numberformat='{"1":2,"2":"0.00","3":1}' data-sheets-value='{"1":3,"3":5.17}' style="overflow:hidden;padding:0px 3px 0px 3px;vertical-align:bottom;text-align:center;">5.17</td> <td data-sheets-numberformat='{"1":2,"2":"0","3":1}' data-sheets-value='{"1":3,"3":90}' style="overflow:hidden;padding:0px 3px 0px 3px;vertical-align:bottom;text-align:center;">90</td> <td data-sheets-numberformat='{"1":2,"2":"0","3":1}' data-sheets-value='{"1":3,"3":87}' style="overflow:hidden;padding:0px 3px 0px 3px;vertical-align:bottom;text-align:center;">87</td> <td data-sheets-numberformat='{"1":2,"2":"0","3":1}' data-sheets-value='{"1":2,"2":"-"}' style="border-right:1px solid #000000;overflow:hidden;padding:0px 3px 0px 3px;vertical-align:bottom;text-align:center;">-</td> </tr> <tr style="height:20px;"> <td data-sheets-value='{"1":2,"2":"PMMA"}' style="border-left:1px solid #000000;overflow:hidden;padding:0px 3px 0px 3px;vertical-align:bottom;font-weight:bold;">PMMA</td> <td data-sheets-value='{"1":2,"2":"Single-walled"}' style="overflow:hidden;padding:0px 3px 0px 3px;vertical-align:bottom;font-weight:bold;">Single-walled</td> <td data-sheets-value='{"1":2,"2":"Opal (O)"}' style="border-right:1px solid #000000;overflow:hidden;padding:0px 3px 0px 3px;vertical-align:bottom;font-weight:bold;">Opal (O)</td> <td data-sheets-numberformat='{"1":2,"2":"0.00","3":1}' data-sheets-value='{"1":3,"3":5.17}' style="overflow:hidden;padding:0px 3px 0px 3px;vertical-align:bottom;text-align:center;">5.17</td> <td data-sheets-numberformat='{"1":2,"2":"0","3":1}' data-sheets-value='{"1":3,"3":83}' style="overflow:hidden;padding:0px 3px 0px 3px;vertical-align:bottom;text-align:center;">83</td> <td data-sheets-numberformat='{"1":2,"2":"0","3":1}' data-sheets-value='{"1":3,"3":76}' style="overflow:hidden;padding:0px 3px 0px 3px;vertical-align:bottom;text-align:center;">76</td> <td data-sheets-numberformat='{"1":2,"2":"0","3":1}' data-sheets-value='{"1":2,"2":"-"}' style="border-right:1px solid #000000;overflow:hidden;padding:0px 3px 0px 3px;vertical-align:bottom;text-align:center;">-</td> </tr> <tr style="height:20px;"> <td style="border-left:1px solid #000000;overflow:hidden;padding:0px 3px 0px 3px;vertical-align:bottom;font-weight:bold;"></td> <td data-sheets-value='{"1":2,"2":"Double-walled"}' style="overflow:hidden;padding:0px 3px 0px 3px;vertical-align:bottom;font-weight:bold;">Double-walled</td> <td data-sheets-value='{"1":2,"2":"Clear (H/H)"}' style="border-right:1px solid #000000;overflow:hidden;padding:0px 3px 0px 3px;vertical-align:bottom;font-weight:bold;">Clear (H/H)</td> <td data-sheets-numberformat='{"1":2,"2":"0.00","3":1}' data-sheets-value='{"1":3,"3":2.9}' style="overflow:hidden;padding:0px 3px 0px 3px;vertical-align:bottom;text-align:center;">2.90</td> <td data-sheets-numberformat='{"1":2,"2":"0","3":1}' data-sheets-value='{"1":3,"3":81}' style="overflow:hidden;padding:0px 3px 0px 3px;vertical-align:bottom;text-align:center;">81</td> <td data-sheets-numberformat='{"1":2,"2":"0","3":1}' data-sheets-value='{"1":3,"3":75}' style="overflow:hidden;padding:0px 3px 0px 3px;vertical-align:bottom;text-align:center;">75</td> <td data-sheets-numberformat='{"1":2,"2":"0","3":1}' data-sheets-value='{"1":3,"3":20}' style="border-right:1px solid #000000;overflow:hidden;padding:0px 3px 0px 3px;vertical-align:bottom;text-align:center;">20</td> </tr> <tr style="height:20px;"> <td style="border-left:1px solid #000000;overflow:hidden;padding:0px 3px 0px 3px;vertical-align:bottom;font-weight:bold;"></td> <td data-sheets-value='{"1":2,"2":"Double-walled"}' style="overflow:hidden;padding:0px 3px 0px 3px;vertical-align:bottom;font-weight:bold;">Double-walled</td> <td data-sheets-value='{"1":2,"2":"Opal (O/O)"}' style="border-right:1px solid #000000;overflow:hidden;padding:0px 3px 0px 3px;vertical-align:bottom;font-weight:bold;">Opal (O/O)</td> <td data-sheets-numberformat='{"1":2,"2":"0.00","3":1}' data-sheets-value='{"1":3,"3":2.9}' style="overflow:hidden;padding:0px 3px 0px 3px;vertical-align:bottom;text-align:center;">2.90</td> <td data-sheets-numberformat='{"1":2,"2":"0","3":1}' data-sheets-value='{"1":3,"3":69}' style="overflow:hidden;padding:0px 3px 0px 3px;vertical-align:bottom;text-align:center;">69</td> <td data-sheets-numberformat='{"1":2,"2":"0","3":1}' data-sheets-value='{"1":3,"3":58}' style="overflow:hidden;padding:0px 3px 0px 3px;vertical-align:bottom;text-align:center;">58</td> <td data-sheets-numberformat='{"1":2,"2":"0","3":1}' data-sheets-value='{"1":3,"3":20}' style="border-right:1px solid #000000;overflow:hidden;padding:0px 3px 0px 3px;vertical-align:bottom;text-align:center;">20</td> </tr> <tr style="height:20px;"> <td style="border-left:1px solid #000000;overflow:hidden;padding:0px 3px 0px 3px;vertical-align:bottom;font-weight:bold;"></td> <td data-sheets-value='{"1":2,"2":"Triple-walled"}' style="overflow:hidden;padding:0px 3px 0px 3px;vertical-align:bottom;font-weight:bold;">Triple-walled</td> <td data-sheets-value='{"1":2,"2":"Clear (H/H/H)"}' style="border-right:1px solid #000000;overflow:hidden;padding:0px 3px 0px 3px;vertical-align:bottom;font-weight:bold;">Clear (H/H/H)</td> <td data-sheets-numberformat='{"1":2,"2":"0.00","3":1}' data-sheets-value='{"1":3,"3":1.7}' style="overflow:hidden;padding:0px 3px 0px 3px;vertical-align:bottom;text-align:center;">1.70</td> <td data-sheets-numberformat='{"1":2,"2":"0","3":1}' data-sheets-value='{"1":3,"3":73}' style="overflow:hidden;padding:0px 3px 0px 3px;vertical-align:bottom;text-align:center;">73</td> <td data-sheets-numberformat='{"1":2,"2":"0","3":1}' data-sheets-value='{"1":3,"3":65}' style="overflow:hidden;padding:0px 3px 0px 3px;vertical-align:bottom;text-align:center;">65</td> <td data-sheets-numberformat='{"1":2,"2":"0","3":1}' data-sheets-value='{"1":3,"3":22}' style="border-right:1px solid #000000;overflow:hidden;padding:0px 3px 0px 3px;vertical-align:bottom;text-align:center;">22</td> </tr> <tr style="height:20px;"> <td style="border-left:1px solid #000000;overflow:hidden;padding:0px 3px 0px 3px;vertical-align:bottom;font-weight:bold;"></td> <td data-sheets-value='{"1":2,"2":"Triple-walled"}' style="overflow:hidden;padding:0px 3px 0px 3px;vertical-align:bottom;font-weight:bold;">Triple-walled</td> <td data-sheets-value='{"1":2,"2":"Opal (O/H/O)"}' style="border-right:1px solid #000000;overflow:hidden;padding:0px 3px 0px 3px;vertical-align:bottom;font-weight:bold;">Opal (O/H/O)</td> <td data-sheets-numberformat='{"1":2,"2":"0.00","3":1}' data-sheets-value='{"1":3,"3":1.7}' style="overflow:hidden;padding:0px 3px 0px 3px;vertical-align:bottom;text-align:center;">1.70</td> <td data-sheets-numberformat='{"1":2,"2":"0","3":1}' data-sheets-value='{"1":3,"3":62}' style="overflow:hidden;padding:0px 3px 0px 3px;vertical-align:bottom;text-align:center;">62</td> <td data-sheets-numberformat='{"1":2,"2":"0","3":1}' data-sheets-value='{"1":3,"3":51}' style="overflow:hidden;padding:0px 3px 0px 3px;vertical-align:bottom;text-align:center;">51</td> <td data-sheets-numberformat='{"1":2,"2":"0","3":1}' data-sheets-value='{"1":3,"3":22}' style="border-right:1px solid #000000;overflow:hidden;padding:0px 3px 0px 3px;vertical-align:bottom;text-align:center;">22</td> </tr> <tr style="height:20px;"> <td style="border-left:1px solid #000000;overflow:hidden;padding:0px 3px 0px 3px;vertical-align:bottom;font-weight:bold;"></td> <td data-sheets-value='{"1":2,"2":"Four-walled"}' style="overflow:hidden;padding:0px 3px 0px 3px;vertical-align:bottom;font-weight:bold;">Four-walled</td> <td data-sheets-value='{"1":2,"2":"Clear (H/H/H/H)"}' style="border-right:1px solid #000000;overflow:hidden;padding:0px 3px 0px 3px;vertical-align:bottom;font-weight:bold;">Clear (H/H/H/H)</td> <td data-sheets-numberformat='{"1":2,"2":"0.00","3":1}' data-sheets-value='{"1":3,"3":1.28}' style="overflow:hidden;padding:0px 3px 0px 3px;vertical-align:bottom;text-align:center;">1.28</td> <td data-sheets-numberformat='{"1":2,"2":"0","3":1}' data-sheets-value='{"1":3,"3":64}' style="overflow:hidden;padding:0px 3px 0px 3px;vertical-align:bottom;text-align:center;">64</td> <td data-sheets-numberformat='{"1":2,"2":"0","3":1}' data-sheets-value='{"1":3,"3":54}' style="overflow:hidden;padding:0px 3px 0px 3px;vertical-align:bottom;text-align:center;">54</td> <td data-sheets-numberformat='{"1":2,"2":"0","3":1}' data-sheets-value='{"1":3,"3":23}' style="border-right:1px solid #000000;overflow:hidden;padding:0px 3px 0px 3px;vertical-align:bottom;text-align:center;">23</td> </tr> <tr style="height:20px;"> <td style="border-bottom:1px solid #000000;border-left:1px solid #000000;overflow:hidden;padding:0px 3px 0px 3px;vertical-align:bottom;"></td> <td data-sheets-value='{"1":2,"2":"Four-walled"}' style="border-bottom:1px solid #000000;overflow:hidden;padding:0px 3px 0px 3px;vertical-align:bottom;font-weight:bold;">Four-walled</td> <td data-sheets-value='{"1":2,"2":"Opal (H/H/O/H)"}' style="border-right:1px solid #000000;border-bottom:1px solid #000000;overflow:hidden;padding:0px 3px 0px 3px;vertical-align:bottom;font-weight:bold;">Opal (H/H/O/H)</td> <td data-sheets-numberformat='{"1":2,"2":"0.00","3":1}' data-sheets-value='{"1":3,"3":1.28}' style="border-bottom:1px solid #000000;overflow:hidden;padding:0px 3px 0px 3px;vertical-align:bottom;text-align:center;">1.28</td> <td data-sheets-numberformat='{"1":2,"2":"0","3":1}' data-sheets-value='{"1":3,"3":59}' style="border-bottom:1px solid #000000;overflow:hidden;padding:0px 3px 0px 3px;vertical-align:bottom;text-align:center;">59</td> <td data-sheets-numberformat='{"1":2,"2":"0","3":1}' data-sheets-value='{"1":3,"3":48}' style="border-bottom:1px solid #000000;overflow:hidden;padding:0px 3px 0px 3px;vertical-align:bottom;text-align:center;">48</td> <td data-sheets-numberformat='{"1":2,"2":"0","3":1}' data-sheets-value='{"1":3,"3":23}' style="border-right:1px solid #000000;border-bottom:1px solid #000000;overflow:hidden;padding:0px 3px 0px 3px;vertical-align:bottom;text-align:center;">23</td> </tr> <tr style="height:20px;"> <td data-sheets-value='{"1":2,"2":"Polycarbonate "}' style="border-left:1px solid #000000;overflow:hidden;padding:0px 3px 0px 3px;vertical-align:bottom;font-weight:bold;">Polycarbonate </td> <td data-sheets-value='{"1":2,"2":"Single-walled"}' style="overflow:hidden;padding:0px 3px 0px 3px;vertical-align:bottom;font-weight:bold;">Single-walled</td> <td data-sheets-value='{"1":2,"2":"Clear (A)"}' style="border-right:1px solid #000000;overflow:hidden;padding:0px 3px 0px 3px;vertical-align:bottom;font-weight:bold;">Clear (A)</td> <td data-sheets-numberformat='{"1":2,"2":"0.00","3":1}' data-sheets-value='{"1":3,"3":5.17}' style="overflow:hidden;padding:0px 3px 0px 3px;vertical-align:bottom;text-align:center;">5.17</td> <td data-sheets-numberformat='{"1":2,"2":"0","3":1}' data-sheets-value='{"1":3,"3":88}' style="overflow:hidden;padding:0px 3px 0px 3px;vertical-align:bottom;text-align:center;">88</td> <td data-sheets-numberformat='{"1":2,"2":"0","3":1}' data-sheets-value='{"1":3,"3":83}' style="overflow:hidden;padding:0px 3px 0px 3px;vertical-align:bottom;text-align:center;">83</td> <td data-sheets-numberformat='{"1":2,"2":"0","3":1}' data-sheets-value='{"1":2,"2":"-"}' style="border-right:1px solid #000000;overflow:hidden;padding:0px 3px 0px 3px;vertical-align:bottom;text-align:center;">-</td> </tr> <tr style="height:20px;"> <td data-sheets-value='{"1":2,"2":"PC"}' style="border-left:1px solid #000000;overflow:hidden;padding:0px 3px 0px 3px;vertical-align:bottom;font-weight:bold;">PC</td> <td data-sheets-value='{"1":2,"2":"Single-walled"}' style="overflow:hidden;padding:0px 3px 0px 3px;vertical-align:bottom;font-weight:bold;">Single-walled</td> <td data-sheets-value='{"1":2,"2":"Opal (D)"}' style="border-right:1px solid #000000;overflow:hidden;padding:0px 3px 0px 3px;vertical-align:bottom;font-weight:bold;">Opal (D)</td> <td data-sheets-numberformat='{"1":2,"2":"0.00","3":1}' data-sheets-value='{"1":3,"3":5.17}' style="overflow:hidden;padding:0px 3px 0px 3px;vertical-align:bottom;text-align:center;">5.17</td> <td data-sheets-numberformat='{"1":2,"2":"0","3":1}' data-sheets-value='{"1":3,"3":58}' style="overflow:hidden;padding:0px 3px 0px 3px;vertical-align:bottom;text-align:center;">58</td> <td data-sheets-numberformat='{"1":2,"2":"0","3":1}' data-sheets-value='{"1":3,"3":60}' style="overflow:hidden;padding:0px 3px 0px 3px;vertical-align:bottom;text-align:center;">60</td> <td data-sheets-numberformat='{"1":2,"2":"0","3":1}' data-sheets-value='{"1":2,"2":"-"}' style="border-right:1px solid #000000;overflow:hidden;padding:0px 3px 0px 3px;vertical-align:bottom;text-align:center;">-</td> </tr> <tr style="height:20px;"> <td style="border-left:1px solid #000000;overflow:hidden;padding:0px 3px 0px 3px;vertical-align:bottom;font-weight:bold;"></td> <td data-sheets-value='{"1":2,"2":"Double-walled"}' style="overflow:hidden;padding:0px 3px 0px 3px;vertical-align:bottom;font-weight:bold;">Double-walled</td> <td data-sheets-value='{"1":2,"2":"Clear (A/H)"}' style="border-right:1px solid #000000;overflow:hidden;padding:0px 3px 0px 3px;vertical-align:bottom;font-weight:bold;">Clear (A/H)</td> <td data-sheets-numberformat='{"1":2,"2":"0.00","3":1}' data-sheets-value='{"1":3,"3":2.9}' style="overflow:hidden;padding:0px 3px 0px 3px;vertical-align:bottom;text-align:center;">2.90</td> <td data-sheets-numberformat='{"1":2,"2":"0","3":1}' data-sheets-value='{"1":3,"3":79}' style="overflow:hidden;padding:0px 3px 0px 3px;vertical-align:bottom;text-align:center;">79</td> <td data-sheets-numberformat='{"1":2,"2":"0","3":1}' data-sheets-value='{"1":3,"3":72}' style="overflow:hidden;padding:0px 3px 0px 3px;vertical-align:bottom;text-align:center;">72</td> <td data-sheets-numberformat='{"1":2,"2":"0","3":1}' data-sheets-value='{"1":3,"3":20}' style="border-right:1px solid #000000;overflow:hidden;padding:0px 3px 0px 3px;vertical-align:bottom;text-align:center;">20</td> </tr> <tr style="height:20px;"> <td style="border-left:1px solid #000000;overflow:hidden;padding:0px 3px 0px 3px;vertical-align:bottom;font-weight:bold;"></td> <td data-sheets-value='{"1":2,"2":"Double-walled"}' style="overflow:hidden;padding:0px 3px 0px 3px;vertical-align:bottom;font-weight:bold;">Double-walled</td> <td data-sheets-value='{"1":2,"2":"Clear (A/A)"}' style="border-right:1px solid #000000;overflow:hidden;padding:0px 3px 0px 3px;vertical-align:bottom;font-weight:bold;">Clear (A/A)</td> <td data-sheets-numberformat='{"1":2,"2":"0.00","3":1}' data-sheets-value='{"1":3,"3":2.9}' style="overflow:hidden;padding:0px 3px 0px 3px;vertical-align:bottom;text-align:center;">2.90</td> <td data-sheets-numberformat='{"1":2,"2":"0","3":1}' data-sheets-value='{"1":3,"3":77}' style="overflow:hidden;padding:0px 3px 0px 3px;vertical-align:bottom;text-align:center;">77</td> <td data-sheets-numberformat='{"1":2,"2":"0","3":1}' data-sheets-value='{"1":3,"3":69}' style="overflow:hidden;padding:0px 3px 0px 3px;vertical-align:bottom;text-align:center;">69</td> <td data-sheets-numberformat='{"1":2,"2":"0","3":1}' data-sheets-value='{"1":3,"3":20}' style="border-right:1px solid #000000;overflow:hidden;padding:0px 3px 0px 3px;vertical-align:bottom;text-align:center;">20</td> </tr> <tr style="height:20px;"> <td style="border-left:1px solid #000000;overflow:hidden;padding:0px 3px 0px 3px;vertical-align:bottom;font-weight:bold;"></td> <td data-sheets-value='{"1":2,"2":"Double-walled"}' style="overflow:hidden;padding:0px 3px 0px 3px;vertical-align:bottom;font-weight:bold;">Double-walled</td> <td data-sheets-value='{"1":2,"2":"Opal (A/O)"}' style="border-right:1px solid #000000;overflow:hidden;padding:0px 3px 0px 3px;vertical-align:bottom;font-weight:bold;">Opal (A/O)</td> <td data-sheets-numberformat='{"1":2,"2":"0.00","3":1}' data-sheets-value='{"1":3,"3":2.9}' style="overflow:hidden;padding:0px 3px 0px 3px;vertical-align:bottom;text-align:center;">2.90</td> <td data-sheets-numberformat='{"1":2,"2":"0","3":1}' data-sheets-value='{"1":3,"3":73}' style="overflow:hidden;padding:0px 3px 0px 3px;vertical-align:bottom;text-align:center;">73</td> <td data-sheets-numberformat='{"1":2,"2":"0","3":1}' data-sheets-value='{"1":3,"3":63}' style="overflow:hidden;padding:0px 3px 0px 3px;vertical-align:bottom;text-align:center;">63</td> <td data-sheets-numberformat='{"1":2,"2":"0","3":1}' data-sheets-value='{"1":3,"3":20}' style="border-right:1px solid #000000;overflow:hidden;padding:0px 3px 0px 3px;vertical-align:bottom;text-align:center;">20</td> </tr> <tr style="height:20px;"> <td style="border-left:1px solid #000000;overflow:hidden;padding:0px 3px 0px 3px;vertical-align:bottom;font-weight:bold;"></td> <td data-sheets-value='{"1":2,"2":"Double-walled"}' style="overflow:hidden;padding:0px 3px 0px 3px;vertical-align:bottom;font-weight:bold;">Double-walled</td> <td data-sheets-value='{"1":2,"2":"Opal (A/D)"}' style="border-right:1px solid #000000;overflow:hidden;padding:0px 3px 0px 3px;vertical-align:bottom;font-weight:bold;">Opal (A/D)</td> <td data-sheets-numberformat='{"1":2,"2":"0.00","3":1}' data-sheets-value='{"1":3,"3":2.9}' style="overflow:hidden;padding:0px 3px 0px 3px;vertical-align:bottom;text-align:center;">2.90</td> <td data-sheets-numberformat='{"1":2,"2":"0","3":1}' data-sheets-value='{"1":3,"3":51}' style="overflow:hidden;padding:0px 3px 0px 3px;vertical-align:bottom;text-align:center;">51</td> <td data-sheets-numberformat='{"1":2,"2":"0","3":1}' data-sheets-value='{"1":3,"3":50}' style="overflow:hidden;padding:0px 3px 0px 3px;vertical-align:bottom;text-align:center;">50</td> <td data-sheets-numberformat='{"1":2,"2":"0","3":1}' data-sheets-value='{"1":3,"3":20}' style="border-right:1px solid #000000;overflow:hidden;padding:0px 3px 0px 3px;vertical-align:bottom;text-align:center;">20</td> </tr> <tr style="height:20px;"> <td style="border-left:1px solid #000000;overflow:hidden;padding:0px 3px 0px 3px;vertical-align:bottom;font-weight:bold;"></td> <td data-sheets-value='{"1":2,"2":"Triple-walled"}' style="overflow:hidden;padding:0px 3px 0px 3px;vertical-align:bottom;font-weight:bold;">Triple-walled</td> <td data-sheets-value='{"1":2,"2":"Clear (A/H/H)"}' style="border-right:1px solid #000000;overflow:hidden;padding:0px 3px 0px 3px;vertical-align:bottom;font-weight:bold;">Clear (A/H/H)</td> <td data-sheets-numberformat='{"1":2,"2":"0.00","3":1}' data-sheets-value='{"1":3,"3":1.7}' style="overflow:hidden;padding:0px 3px 0px 3px;vertical-align:bottom;text-align:center;">1.70</td> <td data-sheets-numberformat='{"1":2,"2":"0","3":1}' data-sheets-value='{"1":3,"3":71}' style="overflow:hidden;padding:0px 3px 0px 3px;vertical-align:bottom;text-align:center;">71</td> <td data-sheets-numberformat='{"1":2,"2":"0","3":1}' data-sheets-value='{"1":3,"3":63}' style="overflow:hidden;padding:0px 3px 0px 3px;vertical-align:bottom;text-align:center;">63</td> <td data-sheets-numberformat='{"1":2,"2":"0","3":1}' data-sheets-value='{"1":3,"3":22}' style="border-right:1px solid #000000;overflow:hidden;padding:0px 3px 0px 3px;vertical-align:bottom;text-align:center;">22</td> </tr> <tr style="height:20px;"> <td style="border-left:1px solid #000000;overflow:hidden;padding:0px 3px 0px 3px;vertical-align:bottom;font-weight:bold;"></td> <td data-sheets-value='{"1":2,"2":"Triple-walled"}' style="overflow:hidden;padding:0px 3px 0px 3px;vertical-align:bottom;font-weight:bold;">Triple-walled</td> <td data-sheets-value='{"1":2,"2":"Opal (A/O/O)"}' style="border-right:1px solid #000000;overflow:hidden;padding:0px 3px 0px 3px;vertical-align:bottom;font-weight:bold;">Opal (A/O/O)</td> <td data-sheets-numberformat='{"1":2,"2":"0.00","3":1}' data-sheets-value='{"1":3,"3":1.7}' style="overflow:hidden;padding:0px 3px 0px 3px;vertical-align:bottom;text-align:center;">1.70</td> <td data-sheets-numberformat='{"1":2,"2":"0","3":1}' data-sheets-value='{"1":3,"3":61}' style="overflow:hidden;padding:0px 3px 0px 3px;vertical-align:bottom;text-align:center;">61</td> <td data-sheets-numberformat='{"1":2,"2":"0","3":1}' data-sheets-value='{"1":3,"3":48}' style="overflow:hidden;padding:0px 3px 0px 3px;vertical-align:bottom;text-align:center;">48</td> <td data-sheets-numberformat='{"1":2,"2":"0","3":1}' data-sheets-value='{"1":3,"3":22}' style="border-right:1px solid #000000;overflow:hidden;padding:0px 3px 0px 3px;vertical-align:bottom;text-align:center;">22</td> </tr> <tr style="height:20px;"> <td style="border-left:1px solid #000000;overflow:hidden;padding:0px 3px 0px 3px;vertical-align:bottom;font-weight:bold;"></td> <td data-sheets-value='{"1":2,"2":"Four-walled"}' style="overflow:hidden;padding:0px 3px 0px 3px;vertical-align:bottom;font-weight:bold;">Four-walled</td> <td data-sheets-value='{"1":2,"2":"Clear (A/H/H/H)"}' style="border-right:1px solid #000000;overflow:hidden;padding:0px 3px 0px 3px;vertical-align:bottom;font-weight:bold;">Clear (A/H/H/H)</td> <td data-sheets-numberformat='{"1":2,"2":"0.00","3":1}' data-sheets-value='{"1":3,"3":1.28}' style="overflow:hidden;padding:0px 3px 0px 3px;vertical-align:bottom;text-align:center;">1.28</td> <td data-sheets-numberformat='{"1":2,"2":"0","3":1}' data-sheets-value='{"1":3,"3":64}' style="overflow:hidden;padding:0px 3px 0px 3px;vertical-align:bottom;text-align:center;">64</td> <td data-sheets-numberformat='{"1":2,"2":"0","3":1}' data-sheets-value='{"1":3,"3":52}' style="overflow:hidden;padding:0px 3px 0px 3px;vertical-align:bottom;text-align:center;">52</td> <td data-sheets-numberformat='{"1":2,"2":"0","3":1}' data-sheets-value='{"1":3,"3":23}' style="border-right:1px solid #000000;overflow:hidden;padding:0px 3px 0px 3px;vertical-align:bottom;text-align:center;">23</td> </tr> <tr style="height:20px;"> <td style="border-bottom:1px solid #000000;border-left:1px solid #000000;overflow:hidden;padding:0px 3px 0px 3px;vertical-align:bottom;"></td> <td data-sheets-value='{"1":2,"2":"Four-walled"}' style="border-bottom:1px solid #000000;overflow:hidden;padding:0px 3px 0px 3px;vertical-align:bottom;font-weight:bold;">Four-walled</td> <td data-sheets-value='{"1":2,"2":"Opal (A/H/O/H)"}' style="border-right:1px solid #000000;border-bottom:1px solid #000000;overflow:hidden;padding:0px 3px 0px 3px;vertical-align:bottom;font-weight:bold;">Opal (A/H/O/H)</td> <td data-sheets-numberformat='{"1":2,"2":"0.00","3":1}' data-sheets-value='{"1":3,"3":1.28}' style="border-bottom:1px solid #000000;overflow:hidden;padding:0px 3px 0px 3px;vertical-align:bottom;text-align:center;">1.28</td> <td data-sheets-numberformat='{"1":2,"2":"0","3":1}' data-sheets-value='{"1":3,"3":59}' style="border-bottom:1px solid #000000;overflow:hidden;padding:0px 3px 0px 3px;vertical-align:bottom;text-align:center;">59</td> <td data-sheets-numberformat='{"1":2,"2":"0","3":1}' data-sheets-value='{"1":3,"3":46}' style="border-bottom:1px solid #000000;overflow:hidden;padding:0px 3px 0px 3px;vertical-align:bottom;text-align:center;">46</td> <td data-sheets-numberformat='{"1":2,"2":"0","3":1}' data-sheets-value='{"1":3,"3":23}' style="border-right:1px solid #000000;border-bottom:1px solid #000000;overflow:hidden;padding:0px 3px 0px 3px;vertical-align:bottom;text-align:center;">23</td> </tr> <tr style="height:20px;"> <td data-sheets-value='{"1":2,"2":"Polycarbonate"}' style="border-left:1px solid #000000;overflow:hidden;padding:0px 3px 0px 3px;vertical-align:bottom;font-weight:bold;">Polycarbonate</td> <td data-sheets-value='{"1":2,"2":"Single-walled"}' style="overflow:hidden;padding:0px 3px 0px 3px;vertical-align:bottom;font-weight:bold;">Single-walled</td> <td data-sheets-value='{"1":2,"2":"Heatstop Opal (T)"}' style="border-right:1px solid #000000;overflow:hidden;padding:0px 3px 0px 3px;vertical-align:bottom;font-weight:bold;">Heatstop Opal (T)</td> <td data-sheets-numberformat='{"1":2,"2":"0.00","3":1}' data-sheets-value='{"1":3,"3":5.17}' style="overflow:hidden;padding:0px 3px 0px 3px;vertical-align:bottom;text-align:center;">5.17</td> <td data-sheets-numberformat='{"1":2,"2":"0","3":1}' data-sheets-value='{"1":3,"3":49}' style="overflow:hidden;padding:0px 3px 0px 3px;vertical-align:bottom;text-align:center;">49</td> <td data-sheets-numberformat='{"1":2,"2":"0","3":1}' data-sheets-value='{"1":3,"3":59}' style="overflow:hidden;padding:0px 3px 0px 3px;vertical-align:bottom;text-align:center;">59</td> <td data-sheets-numberformat='{"1":2,"2":"0","3":1}' data-sheets-value='{"1":2,"2":"-"}' style="border-right:1px solid #000000;overflow:hidden;padding:0px 3px 0px 3px;vertical-align:bottom;text-align:center;">-</td> </tr> <tr style="height:20px;"> <td data-sheets-value='{"1":2,"2":"Heatstop PC"}' style="border-left:1px solid #000000;overflow:hidden;padding:0px 3px 0px 3px;vertical-align:bottom;font-weight:bold;">Heatstop PC</td> <td data-sheets-value='{"1":2,"2":"Double-walled"}' style="overflow:hidden;padding:0px 3px 0px 3px;vertical-align:bottom;font-weight:bold;">Double-walled</td> <td data-sheets-value='{"1":2,"2":"Clear (T/H)"}' style="border-right:1px solid #000000;overflow:hidden;padding:0px 3px 0px 3px;vertical-align:bottom;font-weight:bold;">Clear (T/H)</td> <td data-sheets-numberformat='{"1":2,"2":"0.00","3":1}' data-sheets-value='{"1":3,"3":2.9}' style="overflow:hidden;padding:0px 3px 0px 3px;vertical-align:bottom;text-align:center;">2.90</td> <td data-sheets-numberformat='{"1":2,"2":"0","3":1}' data-sheets-value='{"1":3,"3":44}' style="overflow:hidden;padding:0px 3px 0px 3px;vertical-align:bottom;text-align:center;">44</td> <td data-sheets-numberformat='{"1":2,"2":"0","3":1}' data-sheets-value='{"1":3,"3":51}' style="overflow:hidden;padding:0px 3px 0px 3px;vertical-align:bottom;text-align:center;">51</td> <td data-sheets-numberformat='{"1":2,"2":"0","3":1}' data-sheets-value='{"1":3,"3":20}' style="border-right:1px solid #000000;overflow:hidden;padding:0px 3px 0px 3px;vertical-align:bottom;text-align:center;">20</td> </tr> <tr style="height:20px;"> <td style="border-left:1px solid #000000;overflow:hidden;padding:0px 3px 0px 3px;vertical-align:bottom;font-weight:bold;"></td> <td data-sheets-value='{"1":2,"2":"Double-walled"}' style="overflow:hidden;padding:0px 3px 0px 3px;vertical-align:bottom;font-weight:bold;">Double-walled</td> <td data-sheets-value='{"1":2,"2":"Opal (T/O)"}' style="border-right:1px solid #000000;overflow:hidden;padding:0px 3px 0px 3px;vertical-align:bottom;font-weight:bold;">Opal (T/O)</td> <td data-sheets-numberformat='{"1":2,"2":"0.00","3":1}' data-sheets-value='{"1":3,"3":2.9}' style="overflow:hidden;padding:0px 3px 0px 3px;vertical-align:bottom;text-align:center;">2.90</td> <td data-sheets-numberformat='{"1":2,"2":"0","3":1}' data-sheets-value='{"1":3,"3":41}' style="overflow:hidden;padding:0px 3px 0px 3px;vertical-align:bottom;text-align:center;">41</td> <td data-sheets-numberformat='{"1":2,"2":"0","3":1}' data-sheets-value='{"1":3,"3":45}' style="overflow:hidden;padding:0px 3px 0px 3px;vertical-align:bottom;text-align:center;">45</td> <td data-sheets-numberformat='{"1":2,"2":"0","3":1}' data-sheets-value='{"1":3,"3":20}' style="border-right:1px solid #000000;overflow:hidden;padding:0px 3px 0px 3px;vertical-align:bottom;text-align:center;">20</td> </tr> <tr style="height:20px;"> <td style="border-left:1px solid #000000;overflow:hidden;padding:0px 3px 0px 3px;vertical-align:bottom;font-weight:bold;"></td> <td data-sheets-value='{"1":2,"2":"Triple-walled"}' style="overflow:hidden; | skylux-160-ce-met-koepel-en-pvc-opstand-16-00-met-lm-motor-en-windvang-1200-x-2100-mm | 8586029105485 | 46872344658253
Smoke and heat exhaust (SHEV) | SHE system | Skylux | Skylux 160° CE with skylight and PVC curb 16/00 with LM-actuator and spoiler 1300 x 1300 mm |  | 34070 | 5412970340706 | 4232.6 | Yes | 30-45 | 63.23 | 1300 x 1300 mm | 1300 | 1300 |  | PVC 16/00 (16 cm high & roof opening = daylight size) | Square | 5.17 W/m²K - 1.28 W/m²K | 87% - 32% | 90% - 32% | 20dB - 23dB | 160° CE (for industry) | skylight | with spoiler | E | Single actuator | Maximum four-walled skylight possible for this product | Ut-value LT-value g-value Rw-value EN 1873 : 2014 EN ISO 13468 EN 16153 EN 410 EN 410 EN ISO 140-3 Material Walls Shells (W/m²K) (%) (%) (dB) Acrylic Single-walled Clear (H) 5.17 90 87 - PMMA Single-walled Opal (O) 5.17 83 76 - Double-walled Clear (H/H) 2.90 81 75 20 Double-walled Opal (O/O) 2.90 69 58 20 Triple-walled Clear (H/H/H) 1.70 73 65 22 Triple-walled Opal (O/H/O) 1.70 62 51 22 Four-walled Clear (H/H/H/H) 1.28 64 54 23 Four-walled Opal (H/H/O/H) 1.28 59 48 23 Polycarbonate Single-walled Clear (A) 5.17 88 83 - PC Single-walled Opal (D) 5.17 58 60 - Double-walled Clear (A/H) 2.90 79 72 20 Double-walled Clear (A/A) 2.90 77 69 20 Double-walled Opal (A/O) 2.90 73 63 20 Double-walled Opal (A/D) 2.90 51 50 20 Triple-walled Clear (A/H/H) 1.70 71 63 22 Triple-walled Opal (A/O/O) 1.70 61 48 22 Four-walled Clear (A/H/H/H) 1.28 64 52 23 Four-walled Opal (A/H/O/H) 1.28 59 46 23 Polycarbonate Single-walled Heatstop Opal (T) 5.17 49 59 - Heatstop PC Double-walled Clear (T/H) 2.90 44 51 20 Double-walled Opal (T/O) 2.90 41 45 20 Triple-walled Clear (T/H/H) 1.70 40 <td data-sheets-numberformat='{"1":2,"2":"0","3":1}' data-sheets-value='{"1":3,"3":44}' style="overflow:hidden;paddin | https://skylux.eu/en/products/skylux-160-ce-met-koepel-en-pvc-opstand-16-00-met-lm-motor-en-windvang-1300-x-1300-mm | https://skylux.eu/cdn/shop/files/Skylux-160deg-CE-met-koepel-en-pvc-opstand-1600-met-LM-motor-en-windvang-1300-x-1300-mm-RWA-systeem.jpg?v=1702980265&width=1600 | https://skylux.eu/cdn/shop/files/e5a82811-1bb0-48e4-a776-cacb59c7c092_e3b442bd-cbdd-4fad-8aef-42e287256da8.jpg?v=1688551088&width=1600 | //skylux.eu/cdn/shop/files/E_MH_Mounting_instructions_Skylux_160_CE_LM.pdf?v=12406716259046007223 | //skylux.eu/cdn/shop/files/E_TD_Technical_File_Skylux_Skylux_160_CE_Electric.pdf?v=3667116872303399239 | <style type="text/css" id="isPasted"> <!--td { border: 1px solid #cccccc; } br { mso-data-placement: same-cell; } --> </style> <table border="1" cellpadding="0" cellspacing="0" dir="ltr" style="table-layout:fixed;font-size:10pt;font-family:Arial;border-collapse:collapse;border:none;"><tbody> <tr style="height:20px;"> <td style="overflow:hidden;padding:0px 3px 0px 3px;vertical-align:bottom;"></td> <td style="overflow:hidden;padding:0px 3px 0px 3px;vertical-align:bottom;"></td> <td style="overflow:hidden;padding:0px 3px 0px 3px;vertical-align:bottom;"></td> <td data-sheets-value='{"1":2,"2":"Ut-value"}' style="overflow:hidden;padding:0px 3px 0px 3px;vertical-align:bottom;font-weight:bold;text-align:center;">Ut-value</td> <td data-sheets-value='{"1":2,"2":"LT-value"}' style="overflow:hidden;padding:0px 3px 0px 3px;vertical-align:bottom;font-weight:bold;text-align:center;">LT-value</td> <td data-sheets-value='{"1":2,"2":"g-value"}' style="overflow:hidden;padding:0px 3px 0px 3px;vertical-align:bottom;font-weight:bold;text-align:center;">g-value</td> <td data-sheets-value='{"1":2,"2":"Rw-value "}' style="overflow:hidden;padding:0px 3px 0px 3px;vertical-align:bottom;font-weight:bold;text-align:center;">Rw-value </td> </tr> <tr style="height:20px;"> <td style="overflow:hidden;padding:0px 3px 0px 3px;vertical-align:bottom;"></td> <td style="overflow:hidden;padding:0px 3px 0px 3px;vertical-align:bottom;"></td> <td style="overflow:hidden;padding:0px 3px 0px 3px;vertical-align:bottom;"></td> <td data-sheets-numberformat='{"1":2,"2":"0.00","3":1}' data-sheets-value='{"1":2,"2":"EN 1873 : 2014"}' style="overflow:hidden;padding:0px 3px 0px 3px;vertical-align:bottom;text-align:center;">EN 1873 : 2014</td> <td data-sheets-numberformat='{"1":2,"2":"0","3":1}' data-sheets-value='{"1":2,"2":"EN ISO 13468 EN 16153 EN 410"}' style="overflow:hidden;padding:0px 3px 0px 3px;vertical-align:bottom;text-align:center;">EN ISO 13468 EN 16153 EN 410</td> <td data-sheets-numberformat='{"1":2,"2":"0","3":1}' data-sheets-value='{"1":2,"2":"EN 410"}' style="overflow:hidden;padding:0px 3px 0px 3px;vertical-align:bottom;text-align:center;">EN 410</td> <td data-sheets-value='{"1":2,"2":"EN ISO 140-3\t\t"}' style="overflow:hidden;padding:0px 3px 0px 3px;vertical-align:bottom;text-align:center;">EN ISO 140-3 </td> </tr> <tr style="height:20px;"> <td data-sheets-value='{"1":2,"2":"Material"}' style="border-bottom:1px solid #000000;overflow:hidden;padding:0px 3px 0px 3px;vertical-align:bottom;background-color:#000000;font-weight:bold;color:#ffffff;">Material</td> <td data-sheets-value='{"1":2,"2":"Walls"}' style="border-bottom:1px solid #000000;overflow:hidden;padding:0px 3px 0px 3px;vertical-align:bottom;background-color:#000000;font-weight:bold;color:#ffffff;">Walls</td> <td data-sheets-value='{"1":2,"2":"Shells"}' style="border-bottom:1px solid #000000;overflow:hidden;padding:0px 3px 0px 3px;vertical-align:bottom;background-color:#000000;font-weight:bold;color:#ffffff;">Shells</td> <td data-sheets-numberformat='{"1":2,"2":"0.00","3":1}' data-sheets-value='{"1":2,"2":"(W/m²K)\t"}' style="border-bottom:1px solid #000000;overflow:hidden;padding:0px 3px 0px 3px;vertical-align:bottom;background-color:#000000;font-weight:bold;color:#ffffff;text-align:center;">(W/m²K) </td> <td data-sheets-numberformat='{"1":2,"2":"0","3":1}' data-sheets-value='{"1":2,"2":"(%)"}' style="border-bottom:1px solid #000000;overflow:hidden;padding:0px 3px 0px 3px;vertical-align:bottom;background-color:#000000;font-weight:bold;color:#ffffff;text-align:center;">(%)</td> <td data-sheets-numberformat='{"1":2,"2":"0","3":1}' data-sheets-value='{"1":2,"2":"(%)"}' style="border-bottom:1px solid #000000;overflow:hidden;padding:0px 3px 0px 3px;vertical-align:bottom;background-color:#000000;font-weight:bold;color:#ffffff;text-align:center;">(%)</td> <td data-sheets-value='{"1":2,"2":"(dB)"}' style="border-bottom:1px solid #000000;overflow:hidden;padding:0px 3px 0px 3px;vertical-align:bottom;background-color:#000000;font-weight:bold;color:#ffffff;text-align:center;">(dB)</td> </tr> <tr style="height:20px;"> <td data-sheets-value='{"1":2,"2":"Acrylic"}' style="border-left:1px solid #000000;overflow:hidden;padding:0px 3px 0px 3px;vertical-align:bottom;font-weight:bold;">Acrylic</td> <td data-sheets-value='{"1":2,"2":"Single-walled"}' style="overflow:hidden;padding:0px 3px 0px 3px;vertical-align:bottom;font-weight:bold;">Single-walled</td> <td data-sheets-value='{"1":2,"2":"Clear (H)"}' style="border-right:1px solid #000000;overflow:hidden;padding:0px 3px 0px 3px;vertical-align:bottom;font-weight:bold;">Clear (H)</td> <td data-sheets-numberformat='{"1":2,"2":"0.00","3":1}' data-sheets-value='{"1":3,"3":5.17}' style="overflow:hidden;padding:0px 3px 0px 3px;vertical-align:bottom;text-align:center;">5.17</td> <td data-sheets-numberformat='{"1":2,"2":"0","3":1}' data-sheets-value='{"1":3,"3":90}' style="overflow:hidden;padding:0px 3px 0px 3px;vertical-align:bottom;text-align:center;">90</td> <td data-sheets-numberformat='{"1":2,"2":"0","3":1}' data-sheets-value='{"1":3,"3":87}' style="overflow:hidden;padding:0px 3px 0px 3px;vertical-align:bottom;text-align:center;">87</td> <td data-sheets-numberformat='{"1":2,"2":"0","3":1}' data-sheets-value='{"1":2,"2":"-"}' style="border-right:1px solid #000000;overflow:hidden;padding:0px 3px 0px 3px;vertical-align:bottom;text-align:center;">-</td> </tr> <tr style="height:20px;"> <td data-sheets-value='{"1":2,"2":"PMMA"}' style="border-left:1px solid #000000;overflow:hidden;padding:0px 3px 0px 3px;vertical-align:bottom;font-weight:bold;">PMMA</td> <td data-sheets-value='{"1":2,"2":"Single-walled"}' style="overflow:hidden;padding:0px 3px 0px 3px;vertical-align:bottom;font-weight:bold;">Single-walled</td> <td data-sheets-value='{"1":2,"2":"Opal (O)"}' style="border-right:1px solid #000000;overflow:hidden;padding:0px 3px 0px 3px;vertical-align:bottom;font-weight:bold;">Opal (O)</td> <td data-sheets-numberformat='{"1":2,"2":"0.00","3":1}' data-sheets-value='{"1":3,"3":5.17}' style="overflow:hidden;padding:0px 3px 0px 3px;vertical-align:bottom;text-align:center;">5.17</td> <td data-sheets-numberformat='{"1":2,"2":"0","3":1}' data-sheets-value='{"1":3,"3":83}' style="overflow:hidden;padding:0px 3px 0px 3px;vertical-align:bottom;text-align:center;">83</td> <td data-sheets-numberformat='{"1":2,"2":"0","3":1}' data-sheets-value='{"1":3,"3":76}' style="overflow:hidden;padding:0px 3px 0px 3px;vertical-align:bottom;text-align:center;">76</td> <td data-sheets-numberformat='{"1":2,"2":"0","3":1}' data-sheets-value='{"1":2,"2":"-"}' style="border-right:1px solid #000000;overflow:hidden;padding:0px 3px 0px 3px;vertical-align:bottom;text-align:center;">-</td> </tr> <tr style="height:20px;"> <td style="border-left:1px solid #000000;overflow:hidden;padding:0px 3px 0px 3px;vertical-align:bottom;font-weight:bold;"></td> <td data-sheets-value='{"1":2,"2":"Double-walled"}' style="overflow:hidden;padding:0px 3px 0px 3px;vertical-align:bottom;font-weight:bold;">Double-walled</td> <td data-sheets-value='{"1":2,"2":"Clear (H/H)"}' style="border-right:1px solid #000000;overflow:hidden;padding:0px 3px 0px 3px;vertical-align:bottom;font-weight:bold;">Clear (H/H)</td> <td data-sheets-numberformat='{"1":2,"2":"0.00","3":1}' data-sheets-value='{"1":3,"3":2.9}' style="overflow:hidden;padding:0px 3px 0px 3px;vertical-align:bottom;text-align:center;">2.90</td> <td data-sheets-numberformat='{"1":2,"2":"0","3":1}' data-sheets-value='{"1":3,"3":81}' style="overflow:hidden;padding:0px 3px 0px 3px;vertical-align:bottom;text-align:center;">81</td> <td data-sheets-numberformat='{"1":2,"2":"0","3":1}' data-sheets-value='{"1":3,"3":75}' style="overflow:hidden;padding:0px 3px 0px 3px;vertical-align:bottom;text-align:center;">75</td> <td data-sheets-numberformat='{"1":2,"2":"0","3":1}' data-sheets-value='{"1":3,"3":20}' style="border-right:1px solid #000000;overflow:hidden;padding:0px 3px 0px 3px;vertical-align:bottom;text-align:center;">20</td> </tr> <tr style="height:20px;"> <td style="border-left:1px solid #000000;overflow:hidden;padding:0px 3px 0px 3px;vertical-align:bottom;font-weight:bold;"></td> <td data-sheets-value='{"1":2,"2":"Double-walled"}' style="overflow:hidden;padding:0px 3px 0px 3px;vertical-align:bottom;font-weight:bold;">Double-walled</td> <td data-sheets-value='{"1":2,"2":"Opal (O/O)"}' style="border-right:1px solid #000000;overflow:hidden;padding:0px 3px 0px 3px;vertical-align:bottom;font-weight:bold;">Opal (O/O)</td> <td data-sheets-numberformat='{"1":2,"2":"0.00","3":1}' data-sheets-value='{"1":3,"3":2.9}' style="overflow:hidden;padding:0px 3px 0px 3px;vertical-align:bottom;text-align:center;">2.90</td> <td data-sheets-numberformat='{"1":2,"2":"0","3":1}' data-sheets-value='{"1":3,"3":69}' style="overflow:hidden;padding:0px 3px 0px 3px;vertical-align:bottom;text-align:center;">69</td> <td data-sheets-numberformat='{"1":2,"2":"0","3":1}' data-sheets-value='{"1":3,"3":58}' style="overflow:hidden;padding:0px 3px 0px 3px;vertical-align:bottom;text-align:center;">58</td> <td data-sheets-numberformat='{"1":2,"2":"0","3":1}' data-sheets-value='{"1":3,"3":20}' style="border-right:1px solid #000000;overflow:hidden;padding:0px 3px 0px 3px;vertical-align:bottom;text-align:center;">20</td> </tr> <tr style="height:20px;"> <td style="border-left:1px solid #000000;overflow:hidden;padding:0px 3px 0px 3px;vertical-align:bottom;font-weight:bold;"></td> <td data-sheets-value='{"1":2,"2":"Triple-walled"}' style="overflow:hidden;padding:0px 3px 0px 3px;vertical-align:bottom;font-weight:bold;">Triple-walled</td> <td data-sheets-value='{"1":2,"2":"Clear (H/H/H)"}' style="border-right:1px solid #000000;overflow:hidden;padding:0px 3px 0px 3px;vertical-align:bottom;font-weight:bold;">Clear (H/H/H)</td> <td data-sheets-numberformat='{"1":2,"2":"0.00","3":1}' data-sheets-value='{"1":3,"3":1.7}' style="overflow:hidden;padding:0px 3px 0px 3px;vertical-align:bottom;text-align:center;">1.70</td> <td data-sheets-numberformat='{"1":2,"2":"0","3":1}' data-sheets-value='{"1":3,"3":73}' style="overflow:hidden;padding:0px 3px 0px 3px;vertical-align:bottom;text-align:center;">73</td> <td data-sheets-numberformat='{"1":2,"2":"0","3":1}' data-sheets-value='{"1":3,"3":65}' style="overflow:hidden;padding:0px 3px 0px 3px;vertical-align:bottom;text-align:center;">65</td> <td data-sheets-numberformat='{"1":2,"2":"0","3":1}' data-sheets-value='{"1":3,"3":22}' style="border-right:1px solid #000000;overflow:hidden;padding:0px 3px 0px 3px;vertical-align:bottom;text-align:center;">22</td> </tr> <tr style="height:20px;"> <td style="border-left:1px solid #000000;overflow:hidden;padding:0px 3px 0px 3px;vertical-align:bottom;font-weight:bold;"></td> <td data-sheets-value='{"1":2,"2":"Triple-walled"}' style="overflow:hidden;padding:0px 3px 0px 3px;vertical-align:bottom;font-weight:bold;">Triple-walled</td> <td data-sheets-value='{"1":2,"2":"Opal (O/H/O)"}' style="border-right:1px solid #000000;overflow:hidden;padding:0px 3px 0px 3px;vertical-align:bottom;font-weight:bold;">Opal (O/H/O)</td> <td data-sheets-numberformat='{"1":2,"2":"0.00","3":1}' data-sheets-value='{"1":3,"3":1.7}' style="overflow:hidden;padding:0px 3px 0px 3px;vertical-align:bottom;text-align:center;">1.70</td> <td data-sheets-numberformat='{"1":2,"2":"0","3":1}' data-sheets-value='{"1":3,"3":62}' style="overflow:hidden;padding:0px 3px 0px 3px;vertical-align:bottom;text-align:center;">62</td> <td data-sheets-numberformat='{"1":2,"2":"0","3":1}' data-sheets-value='{"1":3,"3":51}' style="overflow:hidden;padding:0px 3px 0px 3px;vertical-align:bottom;text-align:center;">51</td> <td data-sheets-numberformat='{"1":2,"2":"0","3":1}' data-sheets-value='{"1":3,"3":22}' style="border-right:1px solid #000000;overflow:hidden;padding:0px 3px 0px 3px;vertical-align:bottom;text-align:center;">22</td> </tr> <tr style="height:20px;"> <td style="border-left:1px solid #000000;overflow:hidden;padding:0px 3px 0px 3px;vertical-align:bottom;font-weight:bold;"></td> <td data-sheets-value='{"1":2,"2":"Four-walled"}' style="overflow:hidden;padding:0px 3px 0px 3px;vertical-align:bottom;font-weight:bold;">Four-walled</td> <td data-sheets-value='{"1":2,"2":"Clear (H/H/H/H)"}' style="border-right:1px solid #000000;overflow:hidden;padding:0px 3px 0px 3px;vertical-align:bottom;font-weight:bold;">Clear (H/H/H/H)</td> <td data-sheets-numberformat='{"1":2,"2":"0.00","3":1}' data-sheets-value='{"1":3,"3":1.28}' style="overflow:hidden;padding:0px 3px 0px 3px;vertical-align:bottom;text-align:center;">1.28</td> <td data-sheets-numberformat='{"1":2,"2":"0","3":1}' data-sheets-value='{"1":3,"3":64}' style="overflow:hidden;padding:0px 3px 0px 3px;vertical-align:bottom;text-align:center;">64</td> <td data-sheets-numberformat='{"1":2,"2":"0","3":1}' data-sheets-value='{"1":3,"3":54}' style="overflow:hidden;padding:0px 3px 0px 3px;vertical-align:bottom;text-align:center;">54</td> <td data-sheets-numberformat='{"1":2,"2":"0","3":1}' data-sheets-value='{"1":3,"3":23}' style="border-right:1px solid #000000;overflow:hidden;padding:0px 3px 0px 3px;vertical-align:bottom;text-align:center;">23</td> </tr> <tr style="height:20px;"> <td style="border-bottom:1px solid #000000;border-left:1px solid #000000;overflow:hidden;padding:0px 3px 0px 3px;vertical-align:bottom;"></td> <td data-sheets-value='{"1":2,"2":"Four-walled"}' style="border-bottom:1px solid #000000;overflow:hidden;padding:0px 3px 0px 3px;vertical-align:bottom;font-weight:bold;">Four-walled</td> <td data-sheets-value='{"1":2,"2":"Opal (H/H/O/H)"}' style="border-right:1px solid #000000;border-bottom:1px solid #000000;overflow:hidden;padding:0px 3px 0px 3px;vertical-align:bottom;font-weight:bold;">Opal (H/H/O/H)</td> <td data-sheets-numberformat='{"1":2,"2":"0.00","3":1}' data-sheets-value='{"1":3,"3":1.28}' style="border-bottom:1px solid #000000;overflow:hidden;padding:0px 3px 0px 3px;vertical-align:bottom;text-align:center;">1.28</td> <td data-sheets-numberformat='{"1":2,"2":"0","3":1}' data-sheets-value='{"1":3,"3":59}' style="border-bottom:1px solid #000000;overflow:hidden;padding:0px 3px 0px 3px;vertical-align:bottom;text-align:center;">59</td> <td data-sheets-numberformat='{"1":2,"2":"0","3":1}' data-sheets-value='{"1":3,"3":48}' style="border-bottom:1px solid #000000;overflow:hidden;padding:0px 3px 0px 3px;vertical-align:bottom;text-align:center;">48</td> <td data-sheets-numberformat='{"1":2,"2":"0","3":1}' data-sheets-value='{"1":3,"3":23}' style="border-right:1px solid #000000;border-bottom:1px solid #000000;overflow:hidden;padding:0px 3px 0px 3px;vertical-align:bottom;text-align:center;">23</td> </tr> <tr style="height:20px;"> <td data-sheets-value='{"1":2,"2":"Polycarbonate "}' style="border-left:1px solid #000000;overflow:hidden;padding:0px 3px 0px 3px;vertical-align:bottom;font-weight:bold;">Polycarbonate </td> <td data-sheets-value='{"1":2,"2":"Single-walled"}' style="overflow:hidden;padding:0px 3px 0px 3px;vertical-align:bottom;font-weight:bold;">Single-walled</td> <td data-sheets-value='{"1":2,"2":"Clear (A)"}' style="border-right:1px solid #000000;overflow:hidden;padding:0px 3px 0px 3px;vertical-align:bottom;font-weight:bold;">Clear (A)</td> <td data-sheets-numberformat='{"1":2,"2":"0.00","3":1}' data-sheets-value='{"1":3,"3":5.17}' style="overflow:hidden;padding:0px 3px 0px 3px;vertical-align:bottom;text-align:center;">5.17</td> <td data-sheets-numberformat='{"1":2,"2":"0","3":1}' data-sheets-value='{"1":3,"3":88}' style="overflow:hidden;padding:0px 3px 0px 3px;vertical-align:bottom;text-align:center;">88</td> <td data-sheets-numberformat='{"1":2,"2":"0","3":1}' data-sheets-value='{"1":3,"3":83}' style="overflow:hidden;padding:0px 3px 0px 3px;vertical-align:bottom;text-align:center;">83</td> <td data-sheets-numberformat='{"1":2,"2":"0","3":1}' data-sheets-value='{"1":2,"2":"-"}' style="border-right:1px solid #000000;overflow:hidden;padding:0px 3px 0px 3px;vertical-align:bottom;text-align:center;">-</td> </tr> <tr style="height:20px;"> <td data-sheets-value='{"1":2,"2":"PC"}' style="border-left:1px solid #000000;overflow:hidden;padding:0px 3px 0px 3px;vertical-align:bottom;font-weight:bold;">PC</td> <td data-sheets-value='{"1":2,"2":"Single-walled"}' style="overflow:hidden;padding:0px 3px 0px 3px;vertical-align:bottom;font-weight:bold;">Single-walled</td> <td data-sheets-value='{"1":2,"2":"Opal (D)"}' style="border-right:1px solid #000000;overflow:hidden;padding:0px 3px 0px 3px;vertical-align:bottom;font-weight:bold;">Opal (D)</td> <td data-sheets-numberformat='{"1":2,"2":"0.00","3":1}' data-sheets-value='{"1":3,"3":5.17}' style="overflow:hidden;padding:0px 3px 0px 3px;vertical-align:bottom;text-align:center;">5.17</td> <td data-sheets-numberformat='{"1":2,"2":"0","3":1}' data-sheets-value='{"1":3,"3":58}' style="overflow:hidden;padding:0px 3px 0px 3px;vertical-align:bottom;text-align:center;">58</td> <td data-sheets-numberformat='{"1":2,"2":"0","3":1}' data-sheets-value='{"1":3,"3":60}' style="overflow:hidden;padding:0px 3px 0px 3px;vertical-align:bottom;text-align:center;">60</td> <td data-sheets-numberformat='{"1":2,"2":"0","3":1}' data-sheets-value='{"1":2,"2":"-"}' style="border-right:1px solid #000000;overflow:hidden;padding:0px 3px 0px 3px;vertical-align:bottom;text-align:center;">-</td> </tr> <tr style="height:20px;"> <td style="border-left:1px solid #000000;overflow:hidden;padding:0px 3px 0px 3px;vertical-align:bottom;font-weight:bold;"></td> <td data-sheets-value='{"1":2,"2":"Double-walled"}' style="overflow:hidden;padding:0px 3px 0px 3px;vertical-align:bottom;font-weight:bold;">Double-walled</td> <td data-sheets-value='{"1":2,"2":"Clear (A/H)"}' style="border-right:1px solid #000000;overflow:hidden;padding:0px 3px 0px 3px;vertical-align:bottom;font-weight:bold;">Clear (A/H)</td> <td data-sheets-numberformat='{"1":2,"2":"0.00","3":1}' data-sheets-value='{"1":3,"3":2.9}' style="overflow:hidden;padding:0px 3px 0px 3px;vertical-align:bottom;text-align:center;">2.90</td> <td data-sheets-numberformat='{"1":2,"2":"0","3":1}' data-sheets-value='{"1":3,"3":79}' style="overflow:hidden;padding:0px 3px 0px 3px;vertical-align:bottom;text-align:center;">79</td> <td data-sheets-numberformat='{"1":2,"2":"0","3":1}' data-sheets-value='{"1":3,"3":72}' style="overflow:hidden;padding:0px 3px 0px 3px;vertical-align:bottom;text-align:center;">72</td> <td data-sheets-numberformat='{"1":2,"2":"0","3":1}' data-sheets-value='{"1":3,"3":20}' style="border-right:1px solid #000000;overflow:hidden;padding:0px 3px 0px 3px;vertical-align:bottom;text-align:center;">20</td> </tr> <tr style="height:20px;"> <td style="border-left:1px solid #000000;overflow:hidden;padding:0px 3px 0px 3px;vertical-align:bottom;font-weight:bold;"></td> <td data-sheets-value='{"1":2,"2":"Double-walled"}' style="overflow:hidden;padding:0px 3px 0px 3px;vertical-align:bottom;font-weight:bold;">Double-walled</td> <td data-sheets-value='{"1":2,"2":"Clear (A/A)"}' style="border-right:1px solid #000000;overflow:hidden;padding:0px 3px 0px 3px;vertical-align:bottom;font-weight:bold;">Clear (A/A)</td> <td data-sheets-numberformat='{"1":2,"2":"0.00","3":1}' data-sheets-value='{"1":3,"3":2.9}' style="overflow:hidden;padding:0px 3px 0px 3px;vertical-align:bottom;text-align:center;">2.90</td> <td data-sheets-numberformat='{"1":2,"2":"0","3":1}' data-sheets-value='{"1":3,"3":77}' style="overflow:hidden;padding:0px 3px 0px 3px;vertical-align:bottom;text-align:center;">77</td> <td data-sheets-numberformat='{"1":2,"2":"0","3":1}' data-sheets-value='{"1":3,"3":69}' style="overflow:hidden;padding:0px 3px 0px 3px;vertical-align:bottom;text-align:center;">69</td> <td data-sheets-numberformat='{"1":2,"2":"0","3":1}' data-sheets-value='{"1":3,"3":20}' style="border-right:1px solid #000000;overflow:hidden;padding:0px 3px 0px 3px;vertical-align:bottom;text-align:center;">20</td> </tr> <tr style="height:20px;"> <td style="border-left:1px solid #000000;overflow:hidden;padding:0px 3px 0px 3px;vertical-align:bottom;font-weight:bold;"></td> <td data-sheets-value='{"1":2,"2":"Double-walled"}' style="overflow:hidden;padding:0px 3px 0px 3px;vertical-align:bottom;font-weight:bold;">Double-walled</td> <td data-sheets-value='{"1":2,"2":"Opal (A/O)"}' style="border-right:1px solid #000000;overflow:hidden;padding:0px 3px 0px 3px;vertical-align:bottom;font-weight:bold;">Opal (A/O)</td> <td data-sheets-numberformat='{"1":2,"2":"0.00","3":1}' data-sheets-value='{"1":3,"3":2.9}' style="overflow:hidden;padding:0px 3px 0px 3px;vertical-align:bottom;text-align:center;">2.90</td> <td data-sheets-numberformat='{"1":2,"2":"0","3":1}' data-sheets-value='{"1":3,"3":73}' style="overflow:hidden;padding:0px 3px 0px 3px;vertical-align:bottom;text-align:center;">73</td> <td data-sheets-numberformat='{"1":2,"2":"0","3":1}' data-sheets-value='{"1":3,"3":63}' style="overflow:hidden;padding:0px 3px 0px 3px;vertical-align:bottom;text-align:center;">63</td> <td data-sheets-numberformat='{"1":2,"2":"0","3":1}' data-sheets-value='{"1":3,"3":20}' style="border-right:1px solid #000000;overflow:hidden;padding:0px 3px 0px 3px;vertical-align:bottom;text-align:center;">20</td> </tr> <tr style="height:20px;"> <td style="border-left:1px solid #000000;overflow:hidden;padding:0px 3px 0px 3px;vertical-align:bottom;font-weight:bold;"></td> <td data-sheets-value='{"1":2,"2":"Double-walled"}' style="overflow:hidden;padding:0px 3px 0px 3px;vertical-align:bottom;font-weight:bold;">Double-walled</td> <td data-sheets-value='{"1":2,"2":"Opal (A/D)"}' style="border-right:1px solid #000000;overflow:hidden;padding:0px 3px 0px 3px;vertical-align:bottom;font-weight:bold;">Opal (A/D)</td> <td data-sheets-numberformat='{"1":2,"2":"0.00","3":1}' data-sheets-value='{"1":3,"3":2.9}' style="overflow:hidden;padding:0px 3px 0px 3px;vertical-align:bottom;text-align:center;">2.90</td> <td data-sheets-numberformat='{"1":2,"2":"0","3":1}' data-sheets-value='{"1":3,"3":51}' style="overflow:hidden;padding:0px 3px 0px 3px;vertical-align:bottom;text-align:center;">51</td> <td data-sheets-numberformat='{"1":2,"2":"0","3":1}' data-sheets-value='{"1":3,"3":50}' style="overflow:hidden;padding:0px 3px 0px 3px;vertical-align:bottom;text-align:center;">50</td> <td data-sheets-numberformat='{"1":2,"2":"0","3":1}' data-sheets-value='{"1":3,"3":20}' style="border-right:1px solid #000000;overflow:hidden;padding:0px 3px 0px 3px;vertical-align:bottom;text-align:center;">20</td> </tr> <tr style="height:20px;"> <td style="border-left:1px solid #000000;overflow:hidden;padding:0px 3px 0px 3px;vertical-align:bottom;font-weight:bold;"></td> <td data-sheets-value='{"1":2,"2":"Triple-walled"}' style="overflow:hidden;padding:0px 3px 0px 3px;vertical-align:bottom;font-weight:bold;">Triple-walled</td> <td data-sheets-value='{"1":2,"2":"Clear (A/H/H)"}' style="border-right:1px solid #000000;overflow:hidden;padding:0px 3px 0px 3px;vertical-align:bottom;font-weight:bold;">Clear (A/H/H)</td> <td data-sheets-numberformat='{"1":2,"2":"0.00","3":1}' data-sheets-value='{"1":3,"3":1.7}' style="overflow:hidden;padding:0px 3px 0px 3px;vertical-align:bottom;text-align:center;">1.70</td> <td data-sheets-numberformat='{"1":2,"2":"0","3":1}' data-sheets-value='{"1":3,"3":71}' style="overflow:hidden;padding:0px 3px 0px 3px;vertical-align:bottom;text-align:center;">71</td> <td data-sheets-numberformat='{"1":2,"2":"0","3":1}' data-sheets-value='{"1":3,"3":63}' style="overflow:hidden;padding:0px 3px 0px 3px;vertical-align:bottom;text-align:center;">63</td> <td data-sheets-numberformat='{"1":2,"2":"0","3":1}' data-sheets-value='{"1":3,"3":22}' style="border-right:1px solid #000000;overflow:hidden;padding:0px 3px 0px 3px;vertical-align:bottom;text-align:center;">22</td> </tr> <tr style="height:20px;"> <td style="border-left:1px solid #000000;overflow:hidden;padding:0px 3px 0px 3px;vertical-align:bottom;font-weight:bold;"></td> <td data-sheets-value='{"1":2,"2":"Triple-walled"}' style="overflow:hidden;padding:0px 3px 0px 3px;vertical-align:bottom;font-weight:bold;">Triple-walled</td> <td data-sheets-value='{"1":2,"2":"Opal (A/O/O)"}' style="border-right:1px solid #000000;overflow:hidden;padding:0px 3px 0px 3px;vertical-align:bottom;font-weight:bold;">Opal (A/O/O)</td> <td data-sheets-numberformat='{"1":2,"2":"0.00","3":1}' data-sheets-value='{"1":3,"3":1.7}' style="overflow:hidden;padding:0px 3px 0px 3px;vertical-align:bottom;text-align:center;">1.70</td> <td data-sheets-numberformat='{"1":2,"2":"0","3":1}' data-sheets-value='{"1":3,"3":61}' style="overflow:hidden;padding:0px 3px 0px 3px;vertical-align:bottom;text-align:center;">61</td> <td data-sheets-numberformat='{"1":2,"2":"0","3":1}' data-sheets-value='{"1":3,"3":48}' style="overflow:hidden;padding:0px 3px 0px 3px;vertical-align:bottom;text-align:center;">48</td> <td data-sheets-numberformat='{"1":2,"2":"0","3":1}' data-sheets-value='{"1":3,"3":22}' style="border-right:1px solid #000000;overflow:hidden;padding:0px 3px 0px 3px;vertical-align:bottom;text-align:center;">22</td> </tr> <tr style="height:20px;"> <td style="border-left:1px solid #000000;overflow:hidden;padding:0px 3px 0px 3px;vertical-align:bottom;font-weight:bold;"></td> <td data-sheets-value='{"1":2,"2":"Four-walled"}' style="overflow:hidden;padding:0px 3px 0px 3px;vertical-align:bottom;font-weight:bold;">Four-walled</td> <td data-sheets-value='{"1":2,"2":"Clear (A/H/H/H)"}' style="border-right:1px solid #000000;overflow:hidden;padding:0px 3px 0px 3px;vertical-align:bottom;font-weight:bold;">Clear (A/H/H/H)</td> <td data-sheets-numberformat='{"1":2,"2":"0.00","3":1}' data-sheets-value='{"1":3,"3":1.28}' style="overflow:hidden;padding:0px 3px 0px 3px;vertical-align:bottom;text-align:center;">1.28</td> <td data-sheets-numberformat='{"1":2,"2":"0","3":1}' data-sheets-value='{"1":3,"3":64}' style="overflow:hidden;padding:0px 3px 0px 3px;vertical-align:bottom;text-align:center;">64</td> <td data-sheets-numberformat='{"1":2,"2":"0","3":1}' data-sheets-value='{"1":3,"3":52}' style="overflow:hidden;padding:0px 3px 0px 3px;vertical-align:bottom;text-align:center;">52</td> <td data-sheets-numberformat='{"1":2,"2":"0","3":1}' data-sheets-value='{"1":3,"3":23}' style="border-right:1px solid #000000;overflow:hidden;padding:0px 3px 0px 3px;vertical-align:bottom;text-align:center;">23</td> </tr> <tr style="height:20px;"> <td style="border-bottom:1px solid #000000;border-left:1px solid #000000;overflow:hidden;padding:0px 3px 0px 3px;vertical-align:bottom;"></td> <td data-sheets-value='{"1":2,"2":"Four-walled"}' style="border-bottom:1px solid #000000;overflow:hidden;padding:0px 3px 0px 3px;vertical-align:bottom;font-weight:bold;">Four-walled</td> <td data-sheets-value='{"1":2,"2":"Opal (A/H/O/H)"}' style="border-right:1px solid #000000;border-bottom:1px solid #000000;overflow:hidden;padding:0px 3px 0px 3px;vertical-align:bottom;font-weight:bold;">Opal (A/H/O/H)</td> <td data-sheets-numberformat='{"1":2,"2":"0.00","3":1}' data-sheets-value='{"1":3,"3":1.28}' style="border-bottom:1px solid #000000;overflow:hidden;padding:0px 3px 0px 3px;vertical-align:bottom;text-align:center;">1.28</td> <td data-sheets-numberformat='{"1":2,"2":"0","3":1}' data-sheets-value='{"1":3,"3":59}' style="border-bottom:1px solid #000000;overflow:hidden;padding:0px 3px 0px 3px;vertical-align:bottom;text-align:center;">59</td> <td data-sheets-numberformat='{"1":2,"2":"0","3":1}' data-sheets-value='{"1":3,"3":46}' style="border-bottom:1px solid #000000;overflow:hidden;padding:0px 3px 0px 3px;vertical-align:bottom;text-align:center;">46</td> <td data-sheets-numberformat='{"1":2,"2":"0","3":1}' data-sheets-value='{"1":3,"3":23}' style="border-right:1px solid #000000;border-bottom:1px solid #000000;overflow:hidden;padding:0px 3px 0px 3px;vertical-align:bottom;text-align:center;">23</td> </tr> <tr style="height:20px;"> <td data-sheets-value='{"1":2,"2":"Polycarbonate"}' style="border-left:1px solid #000000;overflow:hidden;padding:0px 3px 0px 3px;vertical-align:bottom;font-weight:bold;">Polycarbonate</td> <td data-sheets-value='{"1":2,"2":"Single-walled"}' style="overflow:hidden;padding:0px 3px 0px 3px;vertical-align:bottom;font-weight:bold;">Single-walled</td> <td data-sheets-value='{"1":2,"2":"Heatstop Opal (T)"}' style="border-right:1px solid #000000;overflow:hidden;padding:0px 3px 0px 3px;vertical-align:bottom;font-weight:bold;">Heatstop Opal (T)</td> <td data-sheets-numberformat='{"1":2,"2":"0.00","3":1}' data-sheets-value='{"1":3,"3":5.17}' style="overflow:hidden;padding:0px 3px 0px 3px;vertical-align:bottom;text-align:center;">5.17</td> <td data-sheets-numberformat='{"1":2,"2":"0","3":1}' data-sheets-value='{"1":3,"3":49}' style="overflow:hidden;padding:0px 3px 0px 3px;vertical-align:bottom;text-align:center;">49</td> <td data-sheets-numberformat='{"1":2,"2":"0","3":1}' data-sheets-value='{"1":3,"3":59}' style="overflow:hidden;padding:0px 3px 0px 3px;vertical-align:bottom;text-align:center;">59</td> <td data-sheets-numberformat='{"1":2,"2":"0","3":1}' data-sheets-value='{"1":2,"2":"-"}' style="border-right:1px solid #000000;overflow:hidden;padding:0px 3px 0px 3px;vertical-align:bottom;text-align:center;">-</td> </tr> <tr style="height:20px;"> <td data-sheets-value='{"1":2,"2":"Heatstop PC"}' style="border-left:1px solid #000000;overflow:hidden;padding:0px 3px 0px 3px;vertical-align:bottom;font-weight:bold;">Heatstop PC</td> <td data-sheets-value='{"1":2,"2":"Double-walled"}' style="overflow:hidden;padding:0px 3px 0px 3px;vertical-align:bottom;font-weight:bold;">Double-walled</td> <td data-sheets-value='{"1":2,"2":"Clear (T/H)"}' style="border-right:1px solid #000000;overflow:hidden;padding:0px 3px 0px 3px;vertical-align:bottom;font-weight:bold;">Clear (T/H)</td> <td data-sheets-numberformat='{"1":2,"2":"0.00","3":1}' data-sheets-value='{"1":3,"3":2.9}' style="overflow:hidden;padding:0px 3px 0px 3px;vertical-align:bottom;text-align:center;">2.90</td> <td data-sheets-numberformat='{"1":2,"2":"0","3":1}' data-sheets-value='{"1":3,"3":44}' style="overflow:hidden;padding:0px 3px 0px 3px;vertical-align:bottom;text-align:center;">44</td> <td data-sheets-numberformat='{"1":2,"2":"0","3":1}' data-sheets-value='{"1":3,"3":51}' style="overflow:hidden;padding:0px 3px 0px 3px;vertical-align:bottom;text-align:center;">51</td> <td data-sheets-numberformat='{"1":2,"2":"0","3":1}' data-sheets-value='{"1":3,"3":20}' style="border-right:1px solid #000000;overflow:hidden;padding:0px 3px 0px 3px;vertical-align:bottom;text-align:center;">20</td> </tr> <tr style="height:20px;"> <td style="border-left:1px solid #000000;overflow:hidden;padding:0px 3px 0px 3px;vertical-align:bottom;font-weight:bold;"></td> <td data-sheets-value='{"1":2,"2":"Double-walled"}' style="overflow:hidden;padding:0px 3px 0px 3px;vertical-align:bottom;font-weight:bold;">Double-walled</td> <td data-sheets-value='{"1":2,"2":"Opal (T/O)"}' style="border-right:1px solid #000000;overflow:hidden;padding:0px 3px 0px 3px;vertical-align:bottom;font-weight:bold;">Opal (T/O)</td> <td data-sheets-numberformat='{"1":2,"2":"0.00","3":1}' data-sheets-value='{"1":3,"3":2.9}' style="overflow:hidden;padding:0px 3px 0px 3px;vertical-align:bottom;text-align:center;">2.90</td> <td data-sheets-numberformat='{"1":2,"2":"0","3":1}' data-sheets-value='{"1":3,"3":41}' style="overflow:hidden;padding:0px 3px 0px 3px;vertical-align:bottom;text-align:center;">41</td> <td data-sheets-numberformat='{"1":2,"2":"0","3":1}' data-sheets-value='{"1":3,"3":45}' style="overflow:hidden;padding:0px 3px 0px 3px;vertical-align:bottom;text-align:center;">45</td> <td data-sheets-numberformat='{"1":2,"2":"0","3":1}' data-sheets-value='{"1":3,"3":20}' style="border-right:1px solid #000000;overflow:hidden;padding:0px 3px 0px 3px;vertical-align:bottom;text-align:center;">20</td> </tr> <tr style="height:20px;"> <td style="border-left:1px solid #000000;overflow:hidden;padding:0px 3px 0px 3px;vertical-align:bottom;font-weight:bold;"></td> <td data-sheets-value='{"1":2,"2":"Triple-walled"}' style="overflow:hidden; | skylux-160-ce-met-koepel-en-pvc-opstand-16-00-met-lm-motor-en-windvang-1300-x-1300-mm | 8586029171021 | 46872344756557
Smoke and heat exhaust (SHEV) | SHE system | Skylux | Skylux 160° CE with skylight and PVC curb 16/00 with LM-actuator and spoiler 1300 x 1600 mm |  | 50385 | 5412970503859 | 4970.7 | Yes | 30-45 | 72.2 | 1300 x 1600 mm | 1600 | 1300 |  | PVC 16/00 (16 cm high & roof opening = daylight size) | Rectangular | 5.17 W/m²K - 1.28 W/m²K | 87% - 32% | 90% - 32% | 20dB - 23dB | 160° CE (for industry) | skylight | with spoiler | E | Single actuator | Maximum four-walled skylight possible for this product | Ut-value LT-value g-value Rw-value EN 1873 : 2014 EN ISO 13468 EN 16153 EN 410 EN 410 EN ISO 140-3 Material Walls Shells (W/m²K) (%) (%) (dB) Acrylic Single-walled Clear (H) 5.17 90 87 - PMMA Single-walled Opal (O) 5.17 83 76 - Double-walled Clear (H/H) 2.90 81 75 20 Double-walled Opal (O/O) 2.90 69 58 20 Triple-walled Clear (H/H/H) 1.70 73 65 22 Triple-walled Opal (O/H/O) 1.70 62 51 22 Four-walled Clear (H/H/H/H) 1.28 64 54 23 Four-walled Opal (H/H/O/H) 1.28 59 48 23 Polycarbonate Single-walled Clear (A) 5.17 88 83 - PC Single-walled Opal (D) 5.17 58 60 - Double-walled Clear (A/H) 2.90 79 72 20 Double-walled Clear (A/A) 2.90 77 69 20 Double-walled Opal (A/O) 2.90 73 63 20 Double-walled Opal (A/D) 2.90 51 50 20 Triple-walled Clear (A/H/H) 1.70 71 63 22 Triple-walled Opal (A/O/O) 1.70 61 48 22 Four-walled Clear (A/H/H/H) 1.28 64 52 23 Four-walled Opal (A/H/O/H) 1.28 59 46 23 Polycarbonate Single-walled Heatstop Opal (T) 5.17 49 59 - Heatstop PC Double-walled Clear (T/H) 2.90 44 51 20 Double-walled Opal (T/O) 2.90 41 45 20 Triple-walled Clear (T/H/H) 1.70 40 <td data-sheets-numberformat='{"1":2,"2":"0","3":1}' data-sheets-value='{"1":3,"3":44}' style="overflow:hidden;paddin | https://skylux.eu/en/products/skylux-160-ce-met-koepel-en-pvc-opstand-16-00-met-lm-motor-en-windvang-1300-x-1600-mm | https://skylux.eu/cdn/shop/files/Skylux-160deg-CE-met-koepel-en-pvc-opstand-1600-met-LM-motor-en-windvang-1300-x-1600-mm-RWA-systeem.jpg?v=1702980270&width=1600 | https://skylux.eu/cdn/shop/files/e5a82811-1bb0-48e4-a776-cacb59c7c092_810369f1-92fc-4553-8f2a-c9a7bcdcf595.jpg?v=1688551090&width=1600 | //skylux.eu/cdn/shop/files/E_MH_Mounting_instructions_Skylux_160_CE_LM.pdf?v=12406716259046007223 | //skylux.eu/cdn/shop/files/E_TD_Technical_File_Skylux_Skylux_160_CE_Electric.pdf?v=3667116872303399239 | <style type="text/css" id="isPasted"> <!--td { border: 1px solid #cccccc; } br { mso-data-placement: same-cell; } --> </style> <table border="1" cellpadding="0" cellspacing="0" dir="ltr" style="table-layout:fixed;font-size:10pt;font-family:Arial;border-collapse:collapse;border:none;"><tbody> <tr style="height:20px;"> <td style="overflow:hidden;padding:0px 3px 0px 3px;vertical-align:bottom;"></td> <td style="overflow:hidden;padding:0px 3px 0px 3px;vertical-align:bottom;"></td> <td style="overflow:hidden;padding:0px 3px 0px 3px;vertical-align:bottom;"></td> <td data-sheets-value='{"1":2,"2":"Ut-value"}' style="overflow:hidden;padding:0px 3px 0px 3px;vertical-align:bottom;font-weight:bold;text-align:center;">Ut-value</td> <td data-sheets-value='{"1":2,"2":"LT-value"}' style="overflow:hidden;padding:0px 3px 0px 3px;vertical-align:bottom;font-weight:bold;text-align:center;">LT-value</td> <td data-sheets-value='{"1":2,"2":"g-value"}' style="overflow:hidden;padding:0px 3px 0px 3px;vertical-align:bottom;font-weight:bold;text-align:center;">g-value</td> <td data-sheets-value='{"1":2,"2":"Rw-value "}' style="overflow:hidden;padding:0px 3px 0px 3px;vertical-align:bottom;font-weight:bold;text-align:center;">Rw-value </td> </tr> <tr style="height:20px;"> <td style="overflow:hidden;padding:0px 3px 0px 3px;vertical-align:bottom;"></td> <td style="overflow:hidden;padding:0px 3px 0px 3px;vertical-align:bottom;"></td> <td style="overflow:hidden;padding:0px 3px 0px 3px;vertical-align:bottom;"></td> <td data-sheets-numberformat='{"1":2,"2":"0.00","3":1}' data-sheets-value='{"1":2,"2":"EN 1873 : 2014"}' style="overflow:hidden;padding:0px 3px 0px 3px;vertical-align:bottom;text-align:center;">EN 1873 : 2014</td> <td data-sheets-numberformat='{"1":2,"2":"0","3":1}' data-sheets-value='{"1":2,"2":"EN ISO 13468 EN 16153 EN 410"}' style="overflow:hidden;padding:0px 3px 0px 3px;vertical-align:bottom;text-align:center;">EN ISO 13468 EN 16153 EN 410</td> <td data-sheets-numberformat='{"1":2,"2":"0","3":1}' data-sheets-value='{"1":2,"2":"EN 410"}' style="overflow:hidden;padding:0px 3px 0px 3px;vertical-align:bottom;text-align:center;">EN 410</td> <td data-sheets-value='{"1":2,"2":"EN ISO 140-3\t\t"}' style="overflow:hidden;padding:0px 3px 0px 3px;vertical-align:bottom;text-align:center;">EN ISO 140-3 </td> </tr> <tr style="height:20px;"> <td data-sheets-value='{"1":2,"2":"Material"}' style="border-bottom:1px solid #000000;overflow:hidden;padding:0px 3px 0px 3px;vertical-align:bottom;background-color:#000000;font-weight:bold;color:#ffffff;">Material</td> <td data-sheets-value='{"1":2,"2":"Walls"}' style="border-bottom:1px solid #000000;overflow:hidden;padding:0px 3px 0px 3px;vertical-align:bottom;background-color:#000000;font-weight:bold;color:#ffffff;">Walls</td> <td data-sheets-value='{"1":2,"2":"Shells"}' style="border-bottom:1px solid #000000;overflow:hidden;padding:0px 3px 0px 3px;vertical-align:bottom;background-color:#000000;font-weight:bold;color:#ffffff;">Shells</td> <td data-sheets-numberformat='{"1":2,"2":"0.00","3":1}' data-sheets-value='{"1":2,"2":"(W/m²K)\t"}' style="border-bottom:1px solid #000000;overflow:hidden;padding:0px 3px 0px 3px;vertical-align:bottom;background-color:#000000;font-weight:bold;color:#ffffff;text-align:center;">(W/m²K) </td> <td data-sheets-numberformat='{"1":2,"2":"0","3":1}' data-sheets-value='{"1":2,"2":"(%)"}' style="border-bottom:1px solid #000000;overflow:hidden;padding:0px 3px 0px 3px;vertical-align:bottom;background-color:#000000;font-weight:bold;color:#ffffff;text-align:center;">(%)</td> <td data-sheets-numberformat='{"1":2,"2":"0","3":1}' data-sheets-value='{"1":2,"2":"(%)"}' style="border-bottom:1px solid #000000;overflow:hidden;padding:0px 3px 0px 3px;vertical-align:bottom;background-color:#000000;font-weight:bold;color:#ffffff;text-align:center;">(%)</td> <td data-sheets-value='{"1":2,"2":"(dB)"}' style="border-bottom:1px solid #000000;overflow:hidden;padding:0px 3px 0px 3px;vertical-align:bottom;background-color:#000000;font-weight:bold;color:#ffffff;text-align:center;">(dB)</td> </tr> <tr style="height:20px;"> <td data-sheets-value='{"1":2,"2":"Acrylic"}' style="border-left:1px solid #000000;overflow:hidden;padding:0px 3px 0px 3px;vertical-align:bottom;font-weight:bold;">Acrylic</td> <td data-sheets-value='{"1":2,"2":"Single-walled"}' style="overflow:hidden;padding:0px 3px 0px 3px;vertical-align:bottom;font-weight:bold;">Single-walled</td> <td data-sheets-value='{"1":2,"2":"Clear (H)"}' style="border-right:1px solid #000000;overflow:hidden;padding:0px 3px 0px 3px;vertical-align:bottom;font-weight:bold;">Clear (H)</td> <td data-sheets-numberformat='{"1":2,"2":"0.00","3":1}' data-sheets-value='{"1":3,"3":5.17}' style="overflow:hidden;padding:0px 3px 0px 3px;vertical-align:bottom;text-align:center;">5.17</td> <td data-sheets-numberformat='{"1":2,"2":"0","3":1}' data-sheets-value='{"1":3,"3":90}' style="overflow:hidden;padding:0px 3px 0px 3px;vertical-align:bottom;text-align:center;">90</td> <td data-sheets-numberformat='{"1":2,"2":"0","3":1}' data-sheets-value='{"1":3,"3":87}' style="overflow:hidden;padding:0px 3px 0px 3px;vertical-align:bottom;text-align:center;">87</td> <td data-sheets-numberformat='{"1":2,"2":"0","3":1}' data-sheets-value='{"1":2,"2":"-"}' style="border-right:1px solid #000000;overflow:hidden;padding:0px 3px 0px 3px;vertical-align:bottom;text-align:center;">-</td> </tr> <tr style="height:20px;"> <td data-sheets-value='{"1":2,"2":"PMMA"}' style="border-left:1px solid #000000;overflow:hidden;padding:0px 3px 0px 3px;vertical-align:bottom;font-weight:bold;">PMMA</td> <td data-sheets-value='{"1":2,"2":"Single-walled"}' style="overflow:hidden;padding:0px 3px 0px 3px;vertical-align:bottom;font-weight:bold;">Single-walled</td> <td data-sheets-value='{"1":2,"2":"Opal (O)"}' style="border-right:1px solid #000000;overflow:hidden;padding:0px 3px 0px 3px;vertical-align:bottom;font-weight:bold;">Opal (O)</td> <td data-sheets-numberformat='{"1":2,"2":"0.00","3":1}' data-sheets-value='{"1":3,"3":5.17}' style="overflow:hidden;padding:0px 3px 0px 3px;vertical-align:bottom;text-align:center;">5.17</td> <td data-sheets-numberformat='{"1":2,"2":"0","3":1}' data-sheets-value='{"1":3,"3":83}' style="overflow:hidden;padding:0px 3px 0px 3px;vertical-align:bottom;text-align:center;">83</td> <td data-sheets-numberformat='{"1":2,"2":"0","3":1}' data-sheets-value='{"1":3,"3":76}' style="overflow:hidden;padding:0px 3px 0px 3px;vertical-align:bottom;text-align:center;">76</td> <td data-sheets-numberformat='{"1":2,"2":"0","3":1}' data-sheets-value='{"1":2,"2":"-"}' style="border-right:1px solid #000000;overflow:hidden;padding:0px 3px 0px 3px;vertical-align:bottom;text-align:center;">-</td> </tr> <tr style="height:20px;"> <td style="border-left:1px solid #000000;overflow:hidden;padding:0px 3px 0px 3px;vertical-align:bottom;font-weight:bold;"></td> <td data-sheets-value='{"1":2,"2":"Double-walled"}' style="overflow:hidden;padding:0px 3px 0px 3px;vertical-align:bottom;font-weight:bold;">Double-walled</td> <td data-sheets-value='{"1":2,"2":"Clear (H/H)"}' style="border-right:1px solid #000000;overflow:hidden;padding:0px 3px 0px 3px;vertical-align:bottom;font-weight:bold;">Clear (H/H)</td> <td data-sheets-numberformat='{"1":2,"2":"0.00","3":1}' data-sheets-value='{"1":3,"3":2.9}' style="overflow:hidden;padding:0px 3px 0px 3px;vertical-align:bottom;text-align:center;">2.90</td> <td data-sheets-numberformat='{"1":2,"2":"0","3":1}' data-sheets-value='{"1":3,"3":81}' style="overflow:hidden;padding:0px 3px 0px 3px;vertical-align:bottom;text-align:center;">81</td> <td data-sheets-numberformat='{"1":2,"2":"0","3":1}' data-sheets-value='{"1":3,"3":75}' style="overflow:hidden;padding:0px 3px 0px 3px;vertical-align:bottom;text-align:center;">75</td> <td data-sheets-numberformat='{"1":2,"2":"0","3":1}' data-sheets-value='{"1":3,"3":20}' style="border-right:1px solid #000000;overflow:hidden;padding:0px 3px 0px 3px;vertical-align:bottom;text-align:center;">20</td> </tr> <tr style="height:20px;"> <td style="border-left:1px solid #000000;overflow:hidden;padding:0px 3px 0px 3px;vertical-align:bottom;font-weight:bold;"></td> <td data-sheets-value='{"1":2,"2":"Double-walled"}' style="overflow:hidden;padding:0px 3px 0px 3px;vertical-align:bottom;font-weight:bold;">Double-walled</td> <td data-sheets-value='{"1":2,"2":"Opal (O/O)"}' style="border-right:1px solid #000000;overflow:hidden;padding:0px 3px 0px 3px;vertical-align:bottom;font-weight:bold;">Opal (O/O)</td> <td data-sheets-numberformat='{"1":2,"2":"0.00","3":1}' data-sheets-value='{"1":3,"3":2.9}' style="overflow:hidden;padding:0px 3px 0px 3px;vertical-align:bottom;text-align:center;">2.90</td> <td data-sheets-numberformat='{"1":2,"2":"0","3":1}' data-sheets-value='{"1":3,"3":69}' style="overflow:hidden;padding:0px 3px 0px 3px;vertical-align:bottom;text-align:center;">69</td> <td data-sheets-numberformat='{"1":2,"2":"0","3":1}' data-sheets-value='{"1":3,"3":58}' style="overflow:hidden;padding:0px 3px 0px 3px;vertical-align:bottom;text-align:center;">58</td> <td data-sheets-numberformat='{"1":2,"2":"0","3":1}' data-sheets-value='{"1":3,"3":20}' style="border-right:1px solid #000000;overflow:hidden;padding:0px 3px 0px 3px;vertical-align:bottom;text-align:center;">20</td> </tr> <tr style="height:20px;"> <td style="border-left:1px solid #000000;overflow:hidden;padding:0px 3px 0px 3px;vertical-align:bottom;font-weight:bold;"></td> <td data-sheets-value='{"1":2,"2":"Triple-walled"}' style="overflow:hidden;padding:0px 3px 0px 3px;vertical-align:bottom;font-weight:bold;">Triple-walled</td> <td data-sheets-value='{"1":2,"2":"Clear (H/H/H)"}' style="border-right:1px solid #000000;overflow:hidden;padding:0px 3px 0px 3px;vertical-align:bottom;font-weight:bold;">Clear (H/H/H)</td> <td data-sheets-numberformat='{"1":2,"2":"0.00","3":1}' data-sheets-value='{"1":3,"3":1.7}' style="overflow:hidden;padding:0px 3px 0px 3px;vertical-align:bottom;text-align:center;">1.70</td> <td data-sheets-numberformat='{"1":2,"2":"0","3":1}' data-sheets-value='{"1":3,"3":73}' style="overflow:hidden;padding:0px 3px 0px 3px;vertical-align:bottom;text-align:center;">73</td> <td data-sheets-numberformat='{"1":2,"2":"0","3":1}' data-sheets-value='{"1":3,"3":65}' style="overflow:hidden;padding:0px 3px 0px 3px;vertical-align:bottom;text-align:center;">65</td> <td data-sheets-numberformat='{"1":2,"2":"0","3":1}' data-sheets-value='{"1":3,"3":22}' style="border-right:1px solid #000000;overflow:hidden;padding:0px 3px 0px 3px;vertical-align:bottom;text-align:center;">22</td> </tr> <tr style="height:20px;"> <td style="border-left:1px solid #000000;overflow:hidden;padding:0px 3px 0px 3px;vertical-align:bottom;font-weight:bold;"></td> <td data-sheets-value='{"1":2,"2":"Triple-walled"}' style="overflow:hidden;padding:0px 3px 0px 3px;vertical-align:bottom;font-weight:bold;">Triple-walled</td> <td data-sheets-value='{"1":2,"2":"Opal (O/H/O)"}' style="border-right:1px solid #000000;overflow:hidden;padding:0px 3px 0px 3px;vertical-align:bottom;font-weight:bold;">Opal (O/H/O)</td> <td data-sheets-numberformat='{"1":2,"2":"0.00","3":1}' data-sheets-value='{"1":3,"3":1.7}' style="overflow:hidden;padding:0px 3px 0px 3px;vertical-align:bottom;text-align:center;">1.70</td> <td data-sheets-numberformat='{"1":2,"2":"0","3":1}' data-sheets-value='{"1":3,"3":62}' style="overflow:hidden;padding:0px 3px 0px 3px;vertical-align:bottom;text-align:center;">62</td> <td data-sheets-numberformat='{"1":2,"2":"0","3":1}' data-sheets-value='{"1":3,"3":51}' style="overflow:hidden;padding:0px 3px 0px 3px;vertical-align:bottom;text-align:center;">51</td> <td data-sheets-numberformat='{"1":2,"2":"0","3":1}' data-sheets-value='{"1":3,"3":22}' style="border-right:1px solid #000000;overflow:hidden;padding:0px 3px 0px 3px;vertical-align:bottom;text-align:center;">22</td> </tr> <tr style="height:20px;"> <td style="border-left:1px solid #000000;overflow:hidden;padding:0px 3px 0px 3px;vertical-align:bottom;font-weight:bold;"></td> <td data-sheets-value='{"1":2,"2":"Four-walled"}' style="overflow:hidden;padding:0px 3px 0px 3px;vertical-align:bottom;font-weight:bold;">Four-walled</td> <td data-sheets-value='{"1":2,"2":"Clear (H/H/H/H)"}' style="border-right:1px solid #000000;overflow:hidden;padding:0px 3px 0px 3px;vertical-align:bottom;font-weight:bold;">Clear (H/H/H/H)</td> <td data-sheets-numberformat='{"1":2,"2":"0.00","3":1}' data-sheets-value='{"1":3,"3":1.28}' style="overflow:hidden;padding:0px 3px 0px 3px;vertical-align:bottom;text-align:center;">1.28</td> <td data-sheets-numberformat='{"1":2,"2":"0","3":1}' data-sheets-value='{"1":3,"3":64}' style="overflow:hidden;padding:0px 3px 0px 3px;vertical-align:bottom;text-align:center;">64</td> <td data-sheets-numberformat='{"1":2,"2":"0","3":1}' data-sheets-value='{"1":3,"3":54}' style="overflow:hidden;padding:0px 3px 0px 3px;vertical-align:bottom;text-align:center;">54</td> <td data-sheets-numberformat='{"1":2,"2":"0","3":1}' data-sheets-value='{"1":3,"3":23}' style="border-right:1px solid #000000;overflow:hidden;padding:0px 3px 0px 3px;vertical-align:bottom;text-align:center;">23</td> </tr> <tr style="height:20px;"> <td style="border-bottom:1px solid #000000;border-left:1px solid #000000;overflow:hidden;padding:0px 3px 0px 3px;vertical-align:bottom;"></td> <td data-sheets-value='{"1":2,"2":"Four-walled"}' style="border-bottom:1px solid #000000;overflow:hidden;padding:0px 3px 0px 3px;vertical-align:bottom;font-weight:bold;">Four-walled</td> <td data-sheets-value='{"1":2,"2":"Opal (H/H/O/H)"}' style="border-right:1px solid #000000;border-bottom:1px solid #000000;overflow:hidden;padding:0px 3px 0px 3px;vertical-align:bottom;font-weight:bold;">Opal (H/H/O/H)</td> <td data-sheets-numberformat='{"1":2,"2":"0.00","3":1}' data-sheets-value='{"1":3,"3":1.28}' style="border-bottom:1px solid #000000;overflow:hidden;padding:0px 3px 0px 3px;vertical-align:bottom;text-align:center;">1.28</td> <td data-sheets-numberformat='{"1":2,"2":"0","3":1}' data-sheets-value='{"1":3,"3":59}' style="border-bottom:1px solid #000000;overflow:hidden;padding:0px 3px 0px 3px;vertical-align:bottom;text-align:center;">59</td> <td data-sheets-numberformat='{"1":2,"2":"0","3":1}' data-sheets-value='{"1":3,"3":48}' style="border-bottom:1px solid #000000;overflow:hidden;padding:0px 3px 0px 3px;vertical-align:bottom;text-align:center;">48</td> <td data-sheets-numberformat='{"1":2,"2":"0","3":1}' data-sheets-value='{"1":3,"3":23}' style="border-right:1px solid #000000;border-bottom:1px solid #000000;overflow:hidden;padding:0px 3px 0px 3px;vertical-align:bottom;text-align:center;">23</td> </tr> <tr style="height:20px;"> <td data-sheets-value='{"1":2,"2":"Polycarbonate "}' style="border-left:1px solid #000000;overflow:hidden;padding:0px 3px 0px 3px;vertical-align:bottom;font-weight:bold;">Polycarbonate </td> <td data-sheets-value='{"1":2,"2":"Single-walled"}' style="overflow:hidden;padding:0px 3px 0px 3px;vertical-align:bottom;font-weight:bold;">Single-walled</td> <td data-sheets-value='{"1":2,"2":"Clear (A)"}' style="border-right:1px solid #000000;overflow:hidden;padding:0px 3px 0px 3px;vertical-align:bottom;font-weight:bold;">Clear (A)</td> <td data-sheets-numberformat='{"1":2,"2":"0.00","3":1}' data-sheets-value='{"1":3,"3":5.17}' style="overflow:hidden;padding:0px 3px 0px 3px;vertical-align:bottom;text-align:center;">5.17</td> <td data-sheets-numberformat='{"1":2,"2":"0","3":1}' data-sheets-value='{"1":3,"3":88}' style="overflow:hidden;padding:0px 3px 0px 3px;vertical-align:bottom;text-align:center;">88</td> <td data-sheets-numberformat='{"1":2,"2":"0","3":1}' data-sheets-value='{"1":3,"3":83}' style="overflow:hidden;padding:0px 3px 0px 3px;vertical-align:bottom;text-align:center;">83</td> <td data-sheets-numberformat='{"1":2,"2":"0","3":1}' data-sheets-value='{"1":2,"2":"-"}' style="border-right:1px solid #000000;overflow:hidden;padding:0px 3px 0px 3px;vertical-align:bottom;text-align:center;">-</td> </tr> <tr style="height:20px;"> <td data-sheets-value='{"1":2,"2":"PC"}' style="border-left:1px solid #000000;overflow:hidden;padding:0px 3px 0px 3px;vertical-align:bottom;font-weight:bold;">PC</td> <td data-sheets-value='{"1":2,"2":"Single-walled"}' style="overflow:hidden;padding:0px 3px 0px 3px;vertical-align:bottom;font-weight:bold;">Single-walled</td> <td data-sheets-value='{"1":2,"2":"Opal (D)"}' style="border-right:1px solid #000000;overflow:hidden;padding:0px 3px 0px 3px;vertical-align:bottom;font-weight:bold;">Opal (D)</td> <td data-sheets-numberformat='{"1":2,"2":"0.00","3":1}' data-sheets-value='{"1":3,"3":5.17}' style="overflow:hidden;padding:0px 3px 0px 3px;vertical-align:bottom;text-align:center;">5.17</td> <td data-sheets-numberformat='{"1":2,"2":"0","3":1}' data-sheets-value='{"1":3,"3":58}' style="overflow:hidden;padding:0px 3px 0px 3px;vertical-align:bottom;text-align:center;">58</td> <td data-sheets-numberformat='{"1":2,"2":"0","3":1}' data-sheets-value='{"1":3,"3":60}' style="overflow:hidden;padding:0px 3px 0px 3px;vertical-align:bottom;text-align:center;">60</td> <td data-sheets-numberformat='{"1":2,"2":"0","3":1}' data-sheets-value='{"1":2,"2":"-"}' style="border-right:1px solid #000000;overflow:hidden;padding:0px 3px 0px 3px;vertical-align:bottom;text-align:center;">-</td> </tr> <tr style="height:20px;"> <td style="border-left:1px solid #000000;overflow:hidden;padding:0px 3px 0px 3px;vertical-align:bottom;font-weight:bold;"></td> <td data-sheets-value='{"1":2,"2":"Double-walled"}' style="overflow:hidden;padding:0px 3px 0px 3px;vertical-align:bottom;font-weight:bold;">Double-walled</td> <td data-sheets-value='{"1":2,"2":"Clear (A/H)"}' style="border-right:1px solid #000000;overflow:hidden;padding:0px 3px 0px 3px;vertical-align:bottom;font-weight:bold;">Clear (A/H)</td> <td data-sheets-numberformat='{"1":2,"2":"0.00","3":1}' data-sheets-value='{"1":3,"3":2.9}' style="overflow:hidden;padding:0px 3px 0px 3px;vertical-align:bottom;text-align:center;">2.90</td> <td data-sheets-numberformat='{"1":2,"2":"0","3":1}' data-sheets-value='{"1":3,"3":79}' style="overflow:hidden;padding:0px 3px 0px 3px;vertical-align:bottom;text-align:center;">79</td> <td data-sheets-numberformat='{"1":2,"2":"0","3":1}' data-sheets-value='{"1":3,"3":72}' style="overflow:hidden;padding:0px 3px 0px 3px;vertical-align:bottom;text-align:center;">72</td> <td data-sheets-numberformat='{"1":2,"2":"0","3":1}' data-sheets-value='{"1":3,"3":20}' style="border-right:1px solid #000000;overflow:hidden;padding:0px 3px 0px 3px;vertical-align:bottom;text-align:center;">20</td> </tr> <tr style="height:20px;"> <td style="border-left:1px solid #000000;overflow:hidden;padding:0px 3px 0px 3px;vertical-align:bottom;font-weight:bold;"></td> <td data-sheets-value='{"1":2,"2":"Double-walled"}' style="overflow:hidden;padding:0px 3px 0px 3px;vertical-align:bottom;font-weight:bold;">Double-walled</td> <td data-sheets-value='{"1":2,"2":"Clear (A/A)"}' style="border-right:1px solid #000000;overflow:hidden;padding:0px 3px 0px 3px;vertical-align:bottom;font-weight:bold;">Clear (A/A)</td> <td data-sheets-numberformat='{"1":2,"2":"0.00","3":1}' data-sheets-value='{"1":3,"3":2.9}' style="overflow:hidden;padding:0px 3px 0px 3px;vertical-align:bottom;text-align:center;">2.90</td> <td data-sheets-numberformat='{"1":2,"2":"0","3":1}' data-sheets-value='{"1":3,"3":77}' style="overflow:hidden;padding:0px 3px 0px 3px;vertical-align:bottom;text-align:center;">77</td> <td data-sheets-numberformat='{"1":2,"2":"0","3":1}' data-sheets-value='{"1":3,"3":69}' style="overflow:hidden;padding:0px 3px 0px 3px;vertical-align:bottom;text-align:center;">69</td> <td data-sheets-numberformat='{"1":2,"2":"0","3":1}' data-sheets-value='{"1":3,"3":20}' style="border-right:1px solid #000000;overflow:hidden;padding:0px 3px 0px 3px;vertical-align:bottom;text-align:center;">20</td> </tr> <tr style="height:20px;"> <td style="border-left:1px solid #000000;overflow:hidden;padding:0px 3px 0px 3px;vertical-align:bottom;font-weight:bold;"></td> <td data-sheets-value='{"1":2,"2":"Double-walled"}' style="overflow:hidden;padding:0px 3px 0px 3px;vertical-align:bottom;font-weight:bold;">Double-walled</td> <td data-sheets-value='{"1":2,"2":"Opal (A/O)"}' style="border-right:1px solid #000000;overflow:hidden;padding:0px 3px 0px 3px;vertical-align:bottom;font-weight:bold;">Opal (A/O)</td> <td data-sheets-numberformat='{"1":2,"2":"0.00","3":1}' data-sheets-value='{"1":3,"3":2.9}' style="overflow:hidden;padding:0px 3px 0px 3px;vertical-align:bottom;text-align:center;">2.90</td> <td data-sheets-numberformat='{"1":2,"2":"0","3":1}' data-sheets-value='{"1":3,"3":73}' style="overflow:hidden;padding:0px 3px 0px 3px;vertical-align:bottom;text-align:center;">73</td> <td data-sheets-numberformat='{"1":2,"2":"0","3":1}' data-sheets-value='{"1":3,"3":63}' style="overflow:hidden;padding:0px 3px 0px 3px;vertical-align:bottom;text-align:center;">63</td> <td data-sheets-numberformat='{"1":2,"2":"0","3":1}' data-sheets-value='{"1":3,"3":20}' style="border-right:1px solid #000000;overflow:hidden;padding:0px 3px 0px 3px;vertical-align:bottom;text-align:center;">20</td> </tr> <tr style="height:20px;"> <td style="border-left:1px solid #000000;overflow:hidden;padding:0px 3px 0px 3px;vertical-align:bottom;font-weight:bold;"></td> <td data-sheets-value='{"1":2,"2":"Double-walled"}' style="overflow:hidden;padding:0px 3px 0px 3px;vertical-align:bottom;font-weight:bold;">Double-walled</td> <td data-sheets-value='{"1":2,"2":"Opal (A/D)"}' style="border-right:1px solid #000000;overflow:hidden;padding:0px 3px 0px 3px;vertical-align:bottom;font-weight:bold;">Opal (A/D)</td> <td data-sheets-numberformat='{"1":2,"2":"0.00","3":1}' data-sheets-value='{"1":3,"3":2.9}' style="overflow:hidden;padding:0px 3px 0px 3px;vertical-align:bottom;text-align:center;">2.90</td> <td data-sheets-numberformat='{"1":2,"2":"0","3":1}' data-sheets-value='{"1":3,"3":51}' style="overflow:hidden;padding:0px 3px 0px 3px;vertical-align:bottom;text-align:center;">51</td> <td data-sheets-numberformat='{"1":2,"2":"0","3":1}' data-sheets-value='{"1":3,"3":50}' style="overflow:hidden;padding:0px 3px 0px 3px;vertical-align:bottom;text-align:center;">50</td> <td data-sheets-numberformat='{"1":2,"2":"0","3":1}' data-sheets-value='{"1":3,"3":20}' style="border-right:1px solid #000000;overflow:hidden;padding:0px 3px 0px 3px;vertical-align:bottom;text-align:center;">20</td> </tr> <tr style="height:20px;"> <td style="border-left:1px solid #000000;overflow:hidden;padding:0px 3px 0px 3px;vertical-align:bottom;font-weight:bold;"></td> <td data-sheets-value='{"1":2,"2":"Triple-walled"}' style="overflow:hidden;padding:0px 3px 0px 3px;vertical-align:bottom;font-weight:bold;">Triple-walled</td> <td data-sheets-value='{"1":2,"2":"Clear (A/H/H)"}' style="border-right:1px solid #000000;overflow:hidden;padding:0px 3px 0px 3px;vertical-align:bottom;font-weight:bold;">Clear (A/H/H)</td> <td data-sheets-numberformat='{"1":2,"2":"0.00","3":1}' data-sheets-value='{"1":3,"3":1.7}' style="overflow:hidden;padding:0px 3px 0px 3px;vertical-align:bottom;text-align:center;">1.70</td> <td data-sheets-numberformat='{"1":2,"2":"0","3":1}' data-sheets-value='{"1":3,"3":71}' style="overflow:hidden;padding:0px 3px 0px 3px;vertical-align:bottom;text-align:center;">71</td> <td data-sheets-numberformat='{"1":2,"2":"0","3":1}' data-sheets-value='{"1":3,"3":63}' style="overflow:hidden;padding:0px 3px 0px 3px;vertical-align:bottom;text-align:center;">63</td> <td data-sheets-numberformat='{"1":2,"2":"0","3":1}' data-sheets-value='{"1":3,"3":22}' style="border-right:1px solid #000000;overflow:hidden;padding:0px 3px 0px 3px;vertical-align:bottom;text-align:center;">22</td> </tr> <tr style="height:20px;"> <td style="border-left:1px solid #000000;overflow:hidden;padding:0px 3px 0px 3px;vertical-align:bottom;font-weight:bold;"></td> <td data-sheets-value='{"1":2,"2":"Triple-walled"}' style="overflow:hidden;padding:0px 3px 0px 3px;vertical-align:bottom;font-weight:bold;">Triple-walled</td> <td data-sheets-value='{"1":2,"2":"Opal (A/O/O)"}' style="border-right:1px solid #000000;overflow:hidden;padding:0px 3px 0px 3px;vertical-align:bottom;font-weight:bold;">Opal (A/O/O)</td> <td data-sheets-numberformat='{"1":2,"2":"0.00","3":1}' data-sheets-value='{"1":3,"3":1.7}' style="overflow:hidden;padding:0px 3px 0px 3px;vertical-align:bottom;text-align:center;">1.70</td> <td data-sheets-numberformat='{"1":2,"2":"0","3":1}' data-sheets-value='{"1":3,"3":61}' style="overflow:hidden;padding:0px 3px 0px 3px;vertical-align:bottom;text-align:center;">61</td> <td data-sheets-numberformat='{"1":2,"2":"0","3":1}' data-sheets-value='{"1":3,"3":48}' style="overflow:hidden;padding:0px 3px 0px 3px;vertical-align:bottom;text-align:center;">48</td> <td data-sheets-numberformat='{"1":2,"2":"0","3":1}' data-sheets-value='{"1":3,"3":22}' style="border-right:1px solid #000000;overflow:hidden;padding:0px 3px 0px 3px;vertical-align:bottom;text-align:center;">22</td> </tr> <tr style="height:20px;"> <td style="border-left:1px solid #000000;overflow:hidden;padding:0px 3px 0px 3px;vertical-align:bottom;font-weight:bold;"></td> <td data-sheets-value='{"1":2,"2":"Four-walled"}' style="overflow:hidden;padding:0px 3px 0px 3px;vertical-align:bottom;font-weight:bold;">Four-walled</td> <td data-sheets-value='{"1":2,"2":"Clear (A/H/H/H)"}' style="border-right:1px solid #000000;overflow:hidden;padding:0px 3px 0px 3px;vertical-align:bottom;font-weight:bold;">Clear (A/H/H/H)</td> <td data-sheets-numberformat='{"1":2,"2":"0.00","3":1}' data-sheets-value='{"1":3,"3":1.28}' style="overflow:hidden;padding:0px 3px 0px 3px;vertical-align:bottom;text-align:center;">1.28</td> <td data-sheets-numberformat='{"1":2,"2":"0","3":1}' data-sheets-value='{"1":3,"3":64}' style="overflow:hidden;padding:0px 3px 0px 3px;vertical-align:bottom;text-align:center;">64</td> <td data-sheets-numberformat='{"1":2,"2":"0","3":1}' data-sheets-value='{"1":3,"3":52}' style="overflow:hidden;padding:0px 3px 0px 3px;vertical-align:bottom;text-align:center;">52</td> <td data-sheets-numberformat='{"1":2,"2":"0","3":1}' data-sheets-value='{"1":3,"3":23}' style="border-right:1px solid #000000;overflow:hidden;padding:0px 3px 0px 3px;vertical-align:bottom;text-align:center;">23</td> </tr> <tr style="height:20px;"> <td style="border-bottom:1px solid #000000;border-left:1px solid #000000;overflow:hidden;padding:0px 3px 0px 3px;vertical-align:bottom;"></td> <td data-sheets-value='{"1":2,"2":"Four-walled"}' style="border-bottom:1px solid #000000;overflow:hidden;padding:0px 3px 0px 3px;vertical-align:bottom;font-weight:bold;">Four-walled</td> <td data-sheets-value='{"1":2,"2":"Opal (A/H/O/H)"}' style="border-right:1px solid #000000;border-bottom:1px solid #000000;overflow:hidden;padding:0px 3px 0px 3px;vertical-align:bottom;font-weight:bold;">Opal (A/H/O/H)</td> <td data-sheets-numberformat='{"1":2,"2":"0.00","3":1}' data-sheets-value='{"1":3,"3":1.28}' style="border-bottom:1px solid #000000;overflow:hidden;padding:0px 3px 0px 3px;vertical-align:bottom;text-align:center;">1.28</td> <td data-sheets-numberformat='{"1":2,"2":"0","3":1}' data-sheets-value='{"1":3,"3":59}' style="border-bottom:1px solid #000000;overflow:hidden;padding:0px 3px 0px 3px;vertical-align:bottom;text-align:center;">59</td> <td data-sheets-numberformat='{"1":2,"2":"0","3":1}' data-sheets-value='{"1":3,"3":46}' style="border-bottom:1px solid #000000;overflow:hidden;padding:0px 3px 0px 3px;vertical-align:bottom;text-align:center;">46</td> <td data-sheets-numberformat='{"1":2,"2":"0","3":1}' data-sheets-value='{"1":3,"3":23}' style="border-right:1px solid #000000;border-bottom:1px solid #000000;overflow:hidden;padding:0px 3px 0px 3px;vertical-align:bottom;text-align:center;">23</td> </tr> <tr style="height:20px;"> <td data-sheets-value='{"1":2,"2":"Polycarbonate"}' style="border-left:1px solid #000000;overflow:hidden;padding:0px 3px 0px 3px;vertical-align:bottom;font-weight:bold;">Polycarbonate</td> <td data-sheets-value='{"1":2,"2":"Single-walled"}' style="overflow:hidden;padding:0px 3px 0px 3px;vertical-align:bottom;font-weight:bold;">Single-walled</td> <td data-sheets-value='{"1":2,"2":"Heatstop Opal (T)"}' style="border-right:1px solid #000000;overflow:hidden;padding:0px 3px 0px 3px;vertical-align:bottom;font-weight:bold;">Heatstop Opal (T)</td> <td data-sheets-numberformat='{"1":2,"2":"0.00","3":1}' data-sheets-value='{"1":3,"3":5.17}' style="overflow:hidden;padding:0px 3px 0px 3px;vertical-align:bottom;text-align:center;">5.17</td> <td data-sheets-numberformat='{"1":2,"2":"0","3":1}' data-sheets-value='{"1":3,"3":49}' style="overflow:hidden;padding:0px 3px 0px 3px;vertical-align:bottom;text-align:center;">49</td> <td data-sheets-numberformat='{"1":2,"2":"0","3":1}' data-sheets-value='{"1":3,"3":59}' style="overflow:hidden;padding:0px 3px 0px 3px;vertical-align:bottom;text-align:center;">59</td> <td data-sheets-numberformat='{"1":2,"2":"0","3":1}' data-sheets-value='{"1":2,"2":"-"}' style="border-right:1px solid #000000;overflow:hidden;padding:0px 3px 0px 3px;vertical-align:bottom;text-align:center;">-</td> </tr> <tr style="height:20px;"> <td data-sheets-value='{"1":2,"2":"Heatstop PC"}' style="border-left:1px solid #000000;overflow:hidden;padding:0px 3px 0px 3px;vertical-align:bottom;font-weight:bold;">Heatstop PC</td> <td data-sheets-value='{"1":2,"2":"Double-walled"}' style="overflow:hidden;padding:0px 3px 0px 3px;vertical-align:bottom;font-weight:bold;">Double-walled</td> <td data-sheets-value='{"1":2,"2":"Clear (T/H)"}' style="border-right:1px solid #000000;overflow:hidden;padding:0px 3px 0px 3px;vertical-align:bottom;font-weight:bold;">Clear (T/H)</td> <td data-sheets-numberformat='{"1":2,"2":"0.00","3":1}' data-sheets-value='{"1":3,"3":2.9}' style="overflow:hidden;padding:0px 3px 0px 3px;vertical-align:bottom;text-align:center;">2.90</td> <td data-sheets-numberformat='{"1":2,"2":"0","3":1}' data-sheets-value='{"1":3,"3":44}' style="overflow:hidden;padding:0px 3px 0px 3px;vertical-align:bottom;text-align:center;">44</td> <td data-sheets-numberformat='{"1":2,"2":"0","3":1}' data-sheets-value='{"1":3,"3":51}' style="overflow:hidden;padding:0px 3px 0px 3px;vertical-align:bottom;text-align:center;">51</td> <td data-sheets-numberformat='{"1":2,"2":"0","3":1}' data-sheets-value='{"1":3,"3":20}' style="border-right:1px solid #000000;overflow:hidden;padding:0px 3px 0px 3px;vertical-align:bottom;text-align:center;">20</td> </tr> <tr style="height:20px;"> <td style="border-left:1px solid #000000;overflow:hidden;padding:0px 3px 0px 3px;vertical-align:bottom;font-weight:bold;"></td> <td data-sheets-value='{"1":2,"2":"Double-walled"}' style="overflow:hidden;padding:0px 3px 0px 3px;vertical-align:bottom;font-weight:bold;">Double-walled</td> <td data-sheets-value='{"1":2,"2":"Opal (T/O)"}' style="border-right:1px solid #000000;overflow:hidden;padding:0px 3px 0px 3px;vertical-align:bottom;font-weight:bold;">Opal (T/O)</td> <td data-sheets-numberformat='{"1":2,"2":"0.00","3":1}' data-sheets-value='{"1":3,"3":2.9}' style="overflow:hidden;padding:0px 3px 0px 3px;vertical-align:bottom;text-align:center;">2.90</td> <td data-sheets-numberformat='{"1":2,"2":"0","3":1}' data-sheets-value='{"1":3,"3":41}' style="overflow:hidden;padding:0px 3px 0px 3px;vertical-align:bottom;text-align:center;">41</td> <td data-sheets-numberformat='{"1":2,"2":"0","3":1}' data-sheets-value='{"1":3,"3":45}' style="overflow:hidden;padding:0px 3px 0px 3px;vertical-align:bottom;text-align:center;">45</td> <td data-sheets-numberformat='{"1":2,"2":"0","3":1}' data-sheets-value='{"1":3,"3":20}' style="border-right:1px solid #000000;overflow:hidden;padding:0px 3px 0px 3px;vertical-align:bottom;text-align:center;">20</td> </tr> <tr style="height:20px;"> <td style="border-left:1px solid #000000;overflow:hidden;padding:0px 3px 0px 3px;vertical-align:bottom;font-weight:bold;"></td> <td data-sheets-value='{"1":2,"2":"Triple-walled"}' style="overflow:hidden; | skylux-160-ce-met-koepel-en-pvc-opstand-16-00-met-lm-motor-en-windvang-1300-x-1600-mm | 8586029203789 | 46872344854861
Smoke and heat exhaust (SHEV) | SHE system | Skylux | Skylux 160° CE with skylight and PVC curb 16/00 with LM-actuator and spoiler 1300 x 1900 mm |  | 36318 | 5412970363187 | 5461.95 | Yes | 30-45 | 87.7 | 1300 x 1900 mm | 1900 | 1300 |  | PVC 16/00 (16 cm high & roof opening = daylight size) | Rectangular | 5.17 W/m²K - 1.28 W/m²K | 87% - 32% | 90% - 32% | 20dB - 23dB | 160° CE (for industry) | skylight | with spoiler | E | Single actuator | Maximum four-walled skylight possible for this product | Ut-value LT-value g-value Rw-value EN 1873 : 2014 EN ISO 13468 EN 16153 EN 410 EN 410 EN ISO 140-3 Material Walls Shells (W/m²K) (%) (%) (dB) Acrylic Single-walled Clear (H) 5.17 90 87 - PMMA Single-walled Opal (O) 5.17 83 76 - Double-walled Clear (H/H) 2.90 81 75 20 Double-walled Opal (O/O) 2.90 69 58 20 Triple-walled Clear (H/H/H) 1.70 73 65 22 Triple-walled Opal (O/H/O) 1.70 62 51 22 Four-walled Clear (H/H/H/H) 1.28 64 54 23 Four-walled Opal (H/H/O/H) 1.28 59 48 23 Polycarbonate Single-walled Clear (A) 5.17 88 83 - PC Single-walled Opal (D) 5.17 58 60 - Double-walled Clear (A/H) 2.90 79 72 20 Double-walled Clear (A/A) 2.90 77 69 20 Double-walled Opal (A/O) 2.90 73 63 20 Double-walled Opal (A/D) 2.90 51 50 20 Triple-walled Clear (A/H/H) 1.70 71 63 22 Triple-walled Opal (A/O/O) 1.70 61 48 22 Four-walled Clear (A/H/H/H) 1.28 64 52 23 Four-walled Opal (A/H/O/H) 1.28 59 46 23 Polycarbonate Single-walled Heatstop Opal (T) 5.17 49 59 - Heatstop PC Double-walled Clear (T/H) 2.90 44 51 20 Double-walled Opal (T/O) 2.90 41 45 20 Triple-walled Clear (T/H/H) 1.70 40 <td data-sheets-numberformat='{"1":2,"2":"0","3":1}' data-sheets-value='{"1":3,"3":44}' style="overflow:hidden;paddin | https://skylux.eu/en/products/skylux-160-ce-met-koepel-en-pvc-opstand-16-00-met-lm-motor-en-windvang-1300-x-1900-mm | https://skylux.eu/cdn/shop/files/Skylux-160deg-CE-met-koepel-en-pvc-opstand-1600-met-LM-motor-en-windvang-1300-x-1900-mm-RWA-systeem.jpg?v=1702980275&width=1600 | https://skylux.eu/cdn/shop/files/e5a82811-1bb0-48e4-a776-cacb59c7c092_634fc5e5-7454-4e9d-8dad-3af2006d19d7.jpg?v=1688551091&width=1600 | //skylux.eu/cdn/shop/files/E_MH_Mounting_instructions_Skylux_160_CE_LM.pdf?v=12406716259046007223 | //skylux.eu/cdn/shop/files/E_TD_Technical_File_Skylux_Skylux_160_CE_Electric.pdf?v=3667116872303399239 | <style type="text/css" id="isPasted"> <!--td { border: 1px solid #cccccc; } br { mso-data-placement: same-cell; } --> </style> <table border="1" cellpadding="0" cellspacing="0" dir="ltr" style="table-layout:fixed;font-size:10pt;font-family:Arial;border-collapse:collapse;border:none;"><tbody> <tr style="height:20px;"> <td style="overflow:hidden;padding:0px 3px 0px 3px;vertical-align:bottom;"></td> <td style="overflow:hidden;padding:0px 3px 0px 3px;vertical-align:bottom;"></td> <td style="overflow:hidden;padding:0px 3px 0px 3px;vertical-align:bottom;"></td> <td data-sheets-value='{"1":2,"2":"Ut-value"}' style="overflow:hidden;padding:0px 3px 0px 3px;vertical-align:bottom;font-weight:bold;text-align:center;">Ut-value</td> <td data-sheets-value='{"1":2,"2":"LT-value"}' style="overflow:hidden;padding:0px 3px 0px 3px;vertical-align:bottom;font-weight:bold;text-align:center;">LT-value</td> <td data-sheets-value='{"1":2,"2":"g-value"}' style="overflow:hidden;padding:0px 3px 0px 3px;vertical-align:bottom;font-weight:bold;text-align:center;">g-value</td> <td data-sheets-value='{"1":2,"2":"Rw-value "}' style="overflow:hidden;padding:0px 3px 0px 3px;vertical-align:bottom;font-weight:bold;text-align:center;">Rw-value </td> </tr> <tr style="height:20px;"> <td style="overflow:hidden;padding:0px 3px 0px 3px;vertical-align:bottom;"></td> <td style="overflow:hidden;padding:0px 3px 0px 3px;vertical-align:bottom;"></td> <td style="overflow:hidden;padding:0px 3px 0px 3px;vertical-align:bottom;"></td> <td data-sheets-numberformat='{"1":2,"2":"0.00","3":1}' data-sheets-value='{"1":2,"2":"EN 1873 : 2014"}' style="overflow:hidden;padding:0px 3px 0px 3px;vertical-align:bottom;text-align:center;">EN 1873 : 2014</td> <td data-sheets-numberformat='{"1":2,"2":"0","3":1}' data-sheets-value='{"1":2,"2":"EN ISO 13468 EN 16153 EN 410"}' style="overflow:hidden;padding:0px 3px 0px 3px;vertical-align:bottom;text-align:center;">EN ISO 13468 EN 16153 EN 410</td> <td data-sheets-numberformat='{"1":2,"2":"0","3":1}' data-sheets-value='{"1":2,"2":"EN 410"}' style="overflow:hidden;padding:0px 3px 0px 3px;vertical-align:bottom;text-align:center;">EN 410</td> <td data-sheets-value='{"1":2,"2":"EN ISO 140-3\t\t"}' style="overflow:hidden;padding:0px 3px 0px 3px;vertical-align:bottom;text-align:center;">EN ISO 140-3 </td> </tr> <tr style="height:20px;"> <td data-sheets-value='{"1":2,"2":"Material"}' style="border-bottom:1px solid #000000;overflow:hidden;padding:0px 3px 0px 3px;vertical-align:bottom;background-color:#000000;font-weight:bold;color:#ffffff;">Material</td> <td data-sheets-value='{"1":2,"2":"Walls"}' style="border-bottom:1px solid #000000;overflow:hidden;padding:0px 3px 0px 3px;vertical-align:bottom;background-color:#000000;font-weight:bold;color:#ffffff;">Walls</td> <td data-sheets-value='{"1":2,"2":"Shells"}' style="border-bottom:1px solid #000000;overflow:hidden;padding:0px 3px 0px 3px;vertical-align:bottom;background-color:#000000;font-weight:bold;color:#ffffff;">Shells</td> <td data-sheets-numberformat='{"1":2,"2":"0.00","3":1}' data-sheets-value='{"1":2,"2":"(W/m²K)\t"}' style="border-bottom:1px solid #000000;overflow:hidden;padding:0px 3px 0px 3px;vertical-align:bottom;background-color:#000000;font-weight:bold;color:#ffffff;text-align:center;">(W/m²K) </td> <td data-sheets-numberformat='{"1":2,"2":"0","3":1}' data-sheets-value='{"1":2,"2":"(%)"}' style="border-bottom:1px solid #000000;overflow:hidden;padding:0px 3px 0px 3px;vertical-align:bottom;background-color:#000000;font-weight:bold;color:#ffffff;text-align:center;">(%)</td> <td data-sheets-numberformat='{"1":2,"2":"0","3":1}' data-sheets-value='{"1":2,"2":"(%)"}' style="border-bottom:1px solid #000000;overflow:hidden;padding:0px 3px 0px 3px;vertical-align:bottom;background-color:#000000;font-weight:bold;color:#ffffff;text-align:center;">(%)</td> <td data-sheets-value='{"1":2,"2":"(dB)"}' style="border-bottom:1px solid #000000;overflow:hidden;padding:0px 3px 0px 3px;vertical-align:bottom;background-color:#000000;font-weight:bold;color:#ffffff;text-align:center;">(dB)</td> </tr> <tr style="height:20px;"> <td data-sheets-value='{"1":2,"2":"Acrylic"}' style="border-left:1px solid #000000;overflow:hidden;padding:0px 3px 0px 3px;vertical-align:bottom;font-weight:bold;">Acrylic</td> <td data-sheets-value='{"1":2,"2":"Single-walled"}' style="overflow:hidden;padding:0px 3px 0px 3px;vertical-align:bottom;font-weight:bold;">Single-walled</td> <td data-sheets-value='{"1":2,"2":"Clear (H)"}' style="border-right:1px solid #000000;overflow:hidden;padding:0px 3px 0px 3px;vertical-align:bottom;font-weight:bold;">Clear (H)</td> <td data-sheets-numberformat='{"1":2,"2":"0.00","3":1}' data-sheets-value='{"1":3,"3":5.17}' style="overflow:hidden;padding:0px 3px 0px 3px;vertical-align:bottom;text-align:center;">5.17</td> <td data-sheets-numberformat='{"1":2,"2":"0","3":1}' data-sheets-value='{"1":3,"3":90}' style="overflow:hidden;padding:0px 3px 0px 3px;vertical-align:bottom;text-align:center;">90</td> <td data-sheets-numberformat='{"1":2,"2":"0","3":1}' data-sheets-value='{"1":3,"3":87}' style="overflow:hidden;padding:0px 3px 0px 3px;vertical-align:bottom;text-align:center;">87</td> <td data-sheets-numberformat='{"1":2,"2":"0","3":1}' data-sheets-value='{"1":2,"2":"-"}' style="border-right:1px solid #000000;overflow:hidden;padding:0px 3px 0px 3px;vertical-align:bottom;text-align:center;">-</td> </tr> <tr style="height:20px;"> <td data-sheets-value='{"1":2,"2":"PMMA"}' style="border-left:1px solid #000000;overflow:hidden;padding:0px 3px 0px 3px;vertical-align:bottom;font-weight:bold;">PMMA</td> <td data-sheets-value='{"1":2,"2":"Single-walled"}' style="overflow:hidden;padding:0px 3px 0px 3px;vertical-align:bottom;font-weight:bold;">Single-walled</td> <td data-sheets-value='{"1":2,"2":"Opal (O)"}' style="border-right:1px solid #000000;overflow:hidden;padding:0px 3px 0px 3px;vertical-align:bottom;font-weight:bold;">Opal (O)</td> <td data-sheets-numberformat='{"1":2,"2":"0.00","3":1}' data-sheets-value='{"1":3,"3":5.17}' style="overflow:hidden;padding:0px 3px 0px 3px;vertical-align:bottom;text-align:center;">5.17</td> <td data-sheets-numberformat='{"1":2,"2":"0","3":1}' data-sheets-value='{"1":3,"3":83}' style="overflow:hidden;padding:0px 3px 0px 3px;vertical-align:bottom;text-align:center;">83</td> <td data-sheets-numberformat='{"1":2,"2":"0","3":1}' data-sheets-value='{"1":3,"3":76}' style="overflow:hidden;padding:0px 3px 0px 3px;vertical-align:bottom;text-align:center;">76</td> <td data-sheets-numberformat='{"1":2,"2":"0","3":1}' data-sheets-value='{"1":2,"2":"-"}' style="border-right:1px solid #000000;overflow:hidden;padding:0px 3px 0px 3px;vertical-align:bottom;text-align:center;">-</td> </tr> <tr style="height:20px;"> <td style="border-left:1px solid #000000;overflow:hidden;padding:0px 3px 0px 3px;vertical-align:bottom;font-weight:bold;"></td> <td data-sheets-value='{"1":2,"2":"Double-walled"}' style="overflow:hidden;padding:0px 3px 0px 3px;vertical-align:bottom;font-weight:bold;">Double-walled</td> <td data-sheets-value='{"1":2,"2":"Clear (H/H)"}' style="border-right:1px solid #000000;overflow:hidden;padding:0px 3px 0px 3px;vertical-align:bottom;font-weight:bold;">Clear (H/H)</td> <td data-sheets-numberformat='{"1":2,"2":"0.00","3":1}' data-sheets-value='{"1":3,"3":2.9}' style="overflow:hidden;padding:0px 3px 0px 3px;vertical-align:bottom;text-align:center;">2.90</td> <td data-sheets-numberformat='{"1":2,"2":"0","3":1}' data-sheets-value='{"1":3,"3":81}' style="overflow:hidden;padding:0px 3px 0px 3px;vertical-align:bottom;text-align:center;">81</td> <td data-sheets-numberformat='{"1":2,"2":"0","3":1}' data-sheets-value='{"1":3,"3":75}' style="overflow:hidden;padding:0px 3px 0px 3px;vertical-align:bottom;text-align:center;">75</td> <td data-sheets-numberformat='{"1":2,"2":"0","3":1}' data-sheets-value='{"1":3,"3":20}' style="border-right:1px solid #000000;overflow:hidden;padding:0px 3px 0px 3px;vertical-align:bottom;text-align:center;">20</td> </tr> <tr style="height:20px;"> <td style="border-left:1px solid #000000;overflow:hidden;padding:0px 3px 0px 3px;vertical-align:bottom;font-weight:bold;"></td> <td data-sheets-value='{"1":2,"2":"Double-walled"}' style="overflow:hidden;padding:0px 3px 0px 3px;vertical-align:bottom;font-weight:bold;">Double-walled</td> <td data-sheets-value='{"1":2,"2":"Opal (O/O)"}' style="border-right:1px solid #000000;overflow:hidden;padding:0px 3px 0px 3px;vertical-align:bottom;font-weight:bold;">Opal (O/O)</td> <td data-sheets-numberformat='{"1":2,"2":"0.00","3":1}' data-sheets-value='{"1":3,"3":2.9}' style="overflow:hidden;padding:0px 3px 0px 3px;vertical-align:bottom;text-align:center;">2.90</td> <td data-sheets-numberformat='{"1":2,"2":"0","3":1}' data-sheets-value='{"1":3,"3":69}' style="overflow:hidden;padding:0px 3px 0px 3px;vertical-align:bottom;text-align:center;">69</td> <td data-sheets-numberformat='{"1":2,"2":"0","3":1}' data-sheets-value='{"1":3,"3":58}' style="overflow:hidden;padding:0px 3px 0px 3px;vertical-align:bottom;text-align:center;">58</td> <td data-sheets-numberformat='{"1":2,"2":"0","3":1}' data-sheets-value='{"1":3,"3":20}' style="border-right:1px solid #000000;overflow:hidden;padding:0px 3px 0px 3px;vertical-align:bottom;text-align:center;">20</td> </tr> <tr style="height:20px;"> <td style="border-left:1px solid #000000;overflow:hidden;padding:0px 3px 0px 3px;vertical-align:bottom;font-weight:bold;"></td> <td data-sheets-value='{"1":2,"2":"Triple-walled"}' style="overflow:hidden;padding:0px 3px 0px 3px;vertical-align:bottom;font-weight:bold;">Triple-walled</td> <td data-sheets-value='{"1":2,"2":"Clear (H/H/H)"}' style="border-right:1px solid #000000;overflow:hidden;padding:0px 3px 0px 3px;vertical-align:bottom;font-weight:bold;">Clear (H/H/H)</td> <td data-sheets-numberformat='{"1":2,"2":"0.00","3":1}' data-sheets-value='{"1":3,"3":1.7}' style="overflow:hidden;padding:0px 3px 0px 3px;vertical-align:bottom;text-align:center;">1.70</td> <td data-sheets-numberformat='{"1":2,"2":"0","3":1}' data-sheets-value='{"1":3,"3":73}' style="overflow:hidden;padding:0px 3px 0px 3px;vertical-align:bottom;text-align:center;">73</td> <td data-sheets-numberformat='{"1":2,"2":"0","3":1}' data-sheets-value='{"1":3,"3":65}' style="overflow:hidden;padding:0px 3px 0px 3px;vertical-align:bottom;text-align:center;">65</td> <td data-sheets-numberformat='{"1":2,"2":"0","3":1}' data-sheets-value='{"1":3,"3":22}' style="border-right:1px solid #000000;overflow:hidden;padding:0px 3px 0px 3px;vertical-align:bottom;text-align:center;">22</td> </tr> <tr style="height:20px;"> <td style="border-left:1px solid #000000;overflow:hidden;padding:0px 3px 0px 3px;vertical-align:bottom;font-weight:bold;"></td> <td data-sheets-value='{"1":2,"2":"Triple-walled"}' style="overflow:hidden;padding:0px 3px 0px 3px;vertical-align:bottom;font-weight:bold;">Triple-walled</td> <td data-sheets-value='{"1":2,"2":"Opal (O/H/O)"}' style="border-right:1px solid #000000;overflow:hidden;padding:0px 3px 0px 3px;vertical-align:bottom;font-weight:bold;">Opal (O/H/O)</td> <td data-sheets-numberformat='{"1":2,"2":"0.00","3":1}' data-sheets-value='{"1":3,"3":1.7}' style="overflow:hidden;padding:0px 3px 0px 3px;vertical-align:bottom;text-align:center;">1.70</td> <td data-sheets-numberformat='{"1":2,"2":"0","3":1}' data-sheets-value='{"1":3,"3":62}' style="overflow:hidden;padding:0px 3px 0px 3px;vertical-align:bottom;text-align:center;">62</td> <td data-sheets-numberformat='{"1":2,"2":"0","3":1}' data-sheets-value='{"1":3,"3":51}' style="overflow:hidden;padding:0px 3px 0px 3px;vertical-align:bottom;text-align:center;">51</td> <td data-sheets-numberformat='{"1":2,"2":"0","3":1}' data-sheets-value='{"1":3,"3":22}' style="border-right:1px solid #000000;overflow:hidden;padding:0px 3px 0px 3px;vertical-align:bottom;text-align:center;">22</td> </tr> <tr style="height:20px;"> <td style="border-left:1px solid #000000;overflow:hidden;padding:0px 3px 0px 3px;vertical-align:bottom;font-weight:bold;"></td> <td data-sheets-value='{"1":2,"2":"Four-walled"}' style="overflow:hidden;padding:0px 3px 0px 3px;vertical-align:bottom;font-weight:bold;">Four-walled</td> <td data-sheets-value='{"1":2,"2":"Clear (H/H/H/H)"}' style="border-right:1px solid #000000;overflow:hidden;padding:0px 3px 0px 3px;vertical-align:bottom;font-weight:bold;">Clear (H/H/H/H)</td> <td data-sheets-numberformat='{"1":2,"2":"0.00","3":1}' data-sheets-value='{"1":3,"3":1.28}' style="overflow:hidden;padding:0px 3px 0px 3px;vertical-align:bottom;text-align:center;">1.28</td> <td data-sheets-numberformat='{"1":2,"2":"0","3":1}' data-sheets-value='{"1":3,"3":64}' style="overflow:hidden;padding:0px 3px 0px 3px;vertical-align:bottom;text-align:center;">64</td> <td data-sheets-numberformat='{"1":2,"2":"0","3":1}' data-sheets-value='{"1":3,"3":54}' style="overflow:hidden;padding:0px 3px 0px 3px;vertical-align:bottom;text-align:center;">54</td> <td data-sheets-numberformat='{"1":2,"2":"0","3":1}' data-sheets-value='{"1":3,"3":23}' style="border-right:1px solid #000000;overflow:hidden;padding:0px 3px 0px 3px;vertical-align:bottom;text-align:center;">23</td> </tr> <tr style="height:20px;"> <td style="border-bottom:1px solid #000000;border-left:1px solid #000000;overflow:hidden;padding:0px 3px 0px 3px;vertical-align:bottom;"></td> <td data-sheets-value='{"1":2,"2":"Four-walled"}' style="border-bottom:1px solid #000000;overflow:hidden;padding:0px 3px 0px 3px;vertical-align:bottom;font-weight:bold;">Four-walled</td> <td data-sheets-value='{"1":2,"2":"Opal (H/H/O/H)"}' style="border-right:1px solid #000000;border-bottom:1px solid #000000;overflow:hidden;padding:0px 3px 0px 3px;vertical-align:bottom;font-weight:bold;">Opal (H/H/O/H)</td> <td data-sheets-numberformat='{"1":2,"2":"0.00","3":1}' data-sheets-value='{"1":3,"3":1.28}' style="border-bottom:1px solid #000000;overflow:hidden;padding:0px 3px 0px 3px;vertical-align:bottom;text-align:center;">1.28</td> <td data-sheets-numberformat='{"1":2,"2":"0","3":1}' data-sheets-value='{"1":3,"3":59}' style="border-bottom:1px solid #000000;overflow:hidden;padding:0px 3px 0px 3px;vertical-align:bottom;text-align:center;">59</td> <td data-sheets-numberformat='{"1":2,"2":"0","3":1}' data-sheets-value='{"1":3,"3":48}' style="border-bottom:1px solid #000000;overflow:hidden;padding:0px 3px 0px 3px;vertical-align:bottom;text-align:center;">48</td> <td data-sheets-numberformat='{"1":2,"2":"0","3":1}' data-sheets-value='{"1":3,"3":23}' style="border-right:1px solid #000000;border-bottom:1px solid #000000;overflow:hidden;padding:0px 3px 0px 3px;vertical-align:bottom;text-align:center;">23</td> </tr> <tr style="height:20px;"> <td data-sheets-value='{"1":2,"2":"Polycarbonate "}' style="border-left:1px solid #000000;overflow:hidden;padding:0px 3px 0px 3px;vertical-align:bottom;font-weight:bold;">Polycarbonate </td> <td data-sheets-value='{"1":2,"2":"Single-walled"}' style="overflow:hidden;padding:0px 3px 0px 3px;vertical-align:bottom;font-weight:bold;">Single-walled</td> <td data-sheets-value='{"1":2,"2":"Clear (A)"}' style="border-right:1px solid #000000;overflow:hidden;padding:0px 3px 0px 3px;vertical-align:bottom;font-weight:bold;">Clear (A)</td> <td data-sheets-numberformat='{"1":2,"2":"0.00","3":1}' data-sheets-value='{"1":3,"3":5.17}' style="overflow:hidden;padding:0px 3px 0px 3px;vertical-align:bottom;text-align:center;">5.17</td> <td data-sheets-numberformat='{"1":2,"2":"0","3":1}' data-sheets-value='{"1":3,"3":88}' style="overflow:hidden;padding:0px 3px 0px 3px;vertical-align:bottom;text-align:center;">88</td> <td data-sheets-numberformat='{"1":2,"2":"0","3":1}' data-sheets-value='{"1":3,"3":83}' style="overflow:hidden;padding:0px 3px 0px 3px;vertical-align:bottom;text-align:center;">83</td> <td data-sheets-numberformat='{"1":2,"2":"0","3":1}' data-sheets-value='{"1":2,"2":"-"}' style="border-right:1px solid #000000;overflow:hidden;padding:0px 3px 0px 3px;vertical-align:bottom;text-align:center;">-</td> </tr> <tr style="height:20px;"> <td data-sheets-value='{"1":2,"2":"PC"}' style="border-left:1px solid #000000;overflow:hidden;padding:0px 3px 0px 3px;vertical-align:bottom;font-weight:bold;">PC</td> <td data-sheets-value='{"1":2,"2":"Single-walled"}' style="overflow:hidden;padding:0px 3px 0px 3px;vertical-align:bottom;font-weight:bold;">Single-walled</td> <td data-sheets-value='{"1":2,"2":"Opal (D)"}' style="border-right:1px solid #000000;overflow:hidden;padding:0px 3px 0px 3px;vertical-align:bottom;font-weight:bold;">Opal (D)</td> <td data-sheets-numberformat='{"1":2,"2":"0.00","3":1}' data-sheets-value='{"1":3,"3":5.17}' style="overflow:hidden;padding:0px 3px 0px 3px;vertical-align:bottom;text-align:center;">5.17</td> <td data-sheets-numberformat='{"1":2,"2":"0","3":1}' data-sheets-value='{"1":3,"3":58}' style="overflow:hidden;padding:0px 3px 0px 3px;vertical-align:bottom;text-align:center;">58</td> <td data-sheets-numberformat='{"1":2,"2":"0","3":1}' data-sheets-value='{"1":3,"3":60}' style="overflow:hidden;padding:0px 3px 0px 3px;vertical-align:bottom;text-align:center;">60</td> <td data-sheets-numberformat='{"1":2,"2":"0","3":1}' data-sheets-value='{"1":2,"2":"-"}' style="border-right:1px solid #000000;overflow:hidden;padding:0px 3px 0px 3px;vertical-align:bottom;text-align:center;">-</td> </tr> <tr style="height:20px;"> <td style="border-left:1px solid #000000;overflow:hidden;padding:0px 3px 0px 3px;vertical-align:bottom;font-weight:bold;"></td> <td data-sheets-value='{"1":2,"2":"Double-walled"}' style="overflow:hidden;padding:0px 3px 0px 3px;vertical-align:bottom;font-weight:bold;">Double-walled</td> <td data-sheets-value='{"1":2,"2":"Clear (A/H)"}' style="border-right:1px solid #000000;overflow:hidden;padding:0px 3px 0px 3px;vertical-align:bottom;font-weight:bold;">Clear (A/H)</td> <td data-sheets-numberformat='{"1":2,"2":"0.00","3":1}' data-sheets-value='{"1":3,"3":2.9}' style="overflow:hidden;padding:0px 3px 0px 3px;vertical-align:bottom;text-align:center;">2.90</td> <td data-sheets-numberformat='{"1":2,"2":"0","3":1}' data-sheets-value='{"1":3,"3":79}' style="overflow:hidden;padding:0px 3px 0px 3px;vertical-align:bottom;text-align:center;">79</td> <td data-sheets-numberformat='{"1":2,"2":"0","3":1}' data-sheets-value='{"1":3,"3":72}' style="overflow:hidden;padding:0px 3px 0px 3px;vertical-align:bottom;text-align:center;">72</td> <td data-sheets-numberformat='{"1":2,"2":"0","3":1}' data-sheets-value='{"1":3,"3":20}' style="border-right:1px solid #000000;overflow:hidden;padding:0px 3px 0px 3px;vertical-align:bottom;text-align:center;">20</td> </tr> <tr style="height:20px;"> <td style="border-left:1px solid #000000;overflow:hidden;padding:0px 3px 0px 3px;vertical-align:bottom;font-weight:bold;"></td> <td data-sheets-value='{"1":2,"2":"Double-walled"}' style="overflow:hidden;padding:0px 3px 0px 3px;vertical-align:bottom;font-weight:bold;">Double-walled</td> <td data-sheets-value='{"1":2,"2":"Clear (A/A)"}' style="border-right:1px solid #000000;overflow:hidden;padding:0px 3px 0px 3px;vertical-align:bottom;font-weight:bold;">Clear (A/A)</td> <td data-sheets-numberformat='{"1":2,"2":"0.00","3":1}' data-sheets-value='{"1":3,"3":2.9}' style="overflow:hidden;padding:0px 3px 0px 3px;vertical-align:bottom;text-align:center;">2.90</td> <td data-sheets-numberformat='{"1":2,"2":"0","3":1}' data-sheets-value='{"1":3,"3":77}' style="overflow:hidden;padding:0px 3px 0px 3px;vertical-align:bottom;text-align:center;">77</td> <td data-sheets-numberformat='{"1":2,"2":"0","3":1}' data-sheets-value='{"1":3,"3":69}' style="overflow:hidden;padding:0px 3px 0px 3px;vertical-align:bottom;text-align:center;">69</td> <td data-sheets-numberformat='{"1":2,"2":"0","3":1}' data-sheets-value='{"1":3,"3":20}' style="border-right:1px solid #000000;overflow:hidden;padding:0px 3px 0px 3px;vertical-align:bottom;text-align:center;">20</td> </tr> <tr style="height:20px;"> <td style="border-left:1px solid #000000;overflow:hidden;padding:0px 3px 0px 3px;vertical-align:bottom;font-weight:bold;"></td> <td data-sheets-value='{"1":2,"2":"Double-walled"}' style="overflow:hidden;padding:0px 3px 0px 3px;vertical-align:bottom;font-weight:bold;">Double-walled</td> <td data-sheets-value='{"1":2,"2":"Opal (A/O)"}' style="border-right:1px solid #000000;overflow:hidden;padding:0px 3px 0px 3px;vertical-align:bottom;font-weight:bold;">Opal (A/O)</td> <td data-sheets-numberformat='{"1":2,"2":"0.00","3":1}' data-sheets-value='{"1":3,"3":2.9}' style="overflow:hidden;padding:0px 3px 0px 3px;vertical-align:bottom;text-align:center;">2.90</td> <td data-sheets-numberformat='{"1":2,"2":"0","3":1}' data-sheets-value='{"1":3,"3":73}' style="overflow:hidden;padding:0px 3px 0px 3px;vertical-align:bottom;text-align:center;">73</td> <td data-sheets-numberformat='{"1":2,"2":"0","3":1}' data-sheets-value='{"1":3,"3":63}' style="overflow:hidden;padding:0px 3px 0px 3px;vertical-align:bottom;text-align:center;">63</td> <td data-sheets-numberformat='{"1":2,"2":"0","3":1}' data-sheets-value='{"1":3,"3":20}' style="border-right:1px solid #000000;overflow:hidden;padding:0px 3px 0px 3px;vertical-align:bottom;text-align:center;">20</td> </tr> <tr style="height:20px;"> <td style="border-left:1px solid #000000;overflow:hidden;padding:0px 3px 0px 3px;vertical-align:bottom;font-weight:bold;"></td> <td data-sheets-value='{"1":2,"2":"Double-walled"}' style="overflow:hidden;padding:0px 3px 0px 3px;vertical-align:bottom;font-weight:bold;">Double-walled</td> <td data-sheets-value='{"1":2,"2":"Opal (A/D)"}' style="border-right:1px solid #000000;overflow:hidden;padding:0px 3px 0px 3px;vertical-align:bottom;font-weight:bold;">Opal (A/D)</td> <td data-sheets-numberformat='{"1":2,"2":"0.00","3":1}' data-sheets-value='{"1":3,"3":2.9}' style="overflow:hidden;padding:0px 3px 0px 3px;vertical-align:bottom;text-align:center;">2.90</td> <td data-sheets-numberformat='{"1":2,"2":"0","3":1}' data-sheets-value='{"1":3,"3":51}' style="overflow:hidden;padding:0px 3px 0px 3px;vertical-align:bottom;text-align:center;">51</td> <td data-sheets-numberformat='{"1":2,"2":"0","3":1}' data-sheets-value='{"1":3,"3":50}' style="overflow:hidden;padding:0px 3px 0px 3px;vertical-align:bottom;text-align:center;">50</td> <td data-sheets-numberformat='{"1":2,"2":"0","3":1}' data-sheets-value='{"1":3,"3":20}' style="border-right:1px solid #000000;overflow:hidden;padding:0px 3px 0px 3px;vertical-align:bottom;text-align:center;">20</td> </tr> <tr style="height:20px;"> <td style="border-left:1px solid #000000;overflow:hidden;padding:0px 3px 0px 3px;vertical-align:bottom;font-weight:bold;"></td> <td data-sheets-value='{"1":2,"2":"Triple-walled"}' style="overflow:hidden;padding:0px 3px 0px 3px;vertical-align:bottom;font-weight:bold;">Triple-walled</td> <td data-sheets-value='{"1":2,"2":"Clear (A/H/H)"}' style="border-right:1px solid #000000;overflow:hidden;padding:0px 3px 0px 3px;vertical-align:bottom;font-weight:bold;">Clear (A/H/H)</td> <td data-sheets-numberformat='{"1":2,"2":"0.00","3":1}' data-sheets-value='{"1":3,"3":1.7}' style="overflow:hidden;padding:0px 3px 0px 3px;vertical-align:bottom;text-align:center;">1.70</td> <td data-sheets-numberformat='{"1":2,"2":"0","3":1}' data-sheets-value='{"1":3,"3":71}' style="overflow:hidden;padding:0px 3px 0px 3px;vertical-align:bottom;text-align:center;">71</td> <td data-sheets-numberformat='{"1":2,"2":"0","3":1}' data-sheets-value='{"1":3,"3":63}' style="overflow:hidden;padding:0px 3px 0px 3px;vertical-align:bottom;text-align:center;">63</td> <td data-sheets-numberformat='{"1":2,"2":"0","3":1}' data-sheets-value='{"1":3,"3":22}' style="border-right:1px solid #000000;overflow:hidden;padding:0px 3px 0px 3px;vertical-align:bottom;text-align:center;">22</td> </tr> <tr style="height:20px;"> <td style="border-left:1px solid #000000;overflow:hidden;padding:0px 3px 0px 3px;vertical-align:bottom;font-weight:bold;"></td> <td data-sheets-value='{"1":2,"2":"Triple-walled"}' style="overflow:hidden;padding:0px 3px 0px 3px;vertical-align:bottom;font-weight:bold;">Triple-walled</td> <td data-sheets-value='{"1":2,"2":"Opal (A/O/O)"}' style="border-right:1px solid #000000;overflow:hidden;padding:0px 3px 0px 3px;vertical-align:bottom;font-weight:bold;">Opal (A/O/O)</td> <td data-sheets-numberformat='{"1":2,"2":"0.00","3":1}' data-sheets-value='{"1":3,"3":1.7}' style="overflow:hidden;padding:0px 3px 0px 3px;vertical-align:bottom;text-align:center;">1.70</td> <td data-sheets-numberformat='{"1":2,"2":"0","3":1}' data-sheets-value='{"1":3,"3":61}' style="overflow:hidden;padding:0px 3px 0px 3px;vertical-align:bottom;text-align:center;">61</td> <td data-sheets-numberformat='{"1":2,"2":"0","3":1}' data-sheets-value='{"1":3,"3":48}' style="overflow:hidden;padding:0px 3px 0px 3px;vertical-align:bottom;text-align:center;">48</td> <td data-sheets-numberformat='{"1":2,"2":"0","3":1}' data-sheets-value='{"1":3,"3":22}' style="border-right:1px solid #000000;overflow:hidden;padding:0px 3px 0px 3px;vertical-align:bottom;text-align:center;">22</td> </tr> <tr style="height:20px;"> <td style="border-left:1px solid #000000;overflow:hidden;padding:0px 3px 0px 3px;vertical-align:bottom;font-weight:bold;"></td> <td data-sheets-value='{"1":2,"2":"Four-walled"}' style="overflow:hidden;padding:0px 3px 0px 3px;vertical-align:bottom;font-weight:bold;">Four-walled</td> <td data-sheets-value='{"1":2,"2":"Clear (A/H/H/H)"}' style="border-right:1px solid #000000;overflow:hidden;padding:0px 3px 0px 3px;vertical-align:bottom;font-weight:bold;">Clear (A/H/H/H)</td> <td data-sheets-numberformat='{"1":2,"2":"0.00","3":1}' data-sheets-value='{"1":3,"3":1.28}' style="overflow:hidden;padding:0px 3px 0px 3px;vertical-align:bottom;text-align:center;">1.28</td> <td data-sheets-numberformat='{"1":2,"2":"0","3":1}' data-sheets-value='{"1":3,"3":64}' style="overflow:hidden;padding:0px 3px 0px 3px;vertical-align:bottom;text-align:center;">64</td> <td data-sheets-numberformat='{"1":2,"2":"0","3":1}' data-sheets-value='{"1":3,"3":52}' style="overflow:hidden;padding:0px 3px 0px 3px;vertical-align:bottom;text-align:center;">52</td> <td data-sheets-numberformat='{"1":2,"2":"0","3":1}' data-sheets-value='{"1":3,"3":23}' style="border-right:1px solid #000000;overflow:hidden;padding:0px 3px 0px 3px;vertical-align:bottom;text-align:center;">23</td> </tr> <tr style="height:20px;"> <td style="border-bottom:1px solid #000000;border-left:1px solid #000000;overflow:hidden;padding:0px 3px 0px 3px;vertical-align:bottom;"></td> <td data-sheets-value='{"1":2,"2":"Four-walled"}' style="border-bottom:1px solid #000000;overflow:hidden;padding:0px 3px 0px 3px;vertical-align:bottom;font-weight:bold;">Four-walled</td> <td data-sheets-value='{"1":2,"2":"Opal (A/H/O/H)"}' style="border-right:1px solid #000000;border-bottom:1px solid #000000;overflow:hidden;padding:0px 3px 0px 3px;vertical-align:bottom;font-weight:bold;">Opal (A/H/O/H)</td> <td data-sheets-numberformat='{"1":2,"2":"0.00","3":1}' data-sheets-value='{"1":3,"3":1.28}' style="border-bottom:1px solid #000000;overflow:hidden;padding:0px 3px 0px 3px;vertical-align:bottom;text-align:center;">1.28</td> <td data-sheets-numberformat='{"1":2,"2":"0","3":1}' data-sheets-value='{"1":3,"3":59}' style="border-bottom:1px solid #000000;overflow:hidden;padding:0px 3px 0px 3px;vertical-align:bottom;text-align:center;">59</td> <td data-sheets-numberformat='{"1":2,"2":"0","3":1}' data-sheets-value='{"1":3,"3":46}' style="border-bottom:1px solid #000000;overflow:hidden;padding:0px 3px 0px 3px;vertical-align:bottom;text-align:center;">46</td> <td data-sheets-numberformat='{"1":2,"2":"0","3":1}' data-sheets-value='{"1":3,"3":23}' style="border-right:1px solid #000000;border-bottom:1px solid #000000;overflow:hidden;padding:0px 3px 0px 3px;vertical-align:bottom;text-align:center;">23</td> </tr> <tr style="height:20px;"> <td data-sheets-value='{"1":2,"2":"Polycarbonate"}' style="border-left:1px solid #000000;overflow:hidden;padding:0px 3px 0px 3px;vertical-align:bottom;font-weight:bold;">Polycarbonate</td> <td data-sheets-value='{"1":2,"2":"Single-walled"}' style="overflow:hidden;padding:0px 3px 0px 3px;vertical-align:bottom;font-weight:bold;">Single-walled</td> <td data-sheets-value='{"1":2,"2":"Heatstop Opal (T)"}' style="border-right:1px solid #000000;overflow:hidden;padding:0px 3px 0px 3px;vertical-align:bottom;font-weight:bold;">Heatstop Opal (T)</td> <td data-sheets-numberformat='{"1":2,"2":"0.00","3":1}' data-sheets-value='{"1":3,"3":5.17}' style="overflow:hidden;padding:0px 3px 0px 3px;vertical-align:bottom;text-align:center;">5.17</td> <td data-sheets-numberformat='{"1":2,"2":"0","3":1}' data-sheets-value='{"1":3,"3":49}' style="overflow:hidden;padding:0px 3px 0px 3px;vertical-align:bottom;text-align:center;">49</td> <td data-sheets-numberformat='{"1":2,"2":"0","3":1}' data-sheets-value='{"1":3,"3":59}' style="overflow:hidden;padding:0px 3px 0px 3px;vertical-align:bottom;text-align:center;">59</td> <td data-sheets-numberformat='{"1":2,"2":"0","3":1}' data-sheets-value='{"1":2,"2":"-"}' style="border-right:1px solid #000000;overflow:hidden;padding:0px 3px 0px 3px;vertical-align:bottom;text-align:center;">-</td> </tr> <tr style="height:20px;"> <td data-sheets-value='{"1":2,"2":"Heatstop PC"}' style="border-left:1px solid #000000;overflow:hidden;padding:0px 3px 0px 3px;vertical-align:bottom;font-weight:bold;">Heatstop PC</td> <td data-sheets-value='{"1":2,"2":"Double-walled"}' style="overflow:hidden;padding:0px 3px 0px 3px;vertical-align:bottom;font-weight:bold;">Double-walled</td> <td data-sheets-value='{"1":2,"2":"Clear (T/H)"}' style="border-right:1px solid #000000;overflow:hidden;padding:0px 3px 0px 3px;vertical-align:bottom;font-weight:bold;">Clear (T/H)</td> <td data-sheets-numberformat='{"1":2,"2":"0.00","3":1}' data-sheets-value='{"1":3,"3":2.9}' style="overflow:hidden;padding:0px 3px 0px 3px;vertical-align:bottom;text-align:center;">2.90</td> <td data-sheets-numberformat='{"1":2,"2":"0","3":1}' data-sheets-value='{"1":3,"3":44}' style="overflow:hidden;padding:0px 3px 0px 3px;vertical-align:bottom;text-align:center;">44</td> <td data-sheets-numberformat='{"1":2,"2":"0","3":1}' data-sheets-value='{"1":3,"3":51}' style="overflow:hidden;padding:0px 3px 0px 3px;vertical-align:bottom;text-align:center;">51</td> <td data-sheets-numberformat='{"1":2,"2":"0","3":1}' data-sheets-value='{"1":3,"3":20}' style="border-right:1px solid #000000;overflow:hidden;padding:0px 3px 0px 3px;vertical-align:bottom;text-align:center;">20</td> </tr> <tr style="height:20px;"> <td style="border-left:1px solid #000000;overflow:hidden;padding:0px 3px 0px 3px;vertical-align:bottom;font-weight:bold;"></td> <td data-sheets-value='{"1":2,"2":"Double-walled"}' style="overflow:hidden;padding:0px 3px 0px 3px;vertical-align:bottom;font-weight:bold;">Double-walled</td> <td data-sheets-value='{"1":2,"2":"Opal (T/O)"}' style="border-right:1px solid #000000;overflow:hidden;padding:0px 3px 0px 3px;vertical-align:bottom;font-weight:bold;">Opal (T/O)</td> <td data-sheets-numberformat='{"1":2,"2":"0.00","3":1}' data-sheets-value='{"1":3,"3":2.9}' style="overflow:hidden;padding:0px 3px 0px 3px;vertical-align:bottom;text-align:center;">2.90</td> <td data-sheets-numberformat='{"1":2,"2":"0","3":1}' data-sheets-value='{"1":3,"3":41}' style="overflow:hidden;padding:0px 3px 0px 3px;vertical-align:bottom;text-align:center;">41</td> <td data-sheets-numberformat='{"1":2,"2":"0","3":1}' data-sheets-value='{"1":3,"3":45}' style="overflow:hidden;padding:0px 3px 0px 3px;vertical-align:bottom;text-align:center;">45</td> <td data-sheets-numberformat='{"1":2,"2":"0","3":1}' data-sheets-value='{"1":3,"3":20}' style="border-right:1px solid #000000;overflow:hidden;padding:0px 3px 0px 3px;vertical-align:bottom;text-align:center;">20</td> </tr> <tr style="height:20px;"> <td style="border-left:1px solid #000000;overflow:hidden;padding:0px 3px 0px 3px;vertical-align:bottom;font-weight:bold;"></td> <td data-sheets-value='{"1":2,"2":"Triple-walled"}' style="overflow:hidden; | skylux-160-ce-met-koepel-en-pvc-opstand-16-00-met-lm-motor-en-windvang-1300-x-1900-mm | 8586029269325 | 46872344920397
Smoke and heat exhaust (SHEV) | SHE system | Skylux | Skylux 160° CE with skylight and PVC curb 16/00 with LM-actuator and spoiler 1300 x 2000 mm |  | 50386 | 5412970503866 | 5538.2 | Yes | 30-45 | 89.66 | 1300 x 2000 mm | 2000 | 1300 |  | PVC 16/00 (16 cm high & roof opening = daylight size) | Rectangular | 5.17 W/m²K - 1.28 W/m²K | 87% - 32% | 90% - 32% | 20dB - 23dB | 160° CE (for industry) | skylight | with spoiler | E | Single actuator | Maximum four-walled skylight possible for this product | Ut-value LT-value g-value Rw-value EN 1873 : 2014 EN ISO 13468 EN 16153 EN 410 EN 410 EN ISO 140-3 Material Walls Shells (W/m²K) (%) (%) (dB) Acrylic Single-walled Clear (H) 5.17 90 87 - PMMA Single-walled Opal (O) 5.17 83 76 - Double-walled Clear (H/H) 2.90 81 75 20 Double-walled Opal (O/O) 2.90 69 58 20 Triple-walled Clear (H/H/H) 1.70 73 65 22 Triple-walled Opal (O/H/O) 1.70 62 51 22 Four-walled Clear (H/H/H/H) 1.28 64 54 23 Four-walled Opal (H/H/O/H) 1.28 59 48 23 Polycarbonate Single-walled Clear (A) 5.17 88 83 - PC Single-walled Opal (D) 5.17 58 60 - Double-walled Clear (A/H) 2.90 79 72 20 Double-walled Clear (A/A) 2.90 77 69 20 Double-walled Opal (A/O) 2.90 73 63 20 Double-walled Opal (A/D) 2.90 51 50 20 Triple-walled Clear (A/H/H) 1.70 71 63 22 Triple-walled Opal (A/O/O) 1.70 61 48 22 Four-walled Clear (A/H/H/H) 1.28 64 52 23 Four-walled Opal (A/H/O/H) 1.28 59 46 23 Polycarbonate Single-walled Heatstop Opal (T) 5.17 49 59 - Heatstop PC Double-walled Clear (T/H) 2.90 44 51 20 Double-walled Opal (T/O) 2.90 41 45 20 Triple-walled Clear (T/H/H) 1.70 40 <td data-sheets-numberformat='{"1":2,"2":"0","3":1}' data-sheets-value='{"1":3,"3":44}' style="overflow:hidden;paddin | https://skylux.eu/en/products/skylux-160-ce-met-koepel-en-pvc-opstand-16-00-met-lm-motor-en-windvang-1300-x-2000-mm | https://skylux.eu/cdn/shop/files/Skylux-160deg-CE-met-koepel-en-pvc-opstand-1600-met-LM-motor-en-windvang-1300-x-2000-mm-RWA-systeem.jpg?v=1702980281&width=1600 | https://skylux.eu/cdn/shop/files/e5a82811-1bb0-48e4-a776-cacb59c7c092_1b9fd3f3-52bd-471d-ad7a-1c94c2ba1b43.jpg?v=1688551092&width=1600 | //skylux.eu/cdn/shop/files/E_MH_Mounting_instructions_Skylux_160_CE_LM.pdf?v=12406716259046007223 | //skylux.eu/cdn/shop/files/E_TD_Technical_File_Skylux_Skylux_160_CE_Electric.pdf?v=3667116872303399239 | <style type="text/css" id="isPasted"> <!--td { border: 1px solid #cccccc; } br { mso-data-placement: same-cell; } --> </style> <table border="1" cellpadding="0" cellspacing="0" dir="ltr" style="table-layout:fixed;font-size:10pt;font-family:Arial;border-collapse:collapse;border:none;"><tbody> <tr style="height:20px;"> <td style="overflow:hidden;padding:0px 3px 0px 3px;vertical-align:bottom;"></td> <td style="overflow:hidden;padding:0px 3px 0px 3px;vertical-align:bottom;"></td> <td style="overflow:hidden;padding:0px 3px 0px 3px;vertical-align:bottom;"></td> <td data-sheets-value='{"1":2,"2":"Ut-value"}' style="overflow:hidden;padding:0px 3px 0px 3px;vertical-align:bottom;font-weight:bold;text-align:center;">Ut-value</td> <td data-sheets-value='{"1":2,"2":"LT-value"}' style="overflow:hidden;padding:0px 3px 0px 3px;vertical-align:bottom;font-weight:bold;text-align:center;">LT-value</td> <td data-sheets-value='{"1":2,"2":"g-value"}' style="overflow:hidden;padding:0px 3px 0px 3px;vertical-align:bottom;font-weight:bold;text-align:center;">g-value</td> <td data-sheets-value='{"1":2,"2":"Rw-value "}' style="overflow:hidden;padding:0px 3px 0px 3px;vertical-align:bottom;font-weight:bold;text-align:center;">Rw-value </td> </tr> <tr style="height:20px;"> <td style="overflow:hidden;padding:0px 3px 0px 3px;vertical-align:bottom;"></td> <td style="overflow:hidden;padding:0px 3px 0px 3px;vertical-align:bottom;"></td> <td style="overflow:hidden;padding:0px 3px 0px 3px;vertical-align:bottom;"></td> <td data-sheets-numberformat='{"1":2,"2":"0.00","3":1}' data-sheets-value='{"1":2,"2":"EN 1873 : 2014"}' style="overflow:hidden;padding:0px 3px 0px 3px;vertical-align:bottom;text-align:center;">EN 1873 : 2014</td> <td data-sheets-numberformat='{"1":2,"2":"0","3":1}' data-sheets-value='{"1":2,"2":"EN ISO 13468 EN 16153 EN 410"}' style="overflow:hidden;padding:0px 3px 0px 3px;vertical-align:bottom;text-align:center;">EN ISO 13468 EN 16153 EN 410</td> <td data-sheets-numberformat='{"1":2,"2":"0","3":1}' data-sheets-value='{"1":2,"2":"EN 410"}' style="overflow:hidden;padding:0px 3px 0px 3px;vertical-align:bottom;text-align:center;">EN 410</td> <td data-sheets-value='{"1":2,"2":"EN ISO 140-3\t\t"}' style="overflow:hidden;padding:0px 3px 0px 3px;vertical-align:bottom;text-align:center;">EN ISO 140-3 </td> </tr> <tr style="height:20px;"> <td data-sheets-value='{"1":2,"2":"Material"}' style="border-bottom:1px solid #000000;overflow:hidden;padding:0px 3px 0px 3px;vertical-align:bottom;background-color:#000000;font-weight:bold;color:#ffffff;">Material</td> <td data-sheets-value='{"1":2,"2":"Walls"}' style="border-bottom:1px solid #000000;overflow:hidden;padding:0px 3px 0px 3px;vertical-align:bottom;background-color:#000000;font-weight:bold;color:#ffffff;">Walls</td> <td data-sheets-value='{"1":2,"2":"Shells"}' style="border-bottom:1px solid #000000;overflow:hidden;padding:0px 3px 0px 3px;vertical-align:bottom;background-color:#000000;font-weight:bold;color:#ffffff;">Shells</td> <td data-sheets-numberformat='{"1":2,"2":"0.00","3":1}' data-sheets-value='{"1":2,"2":"(W/m²K)\t"}' style="border-bottom:1px solid #000000;overflow:hidden;padding:0px 3px 0px 3px;vertical-align:bottom;background-color:#000000;font-weight:bold;color:#ffffff;text-align:center;">(W/m²K) </td> <td data-sheets-numberformat='{"1":2,"2":"0","3":1}' data-sheets-value='{"1":2,"2":"(%)"}' style="border-bottom:1px solid #000000;overflow:hidden;padding:0px 3px 0px 3px;vertical-align:bottom;background-color:#000000;font-weight:bold;color:#ffffff;text-align:center;">(%)</td> <td data-sheets-numberformat='{"1":2,"2":"0","3":1}' data-sheets-value='{"1":2,"2":"(%)"}' style="border-bottom:1px solid #000000;overflow:hidden;padding:0px 3px 0px 3px;vertical-align:bottom;background-color:#000000;font-weight:bold;color:#ffffff;text-align:center;">(%)</td> <td data-sheets-value='{"1":2,"2":"(dB)"}' style="border-bottom:1px solid #000000;overflow:hidden;padding:0px 3px 0px 3px;vertical-align:bottom;background-color:#000000;font-weight:bold;color:#ffffff;text-align:center;">(dB)</td> </tr> <tr style="height:20px;"> <td data-sheets-value='{"1":2,"2":"Acrylic"}' style="border-left:1px solid #000000;overflow:hidden;padding:0px 3px 0px 3px;vertical-align:bottom;font-weight:bold;">Acrylic</td> <td data-sheets-value='{"1":2,"2":"Single-walled"}' style="overflow:hidden;padding:0px 3px 0px 3px;vertical-align:bottom;font-weight:bold;">Single-walled</td> <td data-sheets-value='{"1":2,"2":"Clear (H)"}' style="border-right:1px solid #000000;overflow:hidden;padding:0px 3px 0px 3px;vertical-align:bottom;font-weight:bold;">Clear (H)</td> <td data-sheets-numberformat='{"1":2,"2":"0.00","3":1}' data-sheets-value='{"1":3,"3":5.17}' style="overflow:hidden;padding:0px 3px 0px 3px;vertical-align:bottom;text-align:center;">5.17</td> <td data-sheets-numberformat='{"1":2,"2":"0","3":1}' data-sheets-value='{"1":3,"3":90}' style="overflow:hidden;padding:0px 3px 0px 3px;vertical-align:bottom;text-align:center;">90</td> <td data-sheets-numberformat='{"1":2,"2":"0","3":1}' data-sheets-value='{"1":3,"3":87}' style="overflow:hidden;padding:0px 3px 0px 3px;vertical-align:bottom;text-align:center;">87</td> <td data-sheets-numberformat='{"1":2,"2":"0","3":1}' data-sheets-value='{"1":2,"2":"-"}' style="border-right:1px solid #000000;overflow:hidden;padding:0px 3px 0px 3px;vertical-align:bottom;text-align:center;">-</td> </tr> <tr style="height:20px;"> <td data-sheets-value='{"1":2,"2":"PMMA"}' style="border-left:1px solid #000000;overflow:hidden;padding:0px 3px 0px 3px;vertical-align:bottom;font-weight:bold;">PMMA</td> <td data-sheets-value='{"1":2,"2":"Single-walled"}' style="overflow:hidden;padding:0px 3px 0px 3px;vertical-align:bottom;font-weight:bold;">Single-walled</td> <td data-sheets-value='{"1":2,"2":"Opal (O)"}' style="border-right:1px solid #000000;overflow:hidden;padding:0px 3px 0px 3px;vertical-align:bottom;font-weight:bold;">Opal (O)</td> <td data-sheets-numberformat='{"1":2,"2":"0.00","3":1}' data-sheets-value='{"1":3,"3":5.17}' style="overflow:hidden;padding:0px 3px 0px 3px;vertical-align:bottom;text-align:center;">5.17</td> <td data-sheets-numberformat='{"1":2,"2":"0","3":1}' data-sheets-value='{"1":3,"3":83}' style="overflow:hidden;padding:0px 3px 0px 3px;vertical-align:bottom;text-align:center;">83</td> <td data-sheets-numberformat='{"1":2,"2":"0","3":1}' data-sheets-value='{"1":3,"3":76}' style="overflow:hidden;padding:0px 3px 0px 3px;vertical-align:bottom;text-align:center;">76</td> <td data-sheets-numberformat='{"1":2,"2":"0","3":1}' data-sheets-value='{"1":2,"2":"-"}' style="border-right:1px solid #000000;overflow:hidden;padding:0px 3px 0px 3px;vertical-align:bottom;text-align:center;">-</td> </tr> <tr style="height:20px;"> <td style="border-left:1px solid #000000;overflow:hidden;padding:0px 3px 0px 3px;vertical-align:bottom;font-weight:bold;"></td> <td data-sheets-value='{"1":2,"2":"Double-walled"}' style="overflow:hidden;padding:0px 3px 0px 3px;vertical-align:bottom;font-weight:bold;">Double-walled</td> <td data-sheets-value='{"1":2,"2":"Clear (H/H)"}' style="border-right:1px solid #000000;overflow:hidden;padding:0px 3px 0px 3px;vertical-align:bottom;font-weight:bold;">Clear (H/H)</td> <td data-sheets-numberformat='{"1":2,"2":"0.00","3":1}' data-sheets-value='{"1":3,"3":2.9}' style="overflow:hidden;padding:0px 3px 0px 3px;vertical-align:bottom;text-align:center;">2.90</td> <td data-sheets-numberformat='{"1":2,"2":"0","3":1}' data-sheets-value='{"1":3,"3":81}' style="overflow:hidden;padding:0px 3px 0px 3px;vertical-align:bottom;text-align:center;">81</td> <td data-sheets-numberformat='{"1":2,"2":"0","3":1}' data-sheets-value='{"1":3,"3":75}' style="overflow:hidden;padding:0px 3px 0px 3px;vertical-align:bottom;text-align:center;">75</td> <td data-sheets-numberformat='{"1":2,"2":"0","3":1}' data-sheets-value='{"1":3,"3":20}' style="border-right:1px solid #000000;overflow:hidden;padding:0px 3px 0px 3px;vertical-align:bottom;text-align:center;">20</td> </tr> <tr style="height:20px;"> <td style="border-left:1px solid #000000;overflow:hidden;padding:0px 3px 0px 3px;vertical-align:bottom;font-weight:bold;"></td> <td data-sheets-value='{"1":2,"2":"Double-walled"}' style="overflow:hidden;padding:0px 3px 0px 3px;vertical-align:bottom;font-weight:bold;">Double-walled</td> <td data-sheets-value='{"1":2,"2":"Opal (O/O)"}' style="border-right:1px solid #000000;overflow:hidden;padding:0px 3px 0px 3px;vertical-align:bottom;font-weight:bold;">Opal (O/O)</td> <td data-sheets-numberformat='{"1":2,"2":"0.00","3":1}' data-sheets-value='{"1":3,"3":2.9}' style="overflow:hidden;padding:0px 3px 0px 3px;vertical-align:bottom;text-align:center;">2.90</td> <td data-sheets-numberformat='{"1":2,"2":"0","3":1}' data-sheets-value='{"1":3,"3":69}' style="overflow:hidden;padding:0px 3px 0px 3px;vertical-align:bottom;text-align:center;">69</td> <td data-sheets-numberformat='{"1":2,"2":"0","3":1}' data-sheets-value='{"1":3,"3":58}' style="overflow:hidden;padding:0px 3px 0px 3px;vertical-align:bottom;text-align:center;">58</td> <td data-sheets-numberformat='{"1":2,"2":"0","3":1}' data-sheets-value='{"1":3,"3":20}' style="border-right:1px solid #000000;overflow:hidden;padding:0px 3px 0px 3px;vertical-align:bottom;text-align:center;">20</td> </tr> <tr style="height:20px;"> <td style="border-left:1px solid #000000;overflow:hidden;padding:0px 3px 0px 3px;vertical-align:bottom;font-weight:bold;"></td> <td data-sheets-value='{"1":2,"2":"Triple-walled"}' style="overflow:hidden;padding:0px 3px 0px 3px;vertical-align:bottom;font-weight:bold;">Triple-walled</td> <td data-sheets-value='{"1":2,"2":"Clear (H/H/H)"}' style="border-right:1px solid #000000;overflow:hidden;padding:0px 3px 0px 3px;vertical-align:bottom;font-weight:bold;">Clear (H/H/H)</td> <td data-sheets-numberformat='{"1":2,"2":"0.00","3":1}' data-sheets-value='{"1":3,"3":1.7}' style="overflow:hidden;padding:0px 3px 0px 3px;vertical-align:bottom;text-align:center;">1.70</td> <td data-sheets-numberformat='{"1":2,"2":"0","3":1}' data-sheets-value='{"1":3,"3":73}' style="overflow:hidden;padding:0px 3px 0px 3px;vertical-align:bottom;text-align:center;">73</td> <td data-sheets-numberformat='{"1":2,"2":"0","3":1}' data-sheets-value='{"1":3,"3":65}' style="overflow:hidden;padding:0px 3px 0px 3px;vertical-align:bottom;text-align:center;">65</td> <td data-sheets-numberformat='{"1":2,"2":"0","3":1}' data-sheets-value='{"1":3,"3":22}' style="border-right:1px solid #000000;overflow:hidden;padding:0px 3px 0px 3px;vertical-align:bottom;text-align:center;">22</td> </tr> <tr style="height:20px;"> <td style="border-left:1px solid #000000;overflow:hidden;padding:0px 3px 0px 3px;vertical-align:bottom;font-weight:bold;"></td> <td data-sheets-value='{"1":2,"2":"Triple-walled"}' style="overflow:hidden;padding:0px 3px 0px 3px;vertical-align:bottom;font-weight:bold;">Triple-walled</td> <td data-sheets-value='{"1":2,"2":"Opal (O/H/O)"}' style="border-right:1px solid #000000;overflow:hidden;padding:0px 3px 0px 3px;vertical-align:bottom;font-weight:bold;">Opal (O/H/O)</td> <td data-sheets-numberformat='{"1":2,"2":"0.00","3":1}' data-sheets-value='{"1":3,"3":1.7}' style="overflow:hidden;padding:0px 3px 0px 3px;vertical-align:bottom;text-align:center;">1.70</td> <td data-sheets-numberformat='{"1":2,"2":"0","3":1}' data-sheets-value='{"1":3,"3":62}' style="overflow:hidden;padding:0px 3px 0px 3px;vertical-align:bottom;text-align:center;">62</td> <td data-sheets-numberformat='{"1":2,"2":"0","3":1}' data-sheets-value='{"1":3,"3":51}' style="overflow:hidden;padding:0px 3px 0px 3px;vertical-align:bottom;text-align:center;">51</td> <td data-sheets-numberformat='{"1":2,"2":"0","3":1}' data-sheets-value='{"1":3,"3":22}' style="border-right:1px solid #000000;overflow:hidden;padding:0px 3px 0px 3px;vertical-align:bottom;text-align:center;">22</td> </tr> <tr style="height:20px;"> <td style="border-left:1px solid #000000;overflow:hidden;padding:0px 3px 0px 3px;vertical-align:bottom;font-weight:bold;"></td> <td data-sheets-value='{"1":2,"2":"Four-walled"}' style="overflow:hidden;padding:0px 3px 0px 3px;vertical-align:bottom;font-weight:bold;">Four-walled</td> <td data-sheets-value='{"1":2,"2":"Clear (H/H/H/H)"}' style="border-right:1px solid #000000;overflow:hidden;padding:0px 3px 0px 3px;vertical-align:bottom;font-weight:bold;">Clear (H/H/H/H)</td> <td data-sheets-numberformat='{"1":2,"2":"0.00","3":1}' data-sheets-value='{"1":3,"3":1.28}' style="overflow:hidden;padding:0px 3px 0px 3px;vertical-align:bottom;text-align:center;">1.28</td> <td data-sheets-numberformat='{"1":2,"2":"0","3":1}' data-sheets-value='{"1":3,"3":64}' style="overflow:hidden;padding:0px 3px 0px 3px;vertical-align:bottom;text-align:center;">64</td> <td data-sheets-numberformat='{"1":2,"2":"0","3":1}' data-sheets-value='{"1":3,"3":54}' style="overflow:hidden;padding:0px 3px 0px 3px;vertical-align:bottom;text-align:center;">54</td> <td data-sheets-numberformat='{"1":2,"2":"0","3":1}' data-sheets-value='{"1":3,"3":23}' style="border-right:1px solid #000000;overflow:hidden;padding:0px 3px 0px 3px;vertical-align:bottom;text-align:center;">23</td> </tr> <tr style="height:20px;"> <td style="border-bottom:1px solid #000000;border-left:1px solid #000000;overflow:hidden;padding:0px 3px 0px 3px;vertical-align:bottom;"></td> <td data-sheets-value='{"1":2,"2":"Four-walled"}' style="border-bottom:1px solid #000000;overflow:hidden;padding:0px 3px 0px 3px;vertical-align:bottom;font-weight:bold;">Four-walled</td> <td data-sheets-value='{"1":2,"2":"Opal (H/H/O/H)"}' style="border-right:1px solid #000000;border-bottom:1px solid #000000;overflow:hidden;padding:0px 3px 0px 3px;vertical-align:bottom;font-weight:bold;">Opal (H/H/O/H)</td> <td data-sheets-numberformat='{"1":2,"2":"0.00","3":1}' data-sheets-value='{"1":3,"3":1.28}' style="border-bottom:1px solid #000000;overflow:hidden;padding:0px 3px 0px 3px;vertical-align:bottom;text-align:center;">1.28</td> <td data-sheets-numberformat='{"1":2,"2":"0","3":1}' data-sheets-value='{"1":3,"3":59}' style="border-bottom:1px solid #000000;overflow:hidden;padding:0px 3px 0px 3px;vertical-align:bottom;text-align:center;">59</td> <td data-sheets-numberformat='{"1":2,"2":"0","3":1}' data-sheets-value='{"1":3,"3":48}' style="border-bottom:1px solid #000000;overflow:hidden;padding:0px 3px 0px 3px;vertical-align:bottom;text-align:center;">48</td> <td data-sheets-numberformat='{"1":2,"2":"0","3":1}' data-sheets-value='{"1":3,"3":23}' style="border-right:1px solid #000000;border-bottom:1px solid #000000;overflow:hidden;padding:0px 3px 0px 3px;vertical-align:bottom;text-align:center;">23</td> </tr> <tr style="height:20px;"> <td data-sheets-value='{"1":2,"2":"Polycarbonate "}' style="border-left:1px solid #000000;overflow:hidden;padding:0px 3px 0px 3px;vertical-align:bottom;font-weight:bold;">Polycarbonate </td> <td data-sheets-value='{"1":2,"2":"Single-walled"}' style="overflow:hidden;padding:0px 3px 0px 3px;vertical-align:bottom;font-weight:bold;">Single-walled</td> <td data-sheets-value='{"1":2,"2":"Clear (A)"}' style="border-right:1px solid #000000;overflow:hidden;padding:0px 3px 0px 3px;vertical-align:bottom;font-weight:bold;">Clear (A)</td> <td data-sheets-numberformat='{"1":2,"2":"0.00","3":1}' data-sheets-value='{"1":3,"3":5.17}' style="overflow:hidden;padding:0px 3px 0px 3px;vertical-align:bottom;text-align:center;">5.17</td> <td data-sheets-numberformat='{"1":2,"2":"0","3":1}' data-sheets-value='{"1":3,"3":88}' style="overflow:hidden;padding:0px 3px 0px 3px;vertical-align:bottom;text-align:center;">88</td> <td data-sheets-numberformat='{"1":2,"2":"0","3":1}' data-sheets-value='{"1":3,"3":83}' style="overflow:hidden;padding:0px 3px 0px 3px;vertical-align:bottom;text-align:center;">83</td> <td data-sheets-numberformat='{"1":2,"2":"0","3":1}' data-sheets-value='{"1":2,"2":"-"}' style="border-right:1px solid #000000;overflow:hidden;padding:0px 3px 0px 3px;vertical-align:bottom;text-align:center;">-</td> </tr> <tr style="height:20px;"> <td data-sheets-value='{"1":2,"2":"PC"}' style="border-left:1px solid #000000;overflow:hidden;padding:0px 3px 0px 3px;vertical-align:bottom;font-weight:bold;">PC</td> <td data-sheets-value='{"1":2,"2":"Single-walled"}' style="overflow:hidden;padding:0px 3px 0px 3px;vertical-align:bottom;font-weight:bold;">Single-walled</td> <td data-sheets-value='{"1":2,"2":"Opal (D)"}' style="border-right:1px solid #000000;overflow:hidden;padding:0px 3px 0px 3px;vertical-align:bottom;font-weight:bold;">Opal (D)</td> <td data-sheets-numberformat='{"1":2,"2":"0.00","3":1}' data-sheets-value='{"1":3,"3":5.17}' style="overflow:hidden;padding:0px 3px 0px 3px;vertical-align:bottom;text-align:center;">5.17</td> <td data-sheets-numberformat='{"1":2,"2":"0","3":1}' data-sheets-value='{"1":3,"3":58}' style="overflow:hidden;padding:0px 3px 0px 3px;vertical-align:bottom;text-align:center;">58</td> <td data-sheets-numberformat='{"1":2,"2":"0","3":1}' data-sheets-value='{"1":3,"3":60}' style="overflow:hidden;padding:0px 3px 0px 3px;vertical-align:bottom;text-align:center;">60</td> <td data-sheets-numberformat='{"1":2,"2":"0","3":1}' data-sheets-value='{"1":2,"2":"-"}' style="border-right:1px solid #000000;overflow:hidden;padding:0px 3px 0px 3px;vertical-align:bottom;text-align:center;">-</td> </tr> <tr style="height:20px;"> <td style="border-left:1px solid #000000;overflow:hidden;padding:0px 3px 0px 3px;vertical-align:bottom;font-weight:bold;"></td> <td data-sheets-value='{"1":2,"2":"Double-walled"}' style="overflow:hidden;padding:0px 3px 0px 3px;vertical-align:bottom;font-weight:bold;">Double-walled</td> <td data-sheets-value='{"1":2,"2":"Clear (A/H)"}' style="border-right:1px solid #000000;overflow:hidden;padding:0px 3px 0px 3px;vertical-align:bottom;font-weight:bold;">Clear (A/H)</td> <td data-sheets-numberformat='{"1":2,"2":"0.00","3":1}' data-sheets-value='{"1":3,"3":2.9}' style="overflow:hidden;padding:0px 3px 0px 3px;vertical-align:bottom;text-align:center;">2.90</td> <td data-sheets-numberformat='{"1":2,"2":"0","3":1}' data-sheets-value='{"1":3,"3":79}' style="overflow:hidden;padding:0px 3px 0px 3px;vertical-align:bottom;text-align:center;">79</td> <td data-sheets-numberformat='{"1":2,"2":"0","3":1}' data-sheets-value='{"1":3,"3":72}' style="overflow:hidden;padding:0px 3px 0px 3px;vertical-align:bottom;text-align:center;">72</td> <td data-sheets-numberformat='{"1":2,"2":"0","3":1}' data-sheets-value='{"1":3,"3":20}' style="border-right:1px solid #000000;overflow:hidden;padding:0px 3px 0px 3px;vertical-align:bottom;text-align:center;">20</td> </tr> <tr style="height:20px;"> <td style="border-left:1px solid #000000;overflow:hidden;padding:0px 3px 0px 3px;vertical-align:bottom;font-weight:bold;"></td> <td data-sheets-value='{"1":2,"2":"Double-walled"}' style="overflow:hidden;padding:0px 3px 0px 3px;vertical-align:bottom;font-weight:bold;">Double-walled</td> <td data-sheets-value='{"1":2,"2":"Clear (A/A)"}' style="border-right:1px solid #000000;overflow:hidden;padding:0px 3px 0px 3px;vertical-align:bottom;font-weight:bold;">Clear (A/A)</td> <td data-sheets-numberformat='{"1":2,"2":"0.00","3":1}' data-sheets-value='{"1":3,"3":2.9}' style="overflow:hidden;padding:0px 3px 0px 3px;vertical-align:bottom;text-align:center;">2.90</td> <td data-sheets-numberformat='{"1":2,"2":"0","3":1}' data-sheets-value='{"1":3,"3":77}' style="overflow:hidden;padding:0px 3px 0px 3px;vertical-align:bottom;text-align:center;">77</td> <td data-sheets-numberformat='{"1":2,"2":"0","3":1}' data-sheets-value='{"1":3,"3":69}' style="overflow:hidden;padding:0px 3px 0px 3px;vertical-align:bottom;text-align:center;">69</td> <td data-sheets-numberformat='{"1":2,"2":"0","3":1}' data-sheets-value='{"1":3,"3":20}' style="border-right:1px solid #000000;overflow:hidden;padding:0px 3px 0px 3px;vertical-align:bottom;text-align:center;">20</td> </tr> <tr style="height:20px;"> <td style="border-left:1px solid #000000;overflow:hidden;padding:0px 3px 0px 3px;vertical-align:bottom;font-weight:bold;"></td> <td data-sheets-value='{"1":2,"2":"Double-walled"}' style="overflow:hidden;padding:0px 3px 0px 3px;vertical-align:bottom;font-weight:bold;">Double-walled</td> <td data-sheets-value='{"1":2,"2":"Opal (A/O)"}' style="border-right:1px solid #000000;overflow:hidden;padding:0px 3px 0px 3px;vertical-align:bottom;font-weight:bold;">Opal (A/O)</td> <td data-sheets-numberformat='{"1":2,"2":"0.00","3":1}' data-sheets-value='{"1":3,"3":2.9}' style="overflow:hidden;padding:0px 3px 0px 3px;vertical-align:bottom;text-align:center;">2.90</td> <td data-sheets-numberformat='{"1":2,"2":"0","3":1}' data-sheets-value='{"1":3,"3":73}' style="overflow:hidden;padding:0px 3px 0px 3px;vertical-align:bottom;text-align:center;">73</td> <td data-sheets-numberformat='{"1":2,"2":"0","3":1}' data-sheets-value='{"1":3,"3":63}' style="overflow:hidden;padding:0px 3px 0px 3px;vertical-align:bottom;text-align:center;">63</td> <td data-sheets-numberformat='{"1":2,"2":"0","3":1}' data-sheets-value='{"1":3,"3":20}' style="border-right:1px solid #000000;overflow:hidden;padding:0px 3px 0px 3px;vertical-align:bottom;text-align:center;">20</td> </tr> <tr style="height:20px;"> <td style="border-left:1px solid #000000;overflow:hidden;padding:0px 3px 0px 3px;vertical-align:bottom;font-weight:bold;"></td> <td data-sheets-value='{"1":2,"2":"Double-walled"}' style="overflow:hidden;padding:0px 3px 0px 3px;vertical-align:bottom;font-weight:bold;">Double-walled</td> <td data-sheets-value='{"1":2,"2":"Opal (A/D)"}' style="border-right:1px solid #000000;overflow:hidden;padding:0px 3px 0px 3px;vertical-align:bottom;font-weight:bold;">Opal (A/D)</td> <td data-sheets-numberformat='{"1":2,"2":"0.00","3":1}' data-sheets-value='{"1":3,"3":2.9}' style="overflow:hidden;padding:0px 3px 0px 3px;vertical-align:bottom;text-align:center;">2.90</td> <td data-sheets-numberformat='{"1":2,"2":"0","3":1}' data-sheets-value='{"1":3,"3":51}' style="overflow:hidden;padding:0px 3px 0px 3px;vertical-align:bottom;text-align:center;">51</td> <td data-sheets-numberformat='{"1":2,"2":"0","3":1}' data-sheets-value='{"1":3,"3":50}' style="overflow:hidden;padding:0px 3px 0px 3px;vertical-align:bottom;text-align:center;">50</td> <td data-sheets-numberformat='{"1":2,"2":"0","3":1}' data-sheets-value='{"1":3,"3":20}' style="border-right:1px solid #000000;overflow:hidden;padding:0px 3px 0px 3px;vertical-align:bottom;text-align:center;">20</td> </tr> <tr style="height:20px;"> <td style="border-left:1px solid #000000;overflow:hidden;padding:0px 3px 0px 3px;vertical-align:bottom;font-weight:bold;"></td> <td data-sheets-value='{"1":2,"2":"Triple-walled"}' style="overflow:hidden;padding:0px 3px 0px 3px;vertical-align:bottom;font-weight:bold;">Triple-walled</td> <td data-sheets-value='{"1":2,"2":"Clear (A/H/H)"}' style="border-right:1px solid #000000;overflow:hidden;padding:0px 3px 0px 3px;vertical-align:bottom;font-weight:bold;">Clear (A/H/H)</td> <td data-sheets-numberformat='{"1":2,"2":"0.00","3":1}' data-sheets-value='{"1":3,"3":1.7}' style="overflow:hidden;padding:0px 3px 0px 3px;vertical-align:bottom;text-align:center;">1.70</td> <td data-sheets-numberformat='{"1":2,"2":"0","3":1}' data-sheets-value='{"1":3,"3":71}' style="overflow:hidden;padding:0px 3px 0px 3px;vertical-align:bottom;text-align:center;">71</td> <td data-sheets-numberformat='{"1":2,"2":"0","3":1}' data-sheets-value='{"1":3,"3":63}' style="overflow:hidden;padding:0px 3px 0px 3px;vertical-align:bottom;text-align:center;">63</td> <td data-sheets-numberformat='{"1":2,"2":"0","3":1}' data-sheets-value='{"1":3,"3":22}' style="border-right:1px solid #000000;overflow:hidden;padding:0px 3px 0px 3px;vertical-align:bottom;text-align:center;">22</td> </tr> <tr style="height:20px;"> <td style="border-left:1px solid #000000;overflow:hidden;padding:0px 3px 0px 3px;vertical-align:bottom;font-weight:bold;"></td> <td data-sheets-value='{"1":2,"2":"Triple-walled"}' style="overflow:hidden;padding:0px 3px 0px 3px;vertical-align:bottom;font-weight:bold;">Triple-walled</td> <td data-sheets-value='{"1":2,"2":"Opal (A/O/O)"}' style="border-right:1px solid #000000;overflow:hidden;padding:0px 3px 0px 3px;vertical-align:bottom;font-weight:bold;">Opal (A/O/O)</td> <td data-sheets-numberformat='{"1":2,"2":"0.00","3":1}' data-sheets-value='{"1":3,"3":1.7}' style="overflow:hidden;padding:0px 3px 0px 3px;vertical-align:bottom;text-align:center;">1.70</td> <td data-sheets-numberformat='{"1":2,"2":"0","3":1}' data-sheets-value='{"1":3,"3":61}' style="overflow:hidden;padding:0px 3px 0px 3px;vertical-align:bottom;text-align:center;">61</td> <td data-sheets-numberformat='{"1":2,"2":"0","3":1}' data-sheets-value='{"1":3,"3":48}' style="overflow:hidden;padding:0px 3px 0px 3px;vertical-align:bottom;text-align:center;">48</td> <td data-sheets-numberformat='{"1":2,"2":"0","3":1}' data-sheets-value='{"1":3,"3":22}' style="border-right:1px solid #000000;overflow:hidden;padding:0px 3px 0px 3px;vertical-align:bottom;text-align:center;">22</td> </tr> <tr style="height:20px;"> <td style="border-left:1px solid #000000;overflow:hidden;padding:0px 3px 0px 3px;vertical-align:bottom;font-weight:bold;"></td> <td data-sheets-value='{"1":2,"2":"Four-walled"}' style="overflow:hidden;padding:0px 3px 0px 3px;vertical-align:bottom;font-weight:bold;">Four-walled</td> <td data-sheets-value='{"1":2,"2":"Clear (A/H/H/H)"}' style="border-right:1px solid #000000;overflow:hidden;padding:0px 3px 0px 3px;vertical-align:bottom;font-weight:bold;">Clear (A/H/H/H)</td> <td data-sheets-numberformat='{"1":2,"2":"0.00","3":1}' data-sheets-value='{"1":3,"3":1.28}' style="overflow:hidden;padding:0px 3px 0px 3px;vertical-align:bottom;text-align:center;">1.28</td> <td data-sheets-numberformat='{"1":2,"2":"0","3":1}' data-sheets-value='{"1":3,"3":64}' style="overflow:hidden;padding:0px 3px 0px 3px;vertical-align:bottom;text-align:center;">64</td> <td data-sheets-numberformat='{"1":2,"2":"0","3":1}' data-sheets-value='{"1":3,"3":52}' style="overflow:hidden;padding:0px 3px 0px 3px;vertical-align:bottom;text-align:center;">52</td> <td data-sheets-numberformat='{"1":2,"2":"0","3":1}' data-sheets-value='{"1":3,"3":23}' style="border-right:1px solid #000000;overflow:hidden;padding:0px 3px 0px 3px;vertical-align:bottom;text-align:center;">23</td> </tr> <tr style="height:20px;"> <td style="border-bottom:1px solid #000000;border-left:1px solid #000000;overflow:hidden;padding:0px 3px 0px 3px;vertical-align:bottom;"></td> <td data-sheets-value='{"1":2,"2":"Four-walled"}' style="border-bottom:1px solid #000000;overflow:hidden;padding:0px 3px 0px 3px;vertical-align:bottom;font-weight:bold;">Four-walled</td> <td data-sheets-value='{"1":2,"2":"Opal (A/H/O/H)"}' style="border-right:1px solid #000000;border-bottom:1px solid #000000;overflow:hidden;padding:0px 3px 0px 3px;vertical-align:bottom;font-weight:bold;">Opal (A/H/O/H)</td> <td data-sheets-numberformat='{"1":2,"2":"0.00","3":1}' data-sheets-value='{"1":3,"3":1.28}' style="border-bottom:1px solid #000000;overflow:hidden;padding:0px 3px 0px 3px;vertical-align:bottom;text-align:center;">1.28</td> <td data-sheets-numberformat='{"1":2,"2":"0","3":1}' data-sheets-value='{"1":3,"3":59}' style="border-bottom:1px solid #000000;overflow:hidden;padding:0px 3px 0px 3px;vertical-align:bottom;text-align:center;">59</td> <td data-sheets-numberformat='{"1":2,"2":"0","3":1}' data-sheets-value='{"1":3,"3":46}' style="border-bottom:1px solid #000000;overflow:hidden;padding:0px 3px 0px 3px;vertical-align:bottom;text-align:center;">46</td> <td data-sheets-numberformat='{"1":2,"2":"0","3":1}' data-sheets-value='{"1":3,"3":23}' style="border-right:1px solid #000000;border-bottom:1px solid #000000;overflow:hidden;padding:0px 3px 0px 3px;vertical-align:bottom;text-align:center;">23</td> </tr> <tr style="height:20px;"> <td data-sheets-value='{"1":2,"2":"Polycarbonate"}' style="border-left:1px solid #000000;overflow:hidden;padding:0px 3px 0px 3px;vertical-align:bottom;font-weight:bold;">Polycarbonate</td> <td data-sheets-value='{"1":2,"2":"Single-walled"}' style="overflow:hidden;padding:0px 3px 0px 3px;vertical-align:bottom;font-weight:bold;">Single-walled</td> <td data-sheets-value='{"1":2,"2":"Heatstop Opal (T)"}' style="border-right:1px solid #000000;overflow:hidden;padding:0px 3px 0px 3px;vertical-align:bottom;font-weight:bold;">Heatstop Opal (T)</td> <td data-sheets-numberformat='{"1":2,"2":"0.00","3":1}' data-sheets-value='{"1":3,"3":5.17}' style="overflow:hidden;padding:0px 3px 0px 3px;vertical-align:bottom;text-align:center;">5.17</td> <td data-sheets-numberformat='{"1":2,"2":"0","3":1}' data-sheets-value='{"1":3,"3":49}' style="overflow:hidden;padding:0px 3px 0px 3px;vertical-align:bottom;text-align:center;">49</td> <td data-sheets-numberformat='{"1":2,"2":"0","3":1}' data-sheets-value='{"1":3,"3":59}' style="overflow:hidden;padding:0px 3px 0px 3px;vertical-align:bottom;text-align:center;">59</td> <td data-sheets-numberformat='{"1":2,"2":"0","3":1}' data-sheets-value='{"1":2,"2":"-"}' style="border-right:1px solid #000000;overflow:hidden;padding:0px 3px 0px 3px;vertical-align:bottom;text-align:center;">-</td> </tr> <tr style="height:20px;"> <td data-sheets-value='{"1":2,"2":"Heatstop PC"}' style="border-left:1px solid #000000;overflow:hidden;padding:0px 3px 0px 3px;vertical-align:bottom;font-weight:bold;">Heatstop PC</td> <td data-sheets-value='{"1":2,"2":"Double-walled"}' style="overflow:hidden;padding:0px 3px 0px 3px;vertical-align:bottom;font-weight:bold;">Double-walled</td> <td data-sheets-value='{"1":2,"2":"Clear (T/H)"}' style="border-right:1px solid #000000;overflow:hidden;padding:0px 3px 0px 3px;vertical-align:bottom;font-weight:bold;">Clear (T/H)</td> <td data-sheets-numberformat='{"1":2,"2":"0.00","3":1}' data-sheets-value='{"1":3,"3":2.9}' style="overflow:hidden;padding:0px 3px 0px 3px;vertical-align:bottom;text-align:center;">2.90</td> <td data-sheets-numberformat='{"1":2,"2":"0","3":1}' data-sheets-value='{"1":3,"3":44}' style="overflow:hidden;padding:0px 3px 0px 3px;vertical-align:bottom;text-align:center;">44</td> <td data-sheets-numberformat='{"1":2,"2":"0","3":1}' data-sheets-value='{"1":3,"3":51}' style="overflow:hidden;padding:0px 3px 0px 3px;vertical-align:bottom;text-align:center;">51</td> <td data-sheets-numberformat='{"1":2,"2":"0","3":1}' data-sheets-value='{"1":3,"3":20}' style="border-right:1px solid #000000;overflow:hidden;padding:0px 3px 0px 3px;vertical-align:bottom;text-align:center;">20</td> </tr> <tr style="height:20px;"> <td style="border-left:1px solid #000000;overflow:hidden;padding:0px 3px 0px 3px;vertical-align:bottom;font-weight:bold;"></td> <td data-sheets-value='{"1":2,"2":"Double-walled"}' style="overflow:hidden;padding:0px 3px 0px 3px;vertical-align:bottom;font-weight:bold;">Double-walled</td> <td data-sheets-value='{"1":2,"2":"Opal (T/O)"}' style="border-right:1px solid #000000;overflow:hidden;padding:0px 3px 0px 3px;vertical-align:bottom;font-weight:bold;">Opal (T/O)</td> <td data-sheets-numberformat='{"1":2,"2":"0.00","3":1}' data-sheets-value='{"1":3,"3":2.9}' style="overflow:hidden;padding:0px 3px 0px 3px;vertical-align:bottom;text-align:center;">2.90</td> <td data-sheets-numberformat='{"1":2,"2":"0","3":1}' data-sheets-value='{"1":3,"3":41}' style="overflow:hidden;padding:0px 3px 0px 3px;vertical-align:bottom;text-align:center;">41</td> <td data-sheets-numberformat='{"1":2,"2":"0","3":1}' data-sheets-value='{"1":3,"3":45}' style="overflow:hidden;padding:0px 3px 0px 3px;vertical-align:bottom;text-align:center;">45</td> <td data-sheets-numberformat='{"1":2,"2":"0","3":1}' data-sheets-value='{"1":3,"3":20}' style="border-right:1px solid #000000;overflow:hidden;padding:0px 3px 0px 3px;vertical-align:bottom;text-align:center;">20</td> </tr> <tr style="height:20px;"> <td style="border-left:1px solid #000000;overflow:hidden;padding:0px 3px 0px 3px;vertical-align:bottom;font-weight:bold;"></td> <td data-sheets-value='{"1":2,"2":"Triple-walled"}' style="overflow:hidden; | skylux-160-ce-met-koepel-en-pvc-opstand-16-00-met-lm-motor-en-windvang-1300-x-2000-mm | 8586029334861 | 46872345641293
Smoke and heat exhaust (SHEV) | SHE system | Skylux | Skylux 160° CE with skylight and PVC curb 16/00 with LM-actuator and spoiler 1300 x 2200 mm |  | 50387 | 5412970503873 | 5636.2 | Yes | 30-45 | 93.43 | 1300 x 2200 mm | 2200 | 1300 |  | PVC 16/00 (16 cm high & roof opening = daylight size) | Rectangular | 5.17 W/m²K - 1.28 W/m²K | 87% - 32% | 90% - 32% | 20dB - 23dB | 160° CE (for industry) | skylight | with spoiler | E | Single actuator | Maximum four-walled skylight possible for this product | Ut-value LT-value g-value Rw-value EN 1873 : 2014 EN ISO 13468 EN 16153 EN 410 EN 410 EN ISO 140-3 Material Walls Shells (W/m²K) (%) (%) (dB) Acrylic Single-walled Clear (H) 5.17 90 87 - PMMA Single-walled Opal (O) 5.17 83 76 - Double-walled Clear (H/H) 2.90 81 75 20 Double-walled Opal (O/O) 2.90 69 58 20 Triple-walled Clear (H/H/H) 1.70 73 65 22 Triple-walled Opal (O/H/O) 1.70 62 51 22 Four-walled Clear (H/H/H/H) 1.28 64 54 23 Four-walled Opal (H/H/O/H) 1.28 59 48 23 Polycarbonate Single-walled Clear (A) 5.17 88 83 - PC Single-walled Opal (D) 5.17 58 60 - Double-walled Clear (A/H) 2.90 79 72 20 Double-walled Clear (A/A) 2.90 77 69 20 Double-walled Opal (A/O) 2.90 73 63 20 Double-walled Opal (A/D) 2.90 51 50 20 Triple-walled Clear (A/H/H) 1.70 71 63 22 Triple-walled Opal (A/O/O) 1.70 61 48 22 Four-walled Clear (A/H/H/H) 1.28 64 52 23 Four-walled Opal (A/H/O/H) 1.28 59 46 23 Polycarbonate Single-walled Heatstop Opal (T) 5.17 49 59 - Heatstop PC Double-walled Clear (T/H) 2.90 44 51 20 Double-walled Opal (T/O) 2.90 41 45 20 Triple-walled Clear (T/H/H) 1.70 40 <td data-sheets-numberformat='{"1":2,"2":"0","3":1}' data-sheets-value='{"1":3,"3":44}' style="overflow:hidden;paddin | https://skylux.eu/en/products/skylux-160-ce-met-koepel-en-pvc-opstand-16-00-met-lm-motor-en-windvang-1300-x-2200-mm | https://skylux.eu/cdn/shop/files/Skylux-160deg-CE-met-koepel-en-pvc-opstand-1600-met-LM-motor-en-windvang-1300-x-2200-mm-RWA-systeem.jpg?v=1702980286&width=1600 | https://skylux.eu/cdn/shop/files/e5a82811-1bb0-48e4-a776-cacb59c7c092_d60dc4c7-8d29-400a-a356-b31deeea4aff.jpg?v=1688551093&width=1600 | //skylux.eu/cdn/shop/files/E_MH_Mounting_instructions_Skylux_160_CE_LM.pdf?v=12406716259046007223 | //skylux.eu/cdn/shop/files/E_TD_Technical_File_Skylux_Skylux_160_CE_Electric.pdf?v=3667116872303399239 | <style type="text/css" id="isPasted"> <!--td { border: 1px solid #cccccc; } br { mso-data-placement: same-cell; } --> </style> <table border="1" cellpadding="0" cellspacing="0" dir="ltr" style="table-layout:fixed;font-size:10pt;font-family:Arial;border-collapse:collapse;border:none;"><tbody> <tr style="height:20px;"> <td style="overflow:hidden;padding:0px 3px 0px 3px;vertical-align:bottom;"></td> <td style="overflow:hidden;padding:0px 3px 0px 3px;vertical-align:bottom;"></td> <td style="overflow:hidden;padding:0px 3px 0px 3px;vertical-align:bottom;"></td> <td data-sheets-value='{"1":2,"2":"Ut-value"}' style="overflow:hidden;padding:0px 3px 0px 3px;vertical-align:bottom;font-weight:bold;text-align:center;">Ut-value</td> <td data-sheets-value='{"1":2,"2":"LT-value"}' style="overflow:hidden;padding:0px 3px 0px 3px;vertical-align:bottom;font-weight:bold;text-align:center;">LT-value</td> <td data-sheets-value='{"1":2,"2":"g-value"}' style="overflow:hidden;padding:0px 3px 0px 3px;vertical-align:bottom;font-weight:bold;text-align:center;">g-value</td> <td data-sheets-value='{"1":2,"2":"Rw-value "}' style="overflow:hidden;padding:0px 3px 0px 3px;vertical-align:bottom;font-weight:bold;text-align:center;">Rw-value </td> </tr> <tr style="height:20px;"> <td style="overflow:hidden;padding:0px 3px 0px 3px;vertical-align:bottom;"></td> <td style="overflow:hidden;padding:0px 3px 0px 3px;vertical-align:bottom;"></td> <td style="overflow:hidden;padding:0px 3px 0px 3px;vertical-align:bottom;"></td> <td data-sheets-numberformat='{"1":2,"2":"0.00","3":1}' data-sheets-value='{"1":2,"2":"EN 1873 : 2014"}' style="overflow:hidden;padding:0px 3px 0px 3px;vertical-align:bottom;text-align:center;">EN 1873 : 2014</td> <td data-sheets-numberformat='{"1":2,"2":"0","3":1}' data-sheets-value='{"1":2,"2":"EN ISO 13468 EN 16153 EN 410"}' style="overflow:hidden;padding:0px 3px 0px 3px;vertical-align:bottom;text-align:center;">EN ISO 13468 EN 16153 EN 410</td> <td data-sheets-numberformat='{"1":2,"2":"0","3":1}' data-sheets-value='{"1":2,"2":"EN 410"}' style="overflow:hidden;padding:0px 3px 0px 3px;vertical-align:bottom;text-align:center;">EN 410</td> <td data-sheets-value='{"1":2,"2":"EN ISO 140-3\t\t"}' style="overflow:hidden;padding:0px 3px 0px 3px;vertical-align:bottom;text-align:center;">EN ISO 140-3 </td> </tr> <tr style="height:20px;"> <td data-sheets-value='{"1":2,"2":"Material"}' style="border-bottom:1px solid #000000;overflow:hidden;padding:0px 3px 0px 3px;vertical-align:bottom;background-color:#000000;font-weight:bold;color:#ffffff;">Material</td> <td data-sheets-value='{"1":2,"2":"Walls"}' style="border-bottom:1px solid #000000;overflow:hidden;padding:0px 3px 0px 3px;vertical-align:bottom;background-color:#000000;font-weight:bold;color:#ffffff;">Walls</td> <td data-sheets-value='{"1":2,"2":"Shells"}' style="border-bottom:1px solid #000000;overflow:hidden;padding:0px 3px 0px 3px;vertical-align:bottom;background-color:#000000;font-weight:bold;color:#ffffff;">Shells</td> <td data-sheets-numberformat='{"1":2,"2":"0.00","3":1}' data-sheets-value='{"1":2,"2":"(W/m²K)\t"}' style="border-bottom:1px solid #000000;overflow:hidden;padding:0px 3px 0px 3px;vertical-align:bottom;background-color:#000000;font-weight:bold;color:#ffffff;text-align:center;">(W/m²K) </td> <td data-sheets-numberformat='{"1":2,"2":"0","3":1}' data-sheets-value='{"1":2,"2":"(%)"}' style="border-bottom:1px solid #000000;overflow:hidden;padding:0px 3px 0px 3px;vertical-align:bottom;background-color:#000000;font-weight:bold;color:#ffffff;text-align:center;">(%)</td> <td data-sheets-numberformat='{"1":2,"2":"0","3":1}' data-sheets-value='{"1":2,"2":"(%)"}' style="border-bottom:1px solid #000000;overflow:hidden;padding:0px 3px 0px 3px;vertical-align:bottom;background-color:#000000;font-weight:bold;color:#ffffff;text-align:center;">(%)</td> <td data-sheets-value='{"1":2,"2":"(dB)"}' style="border-bottom:1px solid #000000;overflow:hidden;padding:0px 3px 0px 3px;vertical-align:bottom;background-color:#000000;font-weight:bold;color:#ffffff;text-align:center;">(dB)</td> </tr> <tr style="height:20px;"> <td data-sheets-value='{"1":2,"2":"Acrylic"}' style="border-left:1px solid #000000;overflow:hidden;padding:0px 3px 0px 3px;vertical-align:bottom;font-weight:bold;">Acrylic</td> <td data-sheets-value='{"1":2,"2":"Single-walled"}' style="overflow:hidden;padding:0px 3px 0px 3px;vertical-align:bottom;font-weight:bold;">Single-walled</td> <td data-sheets-value='{"1":2,"2":"Clear (H)"}' style="border-right:1px solid #000000;overflow:hidden;padding:0px 3px 0px 3px;vertical-align:bottom;font-weight:bold;">Clear (H)</td> <td data-sheets-numberformat='{"1":2,"2":"0.00","3":1}' data-sheets-value='{"1":3,"3":5.17}' style="overflow:hidden;padding:0px 3px 0px 3px;vertical-align:bottom;text-align:center;">5.17</td> <td data-sheets-numberformat='{"1":2,"2":"0","3":1}' data-sheets-value='{"1":3,"3":90}' style="overflow:hidden;padding:0px 3px 0px 3px;vertical-align:bottom;text-align:center;">90</td> <td data-sheets-numberformat='{"1":2,"2":"0","3":1}' data-sheets-value='{"1":3,"3":87}' style="overflow:hidden;padding:0px 3px 0px 3px;vertical-align:bottom;text-align:center;">87</td> <td data-sheets-numberformat='{"1":2,"2":"0","3":1}' data-sheets-value='{"1":2,"2":"-"}' style="border-right:1px solid #000000;overflow:hidden;padding:0px 3px 0px 3px;vertical-align:bottom;text-align:center;">-</td> </tr> <tr style="height:20px;"> <td data-sheets-value='{"1":2,"2":"PMMA"}' style="border-left:1px solid #000000;overflow:hidden;padding:0px 3px 0px 3px;vertical-align:bottom;font-weight:bold;">PMMA</td> <td data-sheets-value='{"1":2,"2":"Single-walled"}' style="overflow:hidden;padding:0px 3px 0px 3px;vertical-align:bottom;font-weight:bold;">Single-walled</td> <td data-sheets-value='{"1":2,"2":"Opal (O)"}' style="border-right:1px solid #000000;overflow:hidden;padding:0px 3px 0px 3px;vertical-align:bottom;font-weight:bold;">Opal (O)</td> <td data-sheets-numberformat='{"1":2,"2":"0.00","3":1}' data-sheets-value='{"1":3,"3":5.17}' style="overflow:hidden;padding:0px 3px 0px 3px;vertical-align:bottom;text-align:center;">5.17</td> <td data-sheets-numberformat='{"1":2,"2":"0","3":1}' data-sheets-value='{"1":3,"3":83}' style="overflow:hidden;padding:0px 3px 0px 3px;vertical-align:bottom;text-align:center;">83</td> <td data-sheets-numberformat='{"1":2,"2":"0","3":1}' data-sheets-value='{"1":3,"3":76}' style="overflow:hidden;padding:0px 3px 0px 3px;vertical-align:bottom;text-align:center;">76</td> <td data-sheets-numberformat='{"1":2,"2":"0","3":1}' data-sheets-value='{"1":2,"2":"-"}' style="border-right:1px solid #000000;overflow:hidden;padding:0px 3px 0px 3px;vertical-align:bottom;text-align:center;">-</td> </tr> <tr style="height:20px;"> <td style="border-left:1px solid #000000;overflow:hidden;padding:0px 3px 0px 3px;vertical-align:bottom;font-weight:bold;"></td> <td data-sheets-value='{"1":2,"2":"Double-walled"}' style="overflow:hidden;padding:0px 3px 0px 3px;vertical-align:bottom;font-weight:bold;">Double-walled</td> <td data-sheets-value='{"1":2,"2":"Clear (H/H)"}' style="border-right:1px solid #000000;overflow:hidden;padding:0px 3px 0px 3px;vertical-align:bottom;font-weight:bold;">Clear (H/H)</td> <td data-sheets-numberformat='{"1":2,"2":"0.00","3":1}' data-sheets-value='{"1":3,"3":2.9}' style="overflow:hidden;padding:0px 3px 0px 3px;vertical-align:bottom;text-align:center;">2.90</td> <td data-sheets-numberformat='{"1":2,"2":"0","3":1}' data-sheets-value='{"1":3,"3":81}' style="overflow:hidden;padding:0px 3px 0px 3px;vertical-align:bottom;text-align:center;">81</td> <td data-sheets-numberformat='{"1":2,"2":"0","3":1}' data-sheets-value='{"1":3,"3":75}' style="overflow:hidden;padding:0px 3px 0px 3px;vertical-align:bottom;text-align:center;">75</td> <td data-sheets-numberformat='{"1":2,"2":"0","3":1}' data-sheets-value='{"1":3,"3":20}' style="border-right:1px solid #000000;overflow:hidden;padding:0px 3px 0px 3px;vertical-align:bottom;text-align:center;">20</td> </tr> <tr style="height:20px;"> <td style="border-left:1px solid #000000;overflow:hidden;padding:0px 3px 0px 3px;vertical-align:bottom;font-weight:bold;"></td> <td data-sheets-value='{"1":2,"2":"Double-walled"}' style="overflow:hidden;padding:0px 3px 0px 3px;vertical-align:bottom;font-weight:bold;">Double-walled</td> <td data-sheets-value='{"1":2,"2":"Opal (O/O)"}' style="border-right:1px solid #000000;overflow:hidden;padding:0px 3px 0px 3px;vertical-align:bottom;font-weight:bold;">Opal (O/O)</td> <td data-sheets-numberformat='{"1":2,"2":"0.00","3":1}' data-sheets-value='{"1":3,"3":2.9}' style="overflow:hidden;padding:0px 3px 0px 3px;vertical-align:bottom;text-align:center;">2.90</td> <td data-sheets-numberformat='{"1":2,"2":"0","3":1}' data-sheets-value='{"1":3,"3":69}' style="overflow:hidden;padding:0px 3px 0px 3px;vertical-align:bottom;text-align:center;">69</td> <td data-sheets-numberformat='{"1":2,"2":"0","3":1}' data-sheets-value='{"1":3,"3":58}' style="overflow:hidden;padding:0px 3px 0px 3px;vertical-align:bottom;text-align:center;">58</td> <td data-sheets-numberformat='{"1":2,"2":"0","3":1}' data-sheets-value='{"1":3,"3":20}' style="border-right:1px solid #000000;overflow:hidden;padding:0px 3px 0px 3px;vertical-align:bottom;text-align:center;">20</td> </tr> <tr style="height:20px;"> <td style="border-left:1px solid #000000;overflow:hidden;padding:0px 3px 0px 3px;vertical-align:bottom;font-weight:bold;"></td> <td data-sheets-value='{"1":2,"2":"Triple-walled"}' style="overflow:hidden;padding:0px 3px 0px 3px;vertical-align:bottom;font-weight:bold;">Triple-walled</td> <td data-sheets-value='{"1":2,"2":"Clear (H/H/H)"}' style="border-right:1px solid #000000;overflow:hidden;padding:0px 3px 0px 3px;vertical-align:bottom;font-weight:bold;">Clear (H/H/H)</td> <td data-sheets-numberformat='{"1":2,"2":"0.00","3":1}' data-sheets-value='{"1":3,"3":1.7}' style="overflow:hidden;padding:0px 3px 0px 3px;vertical-align:bottom;text-align:center;">1.70</td> <td data-sheets-numberformat='{"1":2,"2":"0","3":1}' data-sheets-value='{"1":3,"3":73}' style="overflow:hidden;padding:0px 3px 0px 3px;vertical-align:bottom;text-align:center;">73</td> <td data-sheets-numberformat='{"1":2,"2":"0","3":1}' data-sheets-value='{"1":3,"3":65}' style="overflow:hidden;padding:0px 3px 0px 3px;vertical-align:bottom;text-align:center;">65</td> <td data-sheets-numberformat='{"1":2,"2":"0","3":1}' data-sheets-value='{"1":3,"3":22}' style="border-right:1px solid #000000;overflow:hidden;padding:0px 3px 0px 3px;vertical-align:bottom;text-align:center;">22</td> </tr> <tr style="height:20px;"> <td style="border-left:1px solid #000000;overflow:hidden;padding:0px 3px 0px 3px;vertical-align:bottom;font-weight:bold;"></td> <td data-sheets-value='{"1":2,"2":"Triple-walled"}' style="overflow:hidden;padding:0px 3px 0px 3px;vertical-align:bottom;font-weight:bold;">Triple-walled</td> <td data-sheets-value='{"1":2,"2":"Opal (O/H/O)"}' style="border-right:1px solid #000000;overflow:hidden;padding:0px 3px 0px 3px;vertical-align:bottom;font-weight:bold;">Opal (O/H/O)</td> <td data-sheets-numberformat='{"1":2,"2":"0.00","3":1}' data-sheets-value='{"1":3,"3":1.7}' style="overflow:hidden;padding:0px 3px 0px 3px;vertical-align:bottom;text-align:center;">1.70</td> <td data-sheets-numberformat='{"1":2,"2":"0","3":1}' data-sheets-value='{"1":3,"3":62}' style="overflow:hidden;padding:0px 3px 0px 3px;vertical-align:bottom;text-align:center;">62</td> <td data-sheets-numberformat='{"1":2,"2":"0","3":1}' data-sheets-value='{"1":3,"3":51}' style="overflow:hidden;padding:0px 3px 0px 3px;vertical-align:bottom;text-align:center;">51</td> <td data-sheets-numberformat='{"1":2,"2":"0","3":1}' data-sheets-value='{"1":3,"3":22}' style="border-right:1px solid #000000;overflow:hidden;padding:0px 3px 0px 3px;vertical-align:bottom;text-align:center;">22</td> </tr> <tr style="height:20px;"> <td style="border-left:1px solid #000000;overflow:hidden;padding:0px 3px 0px 3px;vertical-align:bottom;font-weight:bold;"></td> <td data-sheets-value='{"1":2,"2":"Four-walled"}' style="overflow:hidden;padding:0px 3px 0px 3px;vertical-align:bottom;font-weight:bold;">Four-walled</td> <td data-sheets-value='{"1":2,"2":"Clear (H/H/H/H)"}' style="border-right:1px solid #000000;overflow:hidden;padding:0px 3px 0px 3px;vertical-align:bottom;font-weight:bold;">Clear (H/H/H/H)</td> <td data-sheets-numberformat='{"1":2,"2":"0.00","3":1}' data-sheets-value='{"1":3,"3":1.28}' style="overflow:hidden;padding:0px 3px 0px 3px;vertical-align:bottom;text-align:center;">1.28</td> <td data-sheets-numberformat='{"1":2,"2":"0","3":1}' data-sheets-value='{"1":3,"3":64}' style="overflow:hidden;padding:0px 3px 0px 3px;vertical-align:bottom;text-align:center;">64</td> <td data-sheets-numberformat='{"1":2,"2":"0","3":1}' data-sheets-value='{"1":3,"3":54}' style="overflow:hidden;padding:0px 3px 0px 3px;vertical-align:bottom;text-align:center;">54</td> <td data-sheets-numberformat='{"1":2,"2":"0","3":1}' data-sheets-value='{"1":3,"3":23}' style="border-right:1px solid #000000;overflow:hidden;padding:0px 3px 0px 3px;vertical-align:bottom;text-align:center;">23</td> </tr> <tr style="height:20px;"> <td style="border-bottom:1px solid #000000;border-left:1px solid #000000;overflow:hidden;padding:0px 3px 0px 3px;vertical-align:bottom;"></td> <td data-sheets-value='{"1":2,"2":"Four-walled"}' style="border-bottom:1px solid #000000;overflow:hidden;padding:0px 3px 0px 3px;vertical-align:bottom;font-weight:bold;">Four-walled</td> <td data-sheets-value='{"1":2,"2":"Opal (H/H/O/H)"}' style="border-right:1px solid #000000;border-bottom:1px solid #000000;overflow:hidden;padding:0px 3px 0px 3px;vertical-align:bottom;font-weight:bold;">Opal (H/H/O/H)</td> <td data-sheets-numberformat='{"1":2,"2":"0.00","3":1}' data-sheets-value='{"1":3,"3":1.28}' style="border-bottom:1px solid #000000;overflow:hidden;padding:0px 3px 0px 3px;vertical-align:bottom;text-align:center;">1.28</td> <td data-sheets-numberformat='{"1":2,"2":"0","3":1}' data-sheets-value='{"1":3,"3":59}' style="border-bottom:1px solid #000000;overflow:hidden;padding:0px 3px 0px 3px;vertical-align:bottom;text-align:center;">59</td> <td data-sheets-numberformat='{"1":2,"2":"0","3":1}' data-sheets-value='{"1":3,"3":48}' style="border-bottom:1px solid #000000;overflow:hidden;padding:0px 3px 0px 3px;vertical-align:bottom;text-align:center;">48</td> <td data-sheets-numberformat='{"1":2,"2":"0","3":1}' data-sheets-value='{"1":3,"3":23}' style="border-right:1px solid #000000;border-bottom:1px solid #000000;overflow:hidden;padding:0px 3px 0px 3px;vertical-align:bottom;text-align:center;">23</td> </tr> <tr style="height:20px;"> <td data-sheets-value='{"1":2,"2":"Polycarbonate "}' style="border-left:1px solid #000000;overflow:hidden;padding:0px 3px 0px 3px;vertical-align:bottom;font-weight:bold;">Polycarbonate </td> <td data-sheets-value='{"1":2,"2":"Single-walled"}' style="overflow:hidden;padding:0px 3px 0px 3px;vertical-align:bottom;font-weight:bold;">Single-walled</td> <td data-sheets-value='{"1":2,"2":"Clear (A)"}' style="border-right:1px solid #000000;overflow:hidden;padding:0px 3px 0px 3px;vertical-align:bottom;font-weight:bold;">Clear (A)</td> <td data-sheets-numberformat='{"1":2,"2":"0.00","3":1}' data-sheets-value='{"1":3,"3":5.17}' style="overflow:hidden;padding:0px 3px 0px 3px;vertical-align:bottom;text-align:center;">5.17</td> <td data-sheets-numberformat='{"1":2,"2":"0","3":1}' data-sheets-value='{"1":3,"3":88}' style="overflow:hidden;padding:0px 3px 0px 3px;vertical-align:bottom;text-align:center;">88</td> <td data-sheets-numberformat='{"1":2,"2":"0","3":1}' data-sheets-value='{"1":3,"3":83}' style="overflow:hidden;padding:0px 3px 0px 3px;vertical-align:bottom;text-align:center;">83</td> <td data-sheets-numberformat='{"1":2,"2":"0","3":1}' data-sheets-value='{"1":2,"2":"-"}' style="border-right:1px solid #000000;overflow:hidden;padding:0px 3px 0px 3px;vertical-align:bottom;text-align:center;">-</td> </tr> <tr style="height:20px;"> <td data-sheets-value='{"1":2,"2":"PC"}' style="border-left:1px solid #000000;overflow:hidden;padding:0px 3px 0px 3px;vertical-align:bottom;font-weight:bold;">PC</td> <td data-sheets-value='{"1":2,"2":"Single-walled"}' style="overflow:hidden;padding:0px 3px 0px 3px;vertical-align:bottom;font-weight:bold;">Single-walled</td> <td data-sheets-value='{"1":2,"2":"Opal (D)"}' style="border-right:1px solid #000000;overflow:hidden;padding:0px 3px 0px 3px;vertical-align:bottom;font-weight:bold;">Opal (D)</td> <td data-sheets-numberformat='{"1":2,"2":"0.00","3":1}' data-sheets-value='{"1":3,"3":5.17}' style="overflow:hidden;padding:0px 3px 0px 3px;vertical-align:bottom;text-align:center;">5.17</td> <td data-sheets-numberformat='{"1":2,"2":"0","3":1}' data-sheets-value='{"1":3,"3":58}' style="overflow:hidden;padding:0px 3px 0px 3px;vertical-align:bottom;text-align:center;">58</td> <td data-sheets-numberformat='{"1":2,"2":"0","3":1}' data-sheets-value='{"1":3,"3":60}' style="overflow:hidden;padding:0px 3px 0px 3px;vertical-align:bottom;text-align:center;">60</td> <td data-sheets-numberformat='{"1":2,"2":"0","3":1}' data-sheets-value='{"1":2,"2":"-"}' style="border-right:1px solid #000000;overflow:hidden;padding:0px 3px 0px 3px;vertical-align:bottom;text-align:center;">-</td> </tr> <tr style="height:20px;"> <td style="border-left:1px solid #000000;overflow:hidden;padding:0px 3px 0px 3px;vertical-align:bottom;font-weight:bold;"></td> <td data-sheets-value='{"1":2,"2":"Double-walled"}' style="overflow:hidden;padding:0px 3px 0px 3px;vertical-align:bottom;font-weight:bold;">Double-walled</td> <td data-sheets-value='{"1":2,"2":"Clear (A/H)"}' style="border-right:1px solid #000000;overflow:hidden;padding:0px 3px 0px 3px;vertical-align:bottom;font-weight:bold;">Clear (A/H)</td> <td data-sheets-numberformat='{"1":2,"2":"0.00","3":1}' data-sheets-value='{"1":3,"3":2.9}' style="overflow:hidden;padding:0px 3px 0px 3px;vertical-align:bottom;text-align:center;">2.90</td> <td data-sheets-numberformat='{"1":2,"2":"0","3":1}' data-sheets-value='{"1":3,"3":79}' style="overflow:hidden;padding:0px 3px 0px 3px;vertical-align:bottom;text-align:center;">79</td> <td data-sheets-numberformat='{"1":2,"2":"0","3":1}' data-sheets-value='{"1":3,"3":72}' style="overflow:hidden;padding:0px 3px 0px 3px;vertical-align:bottom;text-align:center;">72</td> <td data-sheets-numberformat='{"1":2,"2":"0","3":1}' data-sheets-value='{"1":3,"3":20}' style="border-right:1px solid #000000;overflow:hidden;padding:0px 3px 0px 3px;vertical-align:bottom;text-align:center;">20</td> </tr> <tr style="height:20px;"> <td style="border-left:1px solid #000000;overflow:hidden;padding:0px 3px 0px 3px;vertical-align:bottom;font-weight:bold;"></td> <td data-sheets-value='{"1":2,"2":"Double-walled"}' style="overflow:hidden;padding:0px 3px 0px 3px;vertical-align:bottom;font-weight:bold;">Double-walled</td> <td data-sheets-value='{"1":2,"2":"Clear (A/A)"}' style="border-right:1px solid #000000;overflow:hidden;padding:0px 3px 0px 3px;vertical-align:bottom;font-weight:bold;">Clear (A/A)</td> <td data-sheets-numberformat='{"1":2,"2":"0.00","3":1}' data-sheets-value='{"1":3,"3":2.9}' style="overflow:hidden;padding:0px 3px 0px 3px;vertical-align:bottom;text-align:center;">2.90</td> <td data-sheets-numberformat='{"1":2,"2":"0","3":1}' data-sheets-value='{"1":3,"3":77}' style="overflow:hidden;padding:0px 3px 0px 3px;vertical-align:bottom;text-align:center;">77</td> <td data-sheets-numberformat='{"1":2,"2":"0","3":1}' data-sheets-value='{"1":3,"3":69}' style="overflow:hidden;padding:0px 3px 0px 3px;vertical-align:bottom;text-align:center;">69</td> <td data-sheets-numberformat='{"1":2,"2":"0","3":1}' data-sheets-value='{"1":3,"3":20}' style="border-right:1px solid #000000;overflow:hidden;padding:0px 3px 0px 3px;vertical-align:bottom;text-align:center;">20</td> </tr> <tr style="height:20px;"> <td style="border-left:1px solid #000000;overflow:hidden;padding:0px 3px 0px 3px;vertical-align:bottom;font-weight:bold;"></td> <td data-sheets-value='{"1":2,"2":"Double-walled"}' style="overflow:hidden;padding:0px 3px 0px 3px;vertical-align:bottom;font-weight:bold;">Double-walled</td> <td data-sheets-value='{"1":2,"2":"Opal (A/O)"}' style="border-right:1px solid #000000;overflow:hidden;padding:0px 3px 0px 3px;vertical-align:bottom;font-weight:bold;">Opal (A/O)</td> <td data-sheets-numberformat='{"1":2,"2":"0.00","3":1}' data-sheets-value='{"1":3,"3":2.9}' style="overflow:hidden;padding:0px 3px 0px 3px;vertical-align:bottom;text-align:center;">2.90</td> <td data-sheets-numberformat='{"1":2,"2":"0","3":1}' data-sheets-value='{"1":3,"3":73}' style="overflow:hidden;padding:0px 3px 0px 3px;vertical-align:bottom;text-align:center;">73</td> <td data-sheets-numberformat='{"1":2,"2":"0","3":1}' data-sheets-value='{"1":3,"3":63}' style="overflow:hidden;padding:0px 3px 0px 3px;vertical-align:bottom;text-align:center;">63</td> <td data-sheets-numberformat='{"1":2,"2":"0","3":1}' data-sheets-value='{"1":3,"3":20}' style="border-right:1px solid #000000;overflow:hidden;padding:0px 3px 0px 3px;vertical-align:bottom;text-align:center;">20</td> </tr> <tr style="height:20px;"> <td style="border-left:1px solid #000000;overflow:hidden;padding:0px 3px 0px 3px;vertical-align:bottom;font-weight:bold;"></td> <td data-sheets-value='{"1":2,"2":"Double-walled"}' style="overflow:hidden;padding:0px 3px 0px 3px;vertical-align:bottom;font-weight:bold;">Double-walled</td> <td data-sheets-value='{"1":2,"2":"Opal (A/D)"}' style="border-right:1px solid #000000;overflow:hidden;padding:0px 3px 0px 3px;vertical-align:bottom;font-weight:bold;">Opal (A/D)</td> <td data-sheets-numberformat='{"1":2,"2":"0.00","3":1}' data-sheets-value='{"1":3,"3":2.9}' style="overflow:hidden;padding:0px 3px 0px 3px;vertical-align:bottom;text-align:center;">2.90</td> <td data-sheets-numberformat='{"1":2,"2":"0","3":1}' data-sheets-value='{"1":3,"3":51}' style="overflow:hidden;padding:0px 3px 0px 3px;vertical-align:bottom;text-align:center;">51</td> <td data-sheets-numberformat='{"1":2,"2":"0","3":1}' data-sheets-value='{"1":3,"3":50}' style="overflow:hidden;padding:0px 3px 0px 3px;vertical-align:bottom;text-align:center;">50</td> <td data-sheets-numberformat='{"1":2,"2":"0","3":1}' data-sheets-value='{"1":3,"3":20}' style="border-right:1px solid #000000;overflow:hidden;padding:0px 3px 0px 3px;vertical-align:bottom;text-align:center;">20</td> </tr> <tr style="height:20px;"> <td style="border-left:1px solid #000000;overflow:hidden;padding:0px 3px 0px 3px;vertical-align:bottom;font-weight:bold;"></td> <td data-sheets-value='{"1":2,"2":"Triple-walled"}' style="overflow:hidden;padding:0px 3px 0px 3px;vertical-align:bottom;font-weight:bold;">Triple-walled</td> <td data-sheets-value='{"1":2,"2":"Clear (A/H/H)"}' style="border-right:1px solid #000000;overflow:hidden;padding:0px 3px 0px 3px;vertical-align:bottom;font-weight:bold;">Clear (A/H/H)</td> <td data-sheets-numberformat='{"1":2,"2":"0.00","3":1}' data-sheets-value='{"1":3,"3":1.7}' style="overflow:hidden;padding:0px 3px 0px 3px;vertical-align:bottom;text-align:center;">1.70</td> <td data-sheets-numberformat='{"1":2,"2":"0","3":1}' data-sheets-value='{"1":3,"3":71}' style="overflow:hidden;padding:0px 3px 0px 3px;vertical-align:bottom;text-align:center;">71</td> <td data-sheets-numberformat='{"1":2,"2":"0","3":1}' data-sheets-value='{"1":3,"3":63}' style="overflow:hidden;padding:0px 3px 0px 3px;vertical-align:bottom;text-align:center;">63</td> <td data-sheets-numberformat='{"1":2,"2":"0","3":1}' data-sheets-value='{"1":3,"3":22}' style="border-right:1px solid #000000;overflow:hidden;padding:0px 3px 0px 3px;vertical-align:bottom;text-align:center;">22</td> </tr> <tr style="height:20px;"> <td style="border-left:1px solid #000000;overflow:hidden;padding:0px 3px 0px 3px;vertical-align:bottom;font-weight:bold;"></td> <td data-sheets-value='{"1":2,"2":"Triple-walled"}' style="overflow:hidden;padding:0px 3px 0px 3px;vertical-align:bottom;font-weight:bold;">Triple-walled</td> <td data-sheets-value='{"1":2,"2":"Opal (A/O/O)"}' style="border-right:1px solid #000000;overflow:hidden;padding:0px 3px 0px 3px;vertical-align:bottom;font-weight:bold;">Opal (A/O/O)</td> <td data-sheets-numberformat='{"1":2,"2":"0.00","3":1}' data-sheets-value='{"1":3,"3":1.7}' style="overflow:hidden;padding:0px 3px 0px 3px;vertical-align:bottom;text-align:center;">1.70</td> <td data-sheets-numberformat='{"1":2,"2":"0","3":1}' data-sheets-value='{"1":3,"3":61}' style="overflow:hidden;padding:0px 3px 0px 3px;vertical-align:bottom;text-align:center;">61</td> <td data-sheets-numberformat='{"1":2,"2":"0","3":1}' data-sheets-value='{"1":3,"3":48}' style="overflow:hidden;padding:0px 3px 0px 3px;vertical-align:bottom;text-align:center;">48</td> <td data-sheets-numberformat='{"1":2,"2":"0","3":1}' data-sheets-value='{"1":3,"3":22}' style="border-right:1px solid #000000;overflow:hidden;padding:0px 3px 0px 3px;vertical-align:bottom;text-align:center;">22</td> </tr> <tr style="height:20px;"> <td style="border-left:1px solid #000000;overflow:hidden;padding:0px 3px 0px 3px;vertical-align:bottom;font-weight:bold;"></td> <td data-sheets-value='{"1":2,"2":"Four-walled"}' style="overflow:hidden;padding:0px 3px 0px 3px;vertical-align:bottom;font-weight:bold;">Four-walled</td> <td data-sheets-value='{"1":2,"2":"Clear (A/H/H/H)"}' style="border-right:1px solid #000000;overflow:hidden;padding:0px 3px 0px 3px;vertical-align:bottom;font-weight:bold;">Clear (A/H/H/H)</td> <td data-sheets-numberformat='{"1":2,"2":"0.00","3":1}' data-sheets-value='{"1":3,"3":1.28}' style="overflow:hidden;padding:0px 3px 0px 3px;vertical-align:bottom;text-align:center;">1.28</td> <td data-sheets-numberformat='{"1":2,"2":"0","3":1}' data-sheets-value='{"1":3,"3":64}' style="overflow:hidden;padding:0px 3px 0px 3px;vertical-align:bottom;text-align:center;">64</td> <td data-sheets-numberformat='{"1":2,"2":"0","3":1}' data-sheets-value='{"1":3,"3":52}' style="overflow:hidden;padding:0px 3px 0px 3px;vertical-align:bottom;text-align:center;">52</td> <td data-sheets-numberformat='{"1":2,"2":"0","3":1}' data-sheets-value='{"1":3,"3":23}' style="border-right:1px solid #000000;overflow:hidden;padding:0px 3px 0px 3px;vertical-align:bottom;text-align:center;">23</td> </tr> <tr style="height:20px;"> <td style="border-bottom:1px solid #000000;border-left:1px solid #000000;overflow:hidden;padding:0px 3px 0px 3px;vertical-align:bottom;"></td> <td data-sheets-value='{"1":2,"2":"Four-walled"}' style="border-bottom:1px solid #000000;overflow:hidden;padding:0px 3px 0px 3px;vertical-align:bottom;font-weight:bold;">Four-walled</td> <td data-sheets-value='{"1":2,"2":"Opal (A/H/O/H)"}' style="border-right:1px solid #000000;border-bottom:1px solid #000000;overflow:hidden;padding:0px 3px 0px 3px;vertical-align:bottom;font-weight:bold;">Opal (A/H/O/H)</td> <td data-sheets-numberformat='{"1":2,"2":"0.00","3":1}' data-sheets-value='{"1":3,"3":1.28}' style="border-bottom:1px solid #000000;overflow:hidden;padding:0px 3px 0px 3px;vertical-align:bottom;text-align:center;">1.28</td> <td data-sheets-numberformat='{"1":2,"2":"0","3":1}' data-sheets-value='{"1":3,"3":59}' style="border-bottom:1px solid #000000;overflow:hidden;padding:0px 3px 0px 3px;vertical-align:bottom;text-align:center;">59</td> <td data-sheets-numberformat='{"1":2,"2":"0","3":1}' data-sheets-value='{"1":3,"3":46}' style="border-bottom:1px solid #000000;overflow:hidden;padding:0px 3px 0px 3px;vertical-align:bottom;text-align:center;">46</td> <td data-sheets-numberformat='{"1":2,"2":"0","3":1}' data-sheets-value='{"1":3,"3":23}' style="border-right:1px solid #000000;border-bottom:1px solid #000000;overflow:hidden;padding:0px 3px 0px 3px;vertical-align:bottom;text-align:center;">23</td> </tr> <tr style="height:20px;"> <td data-sheets-value='{"1":2,"2":"Polycarbonate"}' style="border-left:1px solid #000000;overflow:hidden;padding:0px 3px 0px 3px;vertical-align:bottom;font-weight:bold;">Polycarbonate</td> <td data-sheets-value='{"1":2,"2":"Single-walled"}' style="overflow:hidden;padding:0px 3px 0px 3px;vertical-align:bottom;font-weight:bold;">Single-walled</td> <td data-sheets-value='{"1":2,"2":"Heatstop Opal (T)"}' style="border-right:1px solid #000000;overflow:hidden;padding:0px 3px 0px 3px;vertical-align:bottom;font-weight:bold;">Heatstop Opal (T)</td> <td data-sheets-numberformat='{"1":2,"2":"0.00","3":1}' data-sheets-value='{"1":3,"3":5.17}' style="overflow:hidden;padding:0px 3px 0px 3px;vertical-align:bottom;text-align:center;">5.17</td> <td data-sheets-numberformat='{"1":2,"2":"0","3":1}' data-sheets-value='{"1":3,"3":49}' style="overflow:hidden;padding:0px 3px 0px 3px;vertical-align:bottom;text-align:center;">49</td> <td data-sheets-numberformat='{"1":2,"2":"0","3":1}' data-sheets-value='{"1":3,"3":59}' style="overflow:hidden;padding:0px 3px 0px 3px;vertical-align:bottom;text-align:center;">59</td> <td data-sheets-numberformat='{"1":2,"2":"0","3":1}' data-sheets-value='{"1":2,"2":"-"}' style="border-right:1px solid #000000;overflow:hidden;padding:0px 3px 0px 3px;vertical-align:bottom;text-align:center;">-</td> </tr> <tr style="height:20px;"> <td data-sheets-value='{"1":2,"2":"Heatstop PC"}' style="border-left:1px solid #000000;overflow:hidden;padding:0px 3px 0px 3px;vertical-align:bottom;font-weight:bold;">Heatstop PC</td> <td data-sheets-value='{"1":2,"2":"Double-walled"}' style="overflow:hidden;padding:0px 3px 0px 3px;vertical-align:bottom;font-weight:bold;">Double-walled</td> <td data-sheets-value='{"1":2,"2":"Clear (T/H)"}' style="border-right:1px solid #000000;overflow:hidden;padding:0px 3px 0px 3px;vertical-align:bottom;font-weight:bold;">Clear (T/H)</td> <td data-sheets-numberformat='{"1":2,"2":"0.00","3":1}' data-sheets-value='{"1":3,"3":2.9}' style="overflow:hidden;padding:0px 3px 0px 3px;vertical-align:bottom;text-align:center;">2.90</td> <td data-sheets-numberformat='{"1":2,"2":"0","3":1}' data-sheets-value='{"1":3,"3":44}' style="overflow:hidden;padding:0px 3px 0px 3px;vertical-align:bottom;text-align:center;">44</td> <td data-sheets-numberformat='{"1":2,"2":"0","3":1}' data-sheets-value='{"1":3,"3":51}' style="overflow:hidden;padding:0px 3px 0px 3px;vertical-align:bottom;text-align:center;">51</td> <td data-sheets-numberformat='{"1":2,"2":"0","3":1}' data-sheets-value='{"1":3,"3":20}' style="border-right:1px solid #000000;overflow:hidden;padding:0px 3px 0px 3px;vertical-align:bottom;text-align:center;">20</td> </tr> <tr style="height:20px;"> <td style="border-left:1px solid #000000;overflow:hidden;padding:0px 3px 0px 3px;vertical-align:bottom;font-weight:bold;"></td> <td data-sheets-value='{"1":2,"2":"Double-walled"}' style="overflow:hidden;padding:0px 3px 0px 3px;vertical-align:bottom;font-weight:bold;">Double-walled</td> <td data-sheets-value='{"1":2,"2":"Opal (T/O)"}' style="border-right:1px solid #000000;overflow:hidden;padding:0px 3px 0px 3px;vertical-align:bottom;font-weight:bold;">Opal (T/O)</td> <td data-sheets-numberformat='{"1":2,"2":"0.00","3":1}' data-sheets-value='{"1":3,"3":2.9}' style="overflow:hidden;padding:0px 3px 0px 3px;vertical-align:bottom;text-align:center;">2.90</td> <td data-sheets-numberformat='{"1":2,"2":"0","3":1}' data-sheets-value='{"1":3,"3":41}' style="overflow:hidden;padding:0px 3px 0px 3px;vertical-align:bottom;text-align:center;">41</td> <td data-sheets-numberformat='{"1":2,"2":"0","3":1}' data-sheets-value='{"1":3,"3":45}' style="overflow:hidden;padding:0px 3px 0px 3px;vertical-align:bottom;text-align:center;">45</td> <td data-sheets-numberformat='{"1":2,"2":"0","3":1}' data-sheets-value='{"1":3,"3":20}' style="border-right:1px solid #000000;overflow:hidden;padding:0px 3px 0px 3px;vertical-align:bottom;text-align:center;">20</td> </tr> <tr style="height:20px;"> <td style="border-left:1px solid #000000;overflow:hidden;padding:0px 3px 0px 3px;vertical-align:bottom;font-weight:bold;"></td> <td data-sheets-value='{"1":2,"2":"Triple-walled"}' style="overflow:hidden; | skylux-160-ce-met-koepel-en-pvc-opstand-16-00-met-lm-motor-en-windvang-1300-x-2200-mm | 8586029367629 | 46872345674061
Smoke and heat exhaust (SHEV) | SHE system | Skylux | Skylux 160° CE with skylight and PVC curb 16/00 with LM-actuator and spoiler 1300 x 2300 mm |  | 31946 | 5412970319467 | 5822.55 | Yes | 30-45 | 98.19 | 1300 x 2300 mm | 2300 | 1300 |  | PVC 16/00 (16 cm high & roof opening = daylight size) | Rectangular | 5.17 W/m²K - 1.28 W/m²K | 87% - 32% | 90% - 32% | 20dB - 23dB | 160° CE (for industry) | skylight | with spoiler | E | Single actuator | Maximum four-walled skylight possible for this product | Ut-value LT-value g-value Rw-value EN 1873 : 2014 EN ISO 13468 EN 16153 EN 410 EN 410 EN ISO 140-3 Material Walls Shells (W/m²K) (%) (%) (dB) Acrylic Single-walled Clear (H) 5.17 90 87 - PMMA Single-walled Opal (O) 5.17 83 76 - Double-walled Clear (H/H) 2.90 81 75 20 Double-walled Opal (O/O) 2.90 69 58 20 Triple-walled Clear (H/H/H) 1.70 73 65 22 Triple-walled Opal (O/H/O) 1.70 62 51 22 Four-walled Clear (H/H/H/H) 1.28 64 54 23 Four-walled Opal (H/H/O/H) 1.28 59 48 23 Polycarbonate Single-walled Clear (A) 5.17 88 83 - PC Single-walled Opal (D) 5.17 58 60 - Double-walled Clear (A/H) 2.90 79 72 20 Double-walled Clear (A/A) 2.90 77 69 20 Double-walled Opal (A/O) 2.90 73 63 20 Double-walled Opal (A/D) 2.90 51 50 20 Triple-walled Clear (A/H/H) 1.70 71 63 22 Triple-walled Opal (A/O/O) 1.70 61 48 22 Four-walled Clear (A/H/H/H) 1.28 64 52 23 Four-walled Opal (A/H/O/H) 1.28 59 46 23 Polycarbonate Single-walled Heatstop Opal (T) 5.17 49 59 - Heatstop PC Double-walled Clear (T/H) 2.90 44 51 20 Double-walled Opal (T/O) 2.90 41 45 20 Triple-walled Clear (T/H/H) 1.70 40 <td data-sheets-numberformat='{"1":2,"2":"0","3":1}' data-sheets-value='{"1":3,"3":44}' style="overflow:hidden;paddin | https://skylux.eu/en/products/skylux-160-ce-met-koepel-en-pvc-opstand-16-00-met-lm-motor-en-windvang-1300-x-2300-mm | https://skylux.eu/cdn/shop/files/Skylux-160deg-CE-met-koepel-en-pvc-opstand-1600-met-LM-motor-en-windvang-1300-x-2300-mm-RWA-systeem.jpg?v=1702980292&width=1600 | https://skylux.eu/cdn/shop/files/e5a82811-1bb0-48e4-a776-cacb59c7c092_4584dfa5-6830-4078-9eb0-d496840bab87.jpg?v=1688551094&width=1600 | //skylux.eu/cdn/shop/files/E_MH_Mounting_instructions_Skylux_160_CE_LM.pdf?v=12406716259046007223 | //skylux.eu/cdn/shop/files/E_TD_Technical_File_Skylux_Skylux_160_CE_Electric.pdf?v=3667116872303399239 | <style type="text/css" id="isPasted"> <!--td { border: 1px solid #cccccc; } br { mso-data-placement: same-cell; } --> </style> <table border="1" cellpadding="0" cellspacing="0" dir="ltr" style="table-layout:fixed;font-size:10pt;font-family:Arial;border-collapse:collapse;border:none;"><tbody> <tr style="height:20px;"> <td style="overflow:hidden;padding:0px 3px 0px 3px;vertical-align:bottom;"></td> <td style="overflow:hidden;padding:0px 3px 0px 3px;vertical-align:bottom;"></td> <td style="overflow:hidden;padding:0px 3px 0px 3px;vertical-align:bottom;"></td> <td data-sheets-value='{"1":2,"2":"Ut-value"}' style="overflow:hidden;padding:0px 3px 0px 3px;vertical-align:bottom;font-weight:bold;text-align:center;">Ut-value</td> <td data-sheets-value='{"1":2,"2":"LT-value"}' style="overflow:hidden;padding:0px 3px 0px 3px;vertical-align:bottom;font-weight:bold;text-align:center;">LT-value</td> <td data-sheets-value='{"1":2,"2":"g-value"}' style="overflow:hidden;padding:0px 3px 0px 3px;vertical-align:bottom;font-weight:bold;text-align:center;">g-value</td> <td data-sheets-value='{"1":2,"2":"Rw-value "}' style="overflow:hidden;padding:0px 3px 0px 3px;vertical-align:bottom;font-weight:bold;text-align:center;">Rw-value </td> </tr> <tr style="height:20px;"> <td style="overflow:hidden;padding:0px 3px 0px 3px;vertical-align:bottom;"></td> <td style="overflow:hidden;padding:0px 3px 0px 3px;vertical-align:bottom;"></td> <td style="overflow:hidden;padding:0px 3px 0px 3px;vertical-align:bottom;"></td> <td data-sheets-numberformat='{"1":2,"2":"0.00","3":1}' data-sheets-value='{"1":2,"2":"EN 1873 : 2014"}' style="overflow:hidden;padding:0px 3px 0px 3px;vertical-align:bottom;text-align:center;">EN 1873 : 2014</td> <td data-sheets-numberformat='{"1":2,"2":"0","3":1}' data-sheets-value='{"1":2,"2":"EN ISO 13468 EN 16153 EN 410"}' style="overflow:hidden;padding:0px 3px 0px 3px;vertical-align:bottom;text-align:center;">EN ISO 13468 EN 16153 EN 410</td> <td data-sheets-numberformat='{"1":2,"2":"0","3":1}' data-sheets-value='{"1":2,"2":"EN 410"}' style="overflow:hidden;padding:0px 3px 0px 3px;vertical-align:bottom;text-align:center;">EN 410</td> <td data-sheets-value='{"1":2,"2":"EN ISO 140-3\t\t"}' style="overflow:hidden;padding:0px 3px 0px 3px;vertical-align:bottom;text-align:center;">EN ISO 140-3 </td> </tr> <tr style="height:20px;"> <td data-sheets-value='{"1":2,"2":"Material"}' style="border-bottom:1px solid #000000;overflow:hidden;padding:0px 3px 0px 3px;vertical-align:bottom;background-color:#000000;font-weight:bold;color:#ffffff;">Material</td> <td data-sheets-value='{"1":2,"2":"Walls"}' style="border-bottom:1px solid #000000;overflow:hidden;padding:0px 3px 0px 3px;vertical-align:bottom;background-color:#000000;font-weight:bold;color:#ffffff;">Walls</td> <td data-sheets-value='{"1":2,"2":"Shells"}' style="border-bottom:1px solid #000000;overflow:hidden;padding:0px 3px 0px 3px;vertical-align:bottom;background-color:#000000;font-weight:bold;color:#ffffff;">Shells</td> <td data-sheets-numberformat='{"1":2,"2":"0.00","3":1}' data-sheets-value='{"1":2,"2":"(W/m²K)\t"}' style="border-bottom:1px solid #000000;overflow:hidden;padding:0px 3px 0px 3px;vertical-align:bottom;background-color:#000000;font-weight:bold;color:#ffffff;text-align:center;">(W/m²K) </td> <td data-sheets-numberformat='{"1":2,"2":"0","3":1}' data-sheets-value='{"1":2,"2":"(%)"}' style="border-bottom:1px solid #000000;overflow:hidden;padding:0px 3px 0px 3px;vertical-align:bottom;background-color:#000000;font-weight:bold;color:#ffffff;text-align:center;">(%)</td> <td data-sheets-numberformat='{"1":2,"2":"0","3":1}' data-sheets-value='{"1":2,"2":"(%)"}' style="border-bottom:1px solid #000000;overflow:hidden;padding:0px 3px 0px 3px;vertical-align:bottom;background-color:#000000;font-weight:bold;color:#ffffff;text-align:center;">(%)</td> <td data-sheets-value='{"1":2,"2":"(dB)"}' style="border-bottom:1px solid #000000;overflow:hidden;padding:0px 3px 0px 3px;vertical-align:bottom;background-color:#000000;font-weight:bold;color:#ffffff;text-align:center;">(dB)</td> </tr> <tr style="height:20px;"> <td data-sheets-value='{"1":2,"2":"Acrylic"}' style="border-left:1px solid #000000;overflow:hidden;padding:0px 3px 0px 3px;vertical-align:bottom;font-weight:bold;">Acrylic</td> <td data-sheets-value='{"1":2,"2":"Single-walled"}' style="overflow:hidden;padding:0px 3px 0px 3px;vertical-align:bottom;font-weight:bold;">Single-walled</td> <td data-sheets-value='{"1":2,"2":"Clear (H)"}' style="border-right:1px solid #000000;overflow:hidden;padding:0px 3px 0px 3px;vertical-align:bottom;font-weight:bold;">Clear (H)</td> <td data-sheets-numberformat='{"1":2,"2":"0.00","3":1}' data-sheets-value='{"1":3,"3":5.17}' style="overflow:hidden;padding:0px 3px 0px 3px;vertical-align:bottom;text-align:center;">5.17</td> <td data-sheets-numberformat='{"1":2,"2":"0","3":1}' data-sheets-value='{"1":3,"3":90}' style="overflow:hidden;padding:0px 3px 0px 3px;vertical-align:bottom;text-align:center;">90</td> <td data-sheets-numberformat='{"1":2,"2":"0","3":1}' data-sheets-value='{"1":3,"3":87}' style="overflow:hidden;padding:0px 3px 0px 3px;vertical-align:bottom;text-align:center;">87</td> <td data-sheets-numberformat='{"1":2,"2":"0","3":1}' data-sheets-value='{"1":2,"2":"-"}' style="border-right:1px solid #000000;overflow:hidden;padding:0px 3px 0px 3px;vertical-align:bottom;text-align:center;">-</td> </tr> <tr style="height:20px;"> <td data-sheets-value='{"1":2,"2":"PMMA"}' style="border-left:1px solid #000000;overflow:hidden;padding:0px 3px 0px 3px;vertical-align:bottom;font-weight:bold;">PMMA</td> <td data-sheets-value='{"1":2,"2":"Single-walled"}' style="overflow:hidden;padding:0px 3px 0px 3px;vertical-align:bottom;font-weight:bold;">Single-walled</td> <td data-sheets-value='{"1":2,"2":"Opal (O)"}' style="border-right:1px solid #000000;overflow:hidden;padding:0px 3px 0px 3px;vertical-align:bottom;font-weight:bold;">Opal (O)</td> <td data-sheets-numberformat='{"1":2,"2":"0.00","3":1}' data-sheets-value='{"1":3,"3":5.17}' style="overflow:hidden;padding:0px 3px 0px 3px;vertical-align:bottom;text-align:center;">5.17</td> <td data-sheets-numberformat='{"1":2,"2":"0","3":1}' data-sheets-value='{"1":3,"3":83}' style="overflow:hidden;padding:0px 3px 0px 3px;vertical-align:bottom;text-align:center;">83</td> <td data-sheets-numberformat='{"1":2,"2":"0","3":1}' data-sheets-value='{"1":3,"3":76}' style="overflow:hidden;padding:0px 3px 0px 3px;vertical-align:bottom;text-align:center;">76</td> <td data-sheets-numberformat='{"1":2,"2":"0","3":1}' data-sheets-value='{"1":2,"2":"-"}' style="border-right:1px solid #000000;overflow:hidden;padding:0px 3px 0px 3px;vertical-align:bottom;text-align:center;">-</td> </tr> <tr style="height:20px;"> <td style="border-left:1px solid #000000;overflow:hidden;padding:0px 3px 0px 3px;vertical-align:bottom;font-weight:bold;"></td> <td data-sheets-value='{"1":2,"2":"Double-walled"}' style="overflow:hidden;padding:0px 3px 0px 3px;vertical-align:bottom;font-weight:bold;">Double-walled</td> <td data-sheets-value='{"1":2,"2":"Clear (H/H)"}' style="border-right:1px solid #000000;overflow:hidden;padding:0px 3px 0px 3px;vertical-align:bottom;font-weight:bold;">Clear (H/H)</td> <td data-sheets-numberformat='{"1":2,"2":"0.00","3":1}' data-sheets-value='{"1":3,"3":2.9}' style="overflow:hidden;padding:0px 3px 0px 3px;vertical-align:bottom;text-align:center;">2.90</td> <td data-sheets-numberformat='{"1":2,"2":"0","3":1}' data-sheets-value='{"1":3,"3":81}' style="overflow:hidden;padding:0px 3px 0px 3px;vertical-align:bottom;text-align:center;">81</td> <td data-sheets-numberformat='{"1":2,"2":"0","3":1}' data-sheets-value='{"1":3,"3":75}' style="overflow:hidden;padding:0px 3px 0px 3px;vertical-align:bottom;text-align:center;">75</td> <td data-sheets-numberformat='{"1":2,"2":"0","3":1}' data-sheets-value='{"1":3,"3":20}' style="border-right:1px solid #000000;overflow:hidden;padding:0px 3px 0px 3px;vertical-align:bottom;text-align:center;">20</td> </tr> <tr style="height:20px;"> <td style="border-left:1px solid #000000;overflow:hidden;padding:0px 3px 0px 3px;vertical-align:bottom;font-weight:bold;"></td> <td data-sheets-value='{"1":2,"2":"Double-walled"}' style="overflow:hidden;padding:0px 3px 0px 3px;vertical-align:bottom;font-weight:bold;">Double-walled</td> <td data-sheets-value='{"1":2,"2":"Opal (O/O)"}' style="border-right:1px solid #000000;overflow:hidden;padding:0px 3px 0px 3px;vertical-align:bottom;font-weight:bold;">Opal (O/O)</td> <td data-sheets-numberformat='{"1":2,"2":"0.00","3":1}' data-sheets-value='{"1":3,"3":2.9}' style="overflow:hidden;padding:0px 3px 0px 3px;vertical-align:bottom;text-align:center;">2.90</td> <td data-sheets-numberformat='{"1":2,"2":"0","3":1}' data-sheets-value='{"1":3,"3":69}' style="overflow:hidden;padding:0px 3px 0px 3px;vertical-align:bottom;text-align:center;">69</td> <td data-sheets-numberformat='{"1":2,"2":"0","3":1}' data-sheets-value='{"1":3,"3":58}' style="overflow:hidden;padding:0px 3px 0px 3px;vertical-align:bottom;text-align:center;">58</td> <td data-sheets-numberformat='{"1":2,"2":"0","3":1}' data-sheets-value='{"1":3,"3":20}' style="border-right:1px solid #000000;overflow:hidden;padding:0px 3px 0px 3px;vertical-align:bottom;text-align:center;">20</td> </tr> <tr style="height:20px;"> <td style="border-left:1px solid #000000;overflow:hidden;padding:0px 3px 0px 3px;vertical-align:bottom;font-weight:bold;"></td> <td data-sheets-value='{"1":2,"2":"Triple-walled"}' style="overflow:hidden;padding:0px 3px 0px 3px;vertical-align:bottom;font-weight:bold;">Triple-walled</td> <td data-sheets-value='{"1":2,"2":"Clear (H/H/H)"}' style="border-right:1px solid #000000;overflow:hidden;padding:0px 3px 0px 3px;vertical-align:bottom;font-weight:bold;">Clear (H/H/H)</td> <td data-sheets-numberformat='{"1":2,"2":"0.00","3":1}' data-sheets-value='{"1":3,"3":1.7}' style="overflow:hidden;padding:0px 3px 0px 3px;vertical-align:bottom;text-align:center;">1.70</td> <td data-sheets-numberformat='{"1":2,"2":"0","3":1}' data-sheets-value='{"1":3,"3":73}' style="overflow:hidden;padding:0px 3px 0px 3px;vertical-align:bottom;text-align:center;">73</td> <td data-sheets-numberformat='{"1":2,"2":"0","3":1}' data-sheets-value='{"1":3,"3":65}' style="overflow:hidden;padding:0px 3px 0px 3px;vertical-align:bottom;text-align:center;">65</td> <td data-sheets-numberformat='{"1":2,"2":"0","3":1}' data-sheets-value='{"1":3,"3":22}' style="border-right:1px solid #000000;overflow:hidden;padding:0px 3px 0px 3px;vertical-align:bottom;text-align:center;">22</td> </tr> <tr style="height:20px;"> <td style="border-left:1px solid #000000;overflow:hidden;padding:0px 3px 0px 3px;vertical-align:bottom;font-weight:bold;"></td> <td data-sheets-value='{"1":2,"2":"Triple-walled"}' style="overflow:hidden;padding:0px 3px 0px 3px;vertical-align:bottom;font-weight:bold;">Triple-walled</td> <td data-sheets-value='{"1":2,"2":"Opal (O/H/O)"}' style="border-right:1px solid #000000;overflow:hidden;padding:0px 3px 0px 3px;vertical-align:bottom;font-weight:bold;">Opal (O/H/O)</td> <td data-sheets-numberformat='{"1":2,"2":"0.00","3":1}' data-sheets-value='{"1":3,"3":1.7}' style="overflow:hidden;padding:0px 3px 0px 3px;vertical-align:bottom;text-align:center;">1.70</td> <td data-sheets-numberformat='{"1":2,"2":"0","3":1}' data-sheets-value='{"1":3,"3":62}' style="overflow:hidden;padding:0px 3px 0px 3px;vertical-align:bottom;text-align:center;">62</td> <td data-sheets-numberformat='{"1":2,"2":"0","3":1}' data-sheets-value='{"1":3,"3":51}' style="overflow:hidden;padding:0px 3px 0px 3px;vertical-align:bottom;text-align:center;">51</td> <td data-sheets-numberformat='{"1":2,"2":"0","3":1}' data-sheets-value='{"1":3,"3":22}' style="border-right:1px solid #000000;overflow:hidden;padding:0px 3px 0px 3px;vertical-align:bottom;text-align:center;">22</td> </tr> <tr style="height:20px;"> <td style="border-left:1px solid #000000;overflow:hidden;padding:0px 3px 0px 3px;vertical-align:bottom;font-weight:bold;"></td> <td data-sheets-value='{"1":2,"2":"Four-walled"}' style="overflow:hidden;padding:0px 3px 0px 3px;vertical-align:bottom;font-weight:bold;">Four-walled</td> <td data-sheets-value='{"1":2,"2":"Clear (H/H/H/H)"}' style="border-right:1px solid #000000;overflow:hidden;padding:0px 3px 0px 3px;vertical-align:bottom;font-weight:bold;">Clear (H/H/H/H)</td> <td data-sheets-numberformat='{"1":2,"2":"0.00","3":1}' data-sheets-value='{"1":3,"3":1.28}' style="overflow:hidden;padding:0px 3px 0px 3px;vertical-align:bottom;text-align:center;">1.28</td> <td data-sheets-numberformat='{"1":2,"2":"0","3":1}' data-sheets-value='{"1":3,"3":64}' style="overflow:hidden;padding:0px 3px 0px 3px;vertical-align:bottom;text-align:center;">64</td> <td data-sheets-numberformat='{"1":2,"2":"0","3":1}' data-sheets-value='{"1":3,"3":54}' style="overflow:hidden;padding:0px 3px 0px 3px;vertical-align:bottom;text-align:center;">54</td> <td data-sheets-numberformat='{"1":2,"2":"0","3":1}' data-sheets-value='{"1":3,"3":23}' style="border-right:1px solid #000000;overflow:hidden;padding:0px 3px 0px 3px;vertical-align:bottom;text-align:center;">23</td> </tr> <tr style="height:20px;"> <td style="border-bottom:1px solid #000000;border-left:1px solid #000000;overflow:hidden;padding:0px 3px 0px 3px;vertical-align:bottom;"></td> <td data-sheets-value='{"1":2,"2":"Four-walled"}' style="border-bottom:1px solid #000000;overflow:hidden;padding:0px 3px 0px 3px;vertical-align:bottom;font-weight:bold;">Four-walled</td> <td data-sheets-value='{"1":2,"2":"Opal (H/H/O/H)"}' style="border-right:1px solid #000000;border-bottom:1px solid #000000;overflow:hidden;padding:0px 3px 0px 3px;vertical-align:bottom;font-weight:bold;">Opal (H/H/O/H)</td> <td data-sheets-numberformat='{"1":2,"2":"0.00","3":1}' data-sheets-value='{"1":3,"3":1.28}' style="border-bottom:1px solid #000000;overflow:hidden;padding:0px 3px 0px 3px;vertical-align:bottom;text-align:center;">1.28</td> <td data-sheets-numberformat='{"1":2,"2":"0","3":1}' data-sheets-value='{"1":3,"3":59}' style="border-bottom:1px solid #000000;overflow:hidden;padding:0px 3px 0px 3px;vertical-align:bottom;text-align:center;">59</td> <td data-sheets-numberformat='{"1":2,"2":"0","3":1}' data-sheets-value='{"1":3,"3":48}' style="border-bottom:1px solid #000000;overflow:hidden;padding:0px 3px 0px 3px;vertical-align:bottom;text-align:center;">48</td> <td data-sheets-numberformat='{"1":2,"2":"0","3":1}' data-sheets-value='{"1":3,"3":23}' style="border-right:1px solid #000000;border-bottom:1px solid #000000;overflow:hidden;padding:0px 3px 0px 3px;vertical-align:bottom;text-align:center;">23</td> </tr> <tr style="height:20px;"> <td data-sheets-value='{"1":2,"2":"Polycarbonate "}' style="border-left:1px solid #000000;overflow:hidden;padding:0px 3px 0px 3px;vertical-align:bottom;font-weight:bold;">Polycarbonate </td> <td data-sheets-value='{"1":2,"2":"Single-walled"}' style="overflow:hidden;padding:0px 3px 0px 3px;vertical-align:bottom;font-weight:bold;">Single-walled</td> <td data-sheets-value='{"1":2,"2":"Clear (A)"}' style="border-right:1px solid #000000;overflow:hidden;padding:0px 3px 0px 3px;vertical-align:bottom;font-weight:bold;">Clear (A)</td> <td data-sheets-numberformat='{"1":2,"2":"0.00","3":1}' data-sheets-value='{"1":3,"3":5.17}' style="overflow:hidden;padding:0px 3px 0px 3px;vertical-align:bottom;text-align:center;">5.17</td> <td data-sheets-numberformat='{"1":2,"2":"0","3":1}' data-sheets-value='{"1":3,"3":88}' style="overflow:hidden;padding:0px 3px 0px 3px;vertical-align:bottom;text-align:center;">88</td> <td data-sheets-numberformat='{"1":2,"2":"0","3":1}' data-sheets-value='{"1":3,"3":83}' style="overflow:hidden;padding:0px 3px 0px 3px;vertical-align:bottom;text-align:center;">83</td> <td data-sheets-numberformat='{"1":2,"2":"0","3":1}' data-sheets-value='{"1":2,"2":"-"}' style="border-right:1px solid #000000;overflow:hidden;padding:0px 3px 0px 3px;vertical-align:bottom;text-align:center;">-</td> </tr> <tr style="height:20px;"> <td data-sheets-value='{"1":2,"2":"PC"}' style="border-left:1px solid #000000;overflow:hidden;padding:0px 3px 0px 3px;vertical-align:bottom;font-weight:bold;">PC</td> <td data-sheets-value='{"1":2,"2":"Single-walled"}' style="overflow:hidden;padding:0px 3px 0px 3px;vertical-align:bottom;font-weight:bold;">Single-walled</td> <td data-sheets-value='{"1":2,"2":"Opal (D)"}' style="border-right:1px solid #000000;overflow:hidden;padding:0px 3px 0px 3px;vertical-align:bottom;font-weight:bold;">Opal (D)</td> <td data-sheets-numberformat='{"1":2,"2":"0.00","3":1}' data-sheets-value='{"1":3,"3":5.17}' style="overflow:hidden;padding:0px 3px 0px 3px;vertical-align:bottom;text-align:center;">5.17</td> <td data-sheets-numberformat='{"1":2,"2":"0","3":1}' data-sheets-value='{"1":3,"3":58}' style="overflow:hidden;padding:0px 3px 0px 3px;vertical-align:bottom;text-align:center;">58</td> <td data-sheets-numberformat='{"1":2,"2":"0","3":1}' data-sheets-value='{"1":3,"3":60}' style="overflow:hidden;padding:0px 3px 0px 3px;vertical-align:bottom;text-align:center;">60</td> <td data-sheets-numberformat='{"1":2,"2":"0","3":1}' data-sheets-value='{"1":2,"2":"-"}' style="border-right:1px solid #000000;overflow:hidden;padding:0px 3px 0px 3px;vertical-align:bottom;text-align:center;">-</td> </tr> <tr style="height:20px;"> <td style="border-left:1px solid #000000;overflow:hidden;padding:0px 3px 0px 3px;vertical-align:bottom;font-weight:bold;"></td> <td data-sheets-value='{"1":2,"2":"Double-walled"}' style="overflow:hidden;padding:0px 3px 0px 3px;vertical-align:bottom;font-weight:bold;">Double-walled</td> <td data-sheets-value='{"1":2,"2":"Clear (A/H)"}' style="border-right:1px solid #000000;overflow:hidden;padding:0px 3px 0px 3px;vertical-align:bottom;font-weight:bold;">Clear (A/H)</td> <td data-sheets-numberformat='{"1":2,"2":"0.00","3":1}' data-sheets-value='{"1":3,"3":2.9}' style="overflow:hidden;padding:0px 3px 0px 3px;vertical-align:bottom;text-align:center;">2.90</td> <td data-sheets-numberformat='{"1":2,"2":"0","3":1}' data-sheets-value='{"1":3,"3":79}' style="overflow:hidden;padding:0px 3px 0px 3px;vertical-align:bottom;text-align:center;">79</td> <td data-sheets-numberformat='{"1":2,"2":"0","3":1}' data-sheets-value='{"1":3,"3":72}' style="overflow:hidden;padding:0px 3px 0px 3px;vertical-align:bottom;text-align:center;">72</td> <td data-sheets-numberformat='{"1":2,"2":"0","3":1}' data-sheets-value='{"1":3,"3":20}' style="border-right:1px solid #000000;overflow:hidden;padding:0px 3px 0px 3px;vertical-align:bottom;text-align:center;">20</td> </tr> <tr style="height:20px;"> <td style="border-left:1px solid #000000;overflow:hidden;padding:0px 3px 0px 3px;vertical-align:bottom;font-weight:bold;"></td> <td data-sheets-value='{"1":2,"2":"Double-walled"}' style="overflow:hidden;padding:0px 3px 0px 3px;vertical-align:bottom;font-weight:bold;">Double-walled</td> <td data-sheets-value='{"1":2,"2":"Clear (A/A)"}' style="border-right:1px solid #000000;overflow:hidden;padding:0px 3px 0px 3px;vertical-align:bottom;font-weight:bold;">Clear (A/A)</td> <td data-sheets-numberformat='{"1":2,"2":"0.00","3":1}' data-sheets-value='{"1":3,"3":2.9}' style="overflow:hidden;padding:0px 3px 0px 3px;vertical-align:bottom;text-align:center;">2.90</td> <td data-sheets-numberformat='{"1":2,"2":"0","3":1}' data-sheets-value='{"1":3,"3":77}' style="overflow:hidden;padding:0px 3px 0px 3px;vertical-align:bottom;text-align:center;">77</td> <td data-sheets-numberformat='{"1":2,"2":"0","3":1}' data-sheets-value='{"1":3,"3":69}' style="overflow:hidden;padding:0px 3px 0px 3px;vertical-align:bottom;text-align:center;">69</td> <td data-sheets-numberformat='{"1":2,"2":"0","3":1}' data-sheets-value='{"1":3,"3":20}' style="border-right:1px solid #000000;overflow:hidden;padding:0px 3px 0px 3px;vertical-align:bottom;text-align:center;">20</td> </tr> <tr style="height:20px;"> <td style="border-left:1px solid #000000;overflow:hidden;padding:0px 3px 0px 3px;vertical-align:bottom;font-weight:bold;"></td> <td data-sheets-value='{"1":2,"2":"Double-walled"}' style="overflow:hidden;padding:0px 3px 0px 3px;vertical-align:bottom;font-weight:bold;">Double-walled</td> <td data-sheets-value='{"1":2,"2":"Opal (A/O)"}' style="border-right:1px solid #000000;overflow:hidden;padding:0px 3px 0px 3px;vertical-align:bottom;font-weight:bold;">Opal (A/O)</td> <td data-sheets-numberformat='{"1":2,"2":"0.00","3":1}' data-sheets-value='{"1":3,"3":2.9}' style="overflow:hidden;padding:0px 3px 0px 3px;vertical-align:bottom;text-align:center;">2.90</td> <td data-sheets-numberformat='{"1":2,"2":"0","3":1}' data-sheets-value='{"1":3,"3":73}' style="overflow:hidden;padding:0px 3px 0px 3px;vertical-align:bottom;text-align:center;">73</td> <td data-sheets-numberformat='{"1":2,"2":"0","3":1}' data-sheets-value='{"1":3,"3":63}' style="overflow:hidden;padding:0px 3px 0px 3px;vertical-align:bottom;text-align:center;">63</td> <td data-sheets-numberformat='{"1":2,"2":"0","3":1}' data-sheets-value='{"1":3,"3":20}' style="border-right:1px solid #000000;overflow:hidden;padding:0px 3px 0px 3px;vertical-align:bottom;text-align:center;">20</td> </tr> <tr style="height:20px;"> <td style="border-left:1px solid #000000;overflow:hidden;padding:0px 3px 0px 3px;vertical-align:bottom;font-weight:bold;"></td> <td data-sheets-value='{"1":2,"2":"Double-walled"}' style="overflow:hidden;padding:0px 3px 0px 3px;vertical-align:bottom;font-weight:bold;">Double-walled</td> <td data-sheets-value='{"1":2,"2":"Opal (A/D)"}' style="border-right:1px solid #000000;overflow:hidden;padding:0px 3px 0px 3px;vertical-align:bottom;font-weight:bold;">Opal (A/D)</td> <td data-sheets-numberformat='{"1":2,"2":"0.00","3":1}' data-sheets-value='{"1":3,"3":2.9}' style="overflow:hidden;padding:0px 3px 0px 3px;vertical-align:bottom;text-align:center;">2.90</td> <td data-sheets-numberformat='{"1":2,"2":"0","3":1}' data-sheets-value='{"1":3,"3":51}' style="overflow:hidden;padding:0px 3px 0px 3px;vertical-align:bottom;text-align:center;">51</td> <td data-sheets-numberformat='{"1":2,"2":"0","3":1}' data-sheets-value='{"1":3,"3":50}' style="overflow:hidden;padding:0px 3px 0px 3px;vertical-align:bottom;text-align:center;">50</td> <td data-sheets-numberformat='{"1":2,"2":"0","3":1}' data-sheets-value='{"1":3,"3":20}' style="border-right:1px solid #000000;overflow:hidden;padding:0px 3px 0px 3px;vertical-align:bottom;text-align:center;">20</td> </tr> <tr style="height:20px;"> <td style="border-left:1px solid #000000;overflow:hidden;padding:0px 3px 0px 3px;vertical-align:bottom;font-weight:bold;"></td> <td data-sheets-value='{"1":2,"2":"Triple-walled"}' style="overflow:hidden;padding:0px 3px 0px 3px;vertical-align:bottom;font-weight:bold;">Triple-walled</td> <td data-sheets-value='{"1":2,"2":"Clear (A/H/H)"}' style="border-right:1px solid #000000;overflow:hidden;padding:0px 3px 0px 3px;vertical-align:bottom;font-weight:bold;">Clear (A/H/H)</td> <td data-sheets-numberformat='{"1":2,"2":"0.00","3":1}' data-sheets-value='{"1":3,"3":1.7}' style="overflow:hidden;padding:0px 3px 0px 3px;vertical-align:bottom;text-align:center;">1.70</td> <td data-sheets-numberformat='{"1":2,"2":"0","3":1}' data-sheets-value='{"1":3,"3":71}' style="overflow:hidden;padding:0px 3px 0px 3px;vertical-align:bottom;text-align:center;">71</td> <td data-sheets-numberformat='{"1":2,"2":"0","3":1}' data-sheets-value='{"1":3,"3":63}' style="overflow:hidden;padding:0px 3px 0px 3px;vertical-align:bottom;text-align:center;">63</td> <td data-sheets-numberformat='{"1":2,"2":"0","3":1}' data-sheets-value='{"1":3,"3":22}' style="border-right:1px solid #000000;overflow:hidden;padding:0px 3px 0px 3px;vertical-align:bottom;text-align:center;">22</td> </tr> <tr style="height:20px;"> <td style="border-left:1px solid #000000;overflow:hidden;padding:0px 3px 0px 3px;vertical-align:bottom;font-weight:bold;"></td> <td data-sheets-value='{"1":2,"2":"Triple-walled"}' style="overflow:hidden;padding:0px 3px 0px 3px;vertical-align:bottom;font-weight:bold;">Triple-walled</td> <td data-sheets-value='{"1":2,"2":"Opal (A/O/O)"}' style="border-right:1px solid #000000;overflow:hidden;padding:0px 3px 0px 3px;vertical-align:bottom;font-weight:bold;">Opal (A/O/O)</td> <td data-sheets-numberformat='{"1":2,"2":"0.00","3":1}' data-sheets-value='{"1":3,"3":1.7}' style="overflow:hidden;padding:0px 3px 0px 3px;vertical-align:bottom;text-align:center;">1.70</td> <td data-sheets-numberformat='{"1":2,"2":"0","3":1}' data-sheets-value='{"1":3,"3":61}' style="overflow:hidden;padding:0px 3px 0px 3px;vertical-align:bottom;text-align:center;">61</td> <td data-sheets-numberformat='{"1":2,"2":"0","3":1}' data-sheets-value='{"1":3,"3":48}' style="overflow:hidden;padding:0px 3px 0px 3px;vertical-align:bottom;text-align:center;">48</td> <td data-sheets-numberformat='{"1":2,"2":"0","3":1}' data-sheets-value='{"1":3,"3":22}' style="border-right:1px solid #000000;overflow:hidden;padding:0px 3px 0px 3px;vertical-align:bottom;text-align:center;">22</td> </tr> <tr style="height:20px;"> <td style="border-left:1px solid #000000;overflow:hidden;padding:0px 3px 0px 3px;vertical-align:bottom;font-weight:bold;"></td> <td data-sheets-value='{"1":2,"2":"Four-walled"}' style="overflow:hidden;padding:0px 3px 0px 3px;vertical-align:bottom;font-weight:bold;">Four-walled</td> <td data-sheets-value='{"1":2,"2":"Clear (A/H/H/H)"}' style="border-right:1px solid #000000;overflow:hidden;padding:0px 3px 0px 3px;vertical-align:bottom;font-weight:bold;">Clear (A/H/H/H)</td> <td data-sheets-numberformat='{"1":2,"2":"0.00","3":1}' data-sheets-value='{"1":3,"3":1.28}' style="overflow:hidden;padding:0px 3px 0px 3px;vertical-align:bottom;text-align:center;">1.28</td> <td data-sheets-numberformat='{"1":2,"2":"0","3":1}' data-sheets-value='{"1":3,"3":64}' style="overflow:hidden;padding:0px 3px 0px 3px;vertical-align:bottom;text-align:center;">64</td> <td data-sheets-numberformat='{"1":2,"2":"0","3":1}' data-sheets-value='{"1":3,"3":52}' style="overflow:hidden;padding:0px 3px 0px 3px;vertical-align:bottom;text-align:center;">52</td> <td data-sheets-numberformat='{"1":2,"2":"0","3":1}' data-sheets-value='{"1":3,"3":23}' style="border-right:1px solid #000000;overflow:hidden;padding:0px 3px 0px 3px;vertical-align:bottom;text-align:center;">23</td> </tr> <tr style="height:20px;"> <td style="border-bottom:1px solid #000000;border-left:1px solid #000000;overflow:hidden;padding:0px 3px 0px 3px;vertical-align:bottom;"></td> <td data-sheets-value='{"1":2,"2":"Four-walled"}' style="border-bottom:1px solid #000000;overflow:hidden;padding:0px 3px 0px 3px;vertical-align:bottom;font-weight:bold;">Four-walled</td> <td data-sheets-value='{"1":2,"2":"Opal (A/H/O/H)"}' style="border-right:1px solid #000000;border-bottom:1px solid #000000;overflow:hidden;padding:0px 3px 0px 3px;vertical-align:bottom;font-weight:bold;">Opal (A/H/O/H)</td> <td data-sheets-numberformat='{"1":2,"2":"0.00","3":1}' data-sheets-value='{"1":3,"3":1.28}' style="border-bottom:1px solid #000000;overflow:hidden;padding:0px 3px 0px 3px;vertical-align:bottom;text-align:center;">1.28</td> <td data-sheets-numberformat='{"1":2,"2":"0","3":1}' data-sheets-value='{"1":3,"3":59}' style="border-bottom:1px solid #000000;overflow:hidden;padding:0px 3px 0px 3px;vertical-align:bottom;text-align:center;">59</td> <td data-sheets-numberformat='{"1":2,"2":"0","3":1}' data-sheets-value='{"1":3,"3":46}' style="border-bottom:1px solid #000000;overflow:hidden;padding:0px 3px 0px 3px;vertical-align:bottom;text-align:center;">46</td> <td data-sheets-numberformat='{"1":2,"2":"0","3":1}' data-sheets-value='{"1":3,"3":23}' style="border-right:1px solid #000000;border-bottom:1px solid #000000;overflow:hidden;padding:0px 3px 0px 3px;vertical-align:bottom;text-align:center;">23</td> </tr> <tr style="height:20px;"> <td data-sheets-value='{"1":2,"2":"Polycarbonate"}' style="border-left:1px solid #000000;overflow:hidden;padding:0px 3px 0px 3px;vertical-align:bottom;font-weight:bold;">Polycarbonate</td> <td data-sheets-value='{"1":2,"2":"Single-walled"}' style="overflow:hidden;padding:0px 3px 0px 3px;vertical-align:bottom;font-weight:bold;">Single-walled</td> <td data-sheets-value='{"1":2,"2":"Heatstop Opal (T)"}' style="border-right:1px solid #000000;overflow:hidden;padding:0px 3px 0px 3px;vertical-align:bottom;font-weight:bold;">Heatstop Opal (T)</td> <td data-sheets-numberformat='{"1":2,"2":"0.00","3":1}' data-sheets-value='{"1":3,"3":5.17}' style="overflow:hidden;padding:0px 3px 0px 3px;vertical-align:bottom;text-align:center;">5.17</td> <td data-sheets-numberformat='{"1":2,"2":"0","3":1}' data-sheets-value='{"1":3,"3":49}' style="overflow:hidden;padding:0px 3px 0px 3px;vertical-align:bottom;text-align:center;">49</td> <td data-sheets-numberformat='{"1":2,"2":"0","3":1}' data-sheets-value='{"1":3,"3":59}' style="overflow:hidden;padding:0px 3px 0px 3px;vertical-align:bottom;text-align:center;">59</td> <td data-sheets-numberformat='{"1":2,"2":"0","3":1}' data-sheets-value='{"1":2,"2":"-"}' style="border-right:1px solid #000000;overflow:hidden;padding:0px 3px 0px 3px;vertical-align:bottom;text-align:center;">-</td> </tr> <tr style="height:20px;"> <td data-sheets-value='{"1":2,"2":"Heatstop PC"}' style="border-left:1px solid #000000;overflow:hidden;padding:0px 3px 0px 3px;vertical-align:bottom;font-weight:bold;">Heatstop PC</td> <td data-sheets-value='{"1":2,"2":"Double-walled"}' style="overflow:hidden;padding:0px 3px 0px 3px;vertical-align:bottom;font-weight:bold;">Double-walled</td> <td data-sheets-value='{"1":2,"2":"Clear (T/H)"}' style="border-right:1px solid #000000;overflow:hidden;padding:0px 3px 0px 3px;vertical-align:bottom;font-weight:bold;">Clear (T/H)</td> <td data-sheets-numberformat='{"1":2,"2":"0.00","3":1}' data-sheets-value='{"1":3,"3":2.9}' style="overflow:hidden;padding:0px 3px 0px 3px;vertical-align:bottom;text-align:center;">2.90</td> <td data-sheets-numberformat='{"1":2,"2":"0","3":1}' data-sheets-value='{"1":3,"3":44}' style="overflow:hidden;padding:0px 3px 0px 3px;vertical-align:bottom;text-align:center;">44</td> <td data-sheets-numberformat='{"1":2,"2":"0","3":1}' data-sheets-value='{"1":3,"3":51}' style="overflow:hidden;padding:0px 3px 0px 3px;vertical-align:bottom;text-align:center;">51</td> <td data-sheets-numberformat='{"1":2,"2":"0","3":1}' data-sheets-value='{"1":3,"3":20}' style="border-right:1px solid #000000;overflow:hidden;padding:0px 3px 0px 3px;vertical-align:bottom;text-align:center;">20</td> </tr> <tr style="height:20px;"> <td style="border-left:1px solid #000000;overflow:hidden;padding:0px 3px 0px 3px;vertical-align:bottom;font-weight:bold;"></td> <td data-sheets-value='{"1":2,"2":"Double-walled"}' style="overflow:hidden;padding:0px 3px 0px 3px;vertical-align:bottom;font-weight:bold;">Double-walled</td> <td data-sheets-value='{"1":2,"2":"Opal (T/O)"}' style="border-right:1px solid #000000;overflow:hidden;padding:0px 3px 0px 3px;vertical-align:bottom;font-weight:bold;">Opal (T/O)</td> <td data-sheets-numberformat='{"1":2,"2":"0.00","3":1}' data-sheets-value='{"1":3,"3":2.9}' style="overflow:hidden;padding:0px 3px 0px 3px;vertical-align:bottom;text-align:center;">2.90</td> <td data-sheets-numberformat='{"1":2,"2":"0","3":1}' data-sheets-value='{"1":3,"3":41}' style="overflow:hidden;padding:0px 3px 0px 3px;vertical-align:bottom;text-align:center;">41</td> <td data-sheets-numberformat='{"1":2,"2":"0","3":1}' data-sheets-value='{"1":3,"3":45}' style="overflow:hidden;padding:0px 3px 0px 3px;vertical-align:bottom;text-align:center;">45</td> <td data-sheets-numberformat='{"1":2,"2":"0","3":1}' data-sheets-value='{"1":3,"3":20}' style="border-right:1px solid #000000;overflow:hidden;padding:0px 3px 0px 3px;vertical-align:bottom;text-align:center;">20</td> </tr> <tr style="height:20px;"> <td style="border-left:1px solid #000000;overflow:hidden;padding:0px 3px 0px 3px;vertical-align:bottom;font-weight:bold;"></td> <td data-sheets-value='{"1":2,"2":"Triple-walled"}' style="overflow:hidden; | skylux-160-ce-met-koepel-en-pvc-opstand-16-00-met-lm-motor-en-windvang-1300-x-2300-mm | 8586029400397 | 46872345739597
Smoke and heat exhaust (SHEV) | SHE system | Skylux | Skylux 160° CE with skylight and PVC curb 16/00 with LM-actuator and spoiler 1400 x 1400 mm |  | 50390 | 5412970503903 | 4510.9 | Yes | 30-45 | 68.8 | 1400 x 1400 mm | 1400 | 1400 |  | PVC 16/00 (16 cm high & roof opening = daylight size) | Square | 5.17 W/m²K - 1.28 W/m²K | 87% - 32% | 90% - 32% | 20dB - 23dB | 160° CE (for industry) | skylight | with spoiler | E | Single actuator | Maximum four-walled skylight possible for this product | Ut-value LT-value g-value Rw-value EN 1873 : 2014 EN ISO 13468 EN 16153 EN 410 EN 410 EN ISO 140-3 Material Walls Shells (W/m²K) (%) (%) (dB) Acrylic Single-walled Clear (H) 5.17 90 87 - PMMA Single-walled Opal (O) 5.17 83 76 - Double-walled Clear (H/H) 2.90 81 75 20 Double-walled Opal (O/O) 2.90 69 58 20 Triple-walled Clear (H/H/H) 1.70 73 65 22 Triple-walled Opal (O/H/O) 1.70 62 51 22 Four-walled Clear (H/H/H/H) 1.28 64 54 23 Four-walled Opal (H/H/O/H) 1.28 59 48 23 Polycarbonate Single-walled Clear (A) 5.17 88 83 - PC Single-walled Opal (D) 5.17 58 60 - Double-walled Clear (A/H) 2.90 79 72 20 Double-walled Clear (A/A) 2.90 77 69 20 Double-walled Opal (A/O) 2.90 73 63 20 Double-walled Opal (A/D) 2.90 51 50 20 Triple-walled Clear (A/H/H) 1.70 71 63 22 Triple-walled Opal (A/O/O) 1.70 61 48 22 Four-walled Clear (A/H/H/H) 1.28 64 52 23 Four-walled Opal (A/H/O/H) 1.28 59 46 23 Polycarbonate Single-walled Heatstop Opal (T) 5.17 49 59 - Heatstop PC Double-walled Clear (T/H) 2.90 44 51 20 Double-walled Opal (T/O) 2.90 41 45 20 Triple-walled Clear (T/H/H) 1.70 40 <td data-sheets-numberformat='{"1":2,"2":"0","3":1}' data-sheets-value='{"1":3,"3":44}' style="overflow:hidden;paddin | https://skylux.eu/en/products/skylux-160-ce-met-koepel-en-pvc-opstand-16-00-met-lm-motor-en-windvang-1400-x-1400-mm | https://skylux.eu/cdn/shop/files/Skylux-160deg-CE-met-koepel-en-pvc-opstand-1600-met-LM-motor-en-windvang-1400-x-1400-mm-RWA-systeem.jpg?v=1702980309&width=1600 | https://skylux.eu/cdn/shop/files/e5a82811-1bb0-48e4-a776-cacb59c7c092_c2584654-a0db-4945-880c-30130a25dfe9.jpg?v=1688551099&width=1600 | //skylux.eu/cdn/shop/files/E_MH_Mounting_instructions_Skylux_160_CE_LM.pdf?v=12406716259046007223 | //skylux.eu/cdn/shop/files/E_TD_Technical_File_Skylux_Skylux_160_CE_Electric.pdf?v=3667116872303399239 | <style type="text/css" id="isPasted"> <!--td { border: 1px solid #cccccc; } br { mso-data-placement: same-cell; } --> </style> <table border="1" cellpadding="0" cellspacing="0" dir="ltr" style="table-layout:fixed;font-size:10pt;font-family:Arial;border-collapse:collapse;border:none;"><tbody> <tr style="height:20px;"> <td style="overflow:hidden;padding:0px 3px 0px 3px;vertical-align:bottom;"></td> <td style="overflow:hidden;padding:0px 3px 0px 3px;vertical-align:bottom;"></td> <td style="overflow:hidden;padding:0px 3px 0px 3px;vertical-align:bottom;"></td> <td data-sheets-value='{"1":2,"2":"Ut-value"}' style="overflow:hidden;padding:0px 3px 0px 3px;vertical-align:bottom;font-weight:bold;text-align:center;">Ut-value</td> <td data-sheets-value='{"1":2,"2":"LT-value"}' style="overflow:hidden;padding:0px 3px 0px 3px;vertical-align:bottom;font-weight:bold;text-align:center;">LT-value</td> <td data-sheets-value='{"1":2,"2":"g-value"}' style="overflow:hidden;padding:0px 3px 0px 3px;vertical-align:bottom;font-weight:bold;text-align:center;">g-value</td> <td data-sheets-value='{"1":2,"2":"Rw-value "}' style="overflow:hidden;padding:0px 3px 0px 3px;vertical-align:bottom;font-weight:bold;text-align:center;">Rw-value </td> </tr> <tr style="height:20px;"> <td style="overflow:hidden;padding:0px 3px 0px 3px;vertical-align:bottom;"></td> <td style="overflow:hidden;padding:0px 3px 0px 3px;vertical-align:bottom;"></td> <td style="overflow:hidden;padding:0px 3px 0px 3px;vertical-align:bottom;"></td> <td data-sheets-numberformat='{"1":2,"2":"0.00","3":1}' data-sheets-value='{"1":2,"2":"EN 1873 : 2014"}' style="overflow:hidden;padding:0px 3px 0px 3px;vertical-align:bottom;text-align:center;">EN 1873 : 2014</td> <td data-sheets-numberformat='{"1":2,"2":"0","3":1}' data-sheets-value='{"1":2,"2":"EN ISO 13468 EN 16153 EN 410"}' style="overflow:hidden;padding:0px 3px 0px 3px;vertical-align:bottom;text-align:center;">EN ISO 13468 EN 16153 EN 410</td> <td data-sheets-numberformat='{"1":2,"2":"0","3":1}' data-sheets-value='{"1":2,"2":"EN 410"}' style="overflow:hidden;padding:0px 3px 0px 3px;vertical-align:bottom;text-align:center;">EN 410</td> <td data-sheets-value='{"1":2,"2":"EN ISO 140-3\t\t"}' style="overflow:hidden;padding:0px 3px 0px 3px;vertical-align:bottom;text-align:center;">EN ISO 140-3 </td> </tr> <tr style="height:20px;"> <td data-sheets-value='{"1":2,"2":"Material"}' style="border-bottom:1px solid #000000;overflow:hidden;padding:0px 3px 0px 3px;vertical-align:bottom;background-color:#000000;font-weight:bold;color:#ffffff;">Material</td> <td data-sheets-value='{"1":2,"2":"Walls"}' style="border-bottom:1px solid #000000;overflow:hidden;padding:0px 3px 0px 3px;vertical-align:bottom;background-color:#000000;font-weight:bold;color:#ffffff;">Walls</td> <td data-sheets-value='{"1":2,"2":"Shells"}' style="border-bottom:1px solid #000000;overflow:hidden;padding:0px 3px 0px 3px;vertical-align:bottom;background-color:#000000;font-weight:bold;color:#ffffff;">Shells</td> <td data-sheets-numberformat='{"1":2,"2":"0.00","3":1}' data-sheets-value='{"1":2,"2":"(W/m²K)\t"}' style="border-bottom:1px solid #000000;overflow:hidden;padding:0px 3px 0px 3px;vertical-align:bottom;background-color:#000000;font-weight:bold;color:#ffffff;text-align:center;">(W/m²K) </td> <td data-sheets-numberformat='{"1":2,"2":"0","3":1}' data-sheets-value='{"1":2,"2":"(%)"}' style="border-bottom:1px solid #000000;overflow:hidden;padding:0px 3px 0px 3px;vertical-align:bottom;background-color:#000000;font-weight:bold;color:#ffffff;text-align:center;">(%)</td> <td data-sheets-numberformat='{"1":2,"2":"0","3":1}' data-sheets-value='{"1":2,"2":"(%)"}' style="border-bottom:1px solid #000000;overflow:hidden;padding:0px 3px 0px 3px;vertical-align:bottom;background-color:#000000;font-weight:bold;color:#ffffff;text-align:center;">(%)</td> <td data-sheets-value='{"1":2,"2":"(dB)"}' style="border-bottom:1px solid #000000;overflow:hidden;padding:0px 3px 0px 3px;vertical-align:bottom;background-color:#000000;font-weight:bold;color:#ffffff;text-align:center;">(dB)</td> </tr> <tr style="height:20px;"> <td data-sheets-value='{"1":2,"2":"Acrylic"}' style="border-left:1px solid #000000;overflow:hidden;padding:0px 3px 0px 3px;vertical-align:bottom;font-weight:bold;">Acrylic</td> <td data-sheets-value='{"1":2,"2":"Single-walled"}' style="overflow:hidden;padding:0px 3px 0px 3px;vertical-align:bottom;font-weight:bold;">Single-walled</td> <td data-sheets-value='{"1":2,"2":"Clear (H)"}' style="border-right:1px solid #000000;overflow:hidden;padding:0px 3px 0px 3px;vertical-align:bottom;font-weight:bold;">Clear (H)</td> <td data-sheets-numberformat='{"1":2,"2":"0.00","3":1}' data-sheets-value='{"1":3,"3":5.17}' style="overflow:hidden;padding:0px 3px 0px 3px;vertical-align:bottom;text-align:center;">5.17</td> <td data-sheets-numberformat='{"1":2,"2":"0","3":1}' data-sheets-value='{"1":3,"3":90}' style="overflow:hidden;padding:0px 3px 0px 3px;vertical-align:bottom;text-align:center;">90</td> <td data-sheets-numberformat='{"1":2,"2":"0","3":1}' data-sheets-value='{"1":3,"3":87}' style="overflow:hidden;padding:0px 3px 0px 3px;vertical-align:bottom;text-align:center;">87</td> <td data-sheets-numberformat='{"1":2,"2":"0","3":1}' data-sheets-value='{"1":2,"2":"-"}' style="border-right:1px solid #000000;overflow:hidden;padding:0px 3px 0px 3px;vertical-align:bottom;text-align:center;">-</td> </tr> <tr style="height:20px;"> <td data-sheets-value='{"1":2,"2":"PMMA"}' style="border-left:1px solid #000000;overflow:hidden;padding:0px 3px 0px 3px;vertical-align:bottom;font-weight:bold;">PMMA</td> <td data-sheets-value='{"1":2,"2":"Single-walled"}' style="overflow:hidden;padding:0px 3px 0px 3px;vertical-align:bottom;font-weight:bold;">Single-walled</td> <td data-sheets-value='{"1":2,"2":"Opal (O)"}' style="border-right:1px solid #000000;overflow:hidden;padding:0px 3px 0px 3px;vertical-align:bottom;font-weight:bold;">Opal (O)</td> <td data-sheets-numberformat='{"1":2,"2":"0.00","3":1}' data-sheets-value='{"1":3,"3":5.17}' style="overflow:hidden;padding:0px 3px 0px 3px;vertical-align:bottom;text-align:center;">5.17</td> <td data-sheets-numberformat='{"1":2,"2":"0","3":1}' data-sheets-value='{"1":3,"3":83}' style="overflow:hidden;padding:0px 3px 0px 3px;vertical-align:bottom;text-align:center;">83</td> <td data-sheets-numberformat='{"1":2,"2":"0","3":1}' data-sheets-value='{"1":3,"3":76}' style="overflow:hidden;padding:0px 3px 0px 3px;vertical-align:bottom;text-align:center;">76</td> <td data-sheets-numberformat='{"1":2,"2":"0","3":1}' data-sheets-value='{"1":2,"2":"-"}' style="border-right:1px solid #000000;overflow:hidden;padding:0px 3px 0px 3px;vertical-align:bottom;text-align:center;">-</td> </tr> <tr style="height:20px;"> <td style="border-left:1px solid #000000;overflow:hidden;padding:0px 3px 0px 3px;vertical-align:bottom;font-weight:bold;"></td> <td data-sheets-value='{"1":2,"2":"Double-walled"}' style="overflow:hidden;padding:0px 3px 0px 3px;vertical-align:bottom;font-weight:bold;">Double-walled</td> <td data-sheets-value='{"1":2,"2":"Clear (H/H)"}' style="border-right:1px solid #000000;overflow:hidden;padding:0px 3px 0px 3px;vertical-align:bottom;font-weight:bold;">Clear (H/H)</td> <td data-sheets-numberformat='{"1":2,"2":"0.00","3":1}' data-sheets-value='{"1":3,"3":2.9}' style="overflow:hidden;padding:0px 3px 0px 3px;vertical-align:bottom;text-align:center;">2.90</td> <td data-sheets-numberformat='{"1":2,"2":"0","3":1}' data-sheets-value='{"1":3,"3":81}' style="overflow:hidden;padding:0px 3px 0px 3px;vertical-align:bottom;text-align:center;">81</td> <td data-sheets-numberformat='{"1":2,"2":"0","3":1}' data-sheets-value='{"1":3,"3":75}' style="overflow:hidden;padding:0px 3px 0px 3px;vertical-align:bottom;text-align:center;">75</td> <td data-sheets-numberformat='{"1":2,"2":"0","3":1}' data-sheets-value='{"1":3,"3":20}' style="border-right:1px solid #000000;overflow:hidden;padding:0px 3px 0px 3px;vertical-align:bottom;text-align:center;">20</td> </tr> <tr style="height:20px;"> <td style="border-left:1px solid #000000;overflow:hidden;padding:0px 3px 0px 3px;vertical-align:bottom;font-weight:bold;"></td> <td data-sheets-value='{"1":2,"2":"Double-walled"}' style="overflow:hidden;padding:0px 3px 0px 3px;vertical-align:bottom;font-weight:bold;">Double-walled</td> <td data-sheets-value='{"1":2,"2":"Opal (O/O)"}' style="border-right:1px solid #000000;overflow:hidden;padding:0px 3px 0px 3px;vertical-align:bottom;font-weight:bold;">Opal (O/O)</td> <td data-sheets-numberformat='{"1":2,"2":"0.00","3":1}' data-sheets-value='{"1":3,"3":2.9}' style="overflow:hidden;padding:0px 3px 0px 3px;vertical-align:bottom;text-align:center;">2.90</td> <td data-sheets-numberformat='{"1":2,"2":"0","3":1}' data-sheets-value='{"1":3,"3":69}' style="overflow:hidden;padding:0px 3px 0px 3px;vertical-align:bottom;text-align:center;">69</td> <td data-sheets-numberformat='{"1":2,"2":"0","3":1}' data-sheets-value='{"1":3,"3":58}' style="overflow:hidden;padding:0px 3px 0px 3px;vertical-align:bottom;text-align:center;">58</td> <td data-sheets-numberformat='{"1":2,"2":"0","3":1}' data-sheets-value='{"1":3,"3":20}' style="border-right:1px solid #000000;overflow:hidden;padding:0px 3px 0px 3px;vertical-align:bottom;text-align:center;">20</td> </tr> <tr style="height:20px;"> <td style="border-left:1px solid #000000;overflow:hidden;padding:0px 3px 0px 3px;vertical-align:bottom;font-weight:bold;"></td> <td data-sheets-value='{"1":2,"2":"Triple-walled"}' style="overflow:hidden;padding:0px 3px 0px 3px;vertical-align:bottom;font-weight:bold;">Triple-walled</td> <td data-sheets-value='{"1":2,"2":"Clear (H/H/H)"}' style="border-right:1px solid #000000;overflow:hidden;padding:0px 3px 0px 3px;vertical-align:bottom;font-weight:bold;">Clear (H/H/H)</td> <td data-sheets-numberformat='{"1":2,"2":"0.00","3":1}' data-sheets-value='{"1":3,"3":1.7}' style="overflow:hidden;padding:0px 3px 0px 3px;vertical-align:bottom;text-align:center;">1.70</td> <td data-sheets-numberformat='{"1":2,"2":"0","3":1}' data-sheets-value='{"1":3,"3":73}' style="overflow:hidden;padding:0px 3px 0px 3px;vertical-align:bottom;text-align:center;">73</td> <td data-sheets-numberformat='{"1":2,"2":"0","3":1}' data-sheets-value='{"1":3,"3":65}' style="overflow:hidden;padding:0px 3px 0px 3px;vertical-align:bottom;text-align:center;">65</td> <td data-sheets-numberformat='{"1":2,"2":"0","3":1}' data-sheets-value='{"1":3,"3":22}' style="border-right:1px solid #000000;overflow:hidden;padding:0px 3px 0px 3px;vertical-align:bottom;text-align:center;">22</td> </tr> <tr style="height:20px;"> <td style="border-left:1px solid #000000;overflow:hidden;padding:0px 3px 0px 3px;vertical-align:bottom;font-weight:bold;"></td> <td data-sheets-value='{"1":2,"2":"Triple-walled"}' style="overflow:hidden;padding:0px 3px 0px 3px;vertical-align:bottom;font-weight:bold;">Triple-walled</td> <td data-sheets-value='{"1":2,"2":"Opal (O/H/O)"}' style="border-right:1px solid #000000;overflow:hidden;padding:0px 3px 0px 3px;vertical-align:bottom;font-weight:bold;">Opal (O/H/O)</td> <td data-sheets-numberformat='{"1":2,"2":"0.00","3":1}' data-sheets-value='{"1":3,"3":1.7}' style="overflow:hidden;padding:0px 3px 0px 3px;vertical-align:bottom;text-align:center;">1.70</td> <td data-sheets-numberformat='{"1":2,"2":"0","3":1}' data-sheets-value='{"1":3,"3":62}' style="overflow:hidden;padding:0px 3px 0px 3px;vertical-align:bottom;text-align:center;">62</td> <td data-sheets-numberformat='{"1":2,"2":"0","3":1}' data-sheets-value='{"1":3,"3":51}' style="overflow:hidden;padding:0px 3px 0px 3px;vertical-align:bottom;text-align:center;">51</td> <td data-sheets-numberformat='{"1":2,"2":"0","3":1}' data-sheets-value='{"1":3,"3":22}' style="border-right:1px solid #000000;overflow:hidden;padding:0px 3px 0px 3px;vertical-align:bottom;text-align:center;">22</td> </tr> <tr style="height:20px;"> <td style="border-left:1px solid #000000;overflow:hidden;padding:0px 3px 0px 3px;vertical-align:bottom;font-weight:bold;"></td> <td data-sheets-value='{"1":2,"2":"Four-walled"}' style="overflow:hidden;padding:0px 3px 0px 3px;vertical-align:bottom;font-weight:bold;">Four-walled</td> <td data-sheets-value='{"1":2,"2":"Clear (H/H/H/H)"}' style="border-right:1px solid #000000;overflow:hidden;padding:0px 3px 0px 3px;vertical-align:bottom;font-weight:bold;">Clear (H/H/H/H)</td> <td data-sheets-numberformat='{"1":2,"2":"0.00","3":1}' data-sheets-value='{"1":3,"3":1.28}' style="overflow:hidden;padding:0px 3px 0px 3px;vertical-align:bottom;text-align:center;">1.28</td> <td data-sheets-numberformat='{"1":2,"2":"0","3":1}' data-sheets-value='{"1":3,"3":64}' style="overflow:hidden;padding:0px 3px 0px 3px;vertical-align:bottom;text-align:center;">64</td> <td data-sheets-numberformat='{"1":2,"2":"0","3":1}' data-sheets-value='{"1":3,"3":54}' style="overflow:hidden;padding:0px 3px 0px 3px;vertical-align:bottom;text-align:center;">54</td> <td data-sheets-numberformat='{"1":2,"2":"0","3":1}' data-sheets-value='{"1":3,"3":23}' style="border-right:1px solid #000000;overflow:hidden;padding:0px 3px 0px 3px;vertical-align:bottom;text-align:center;">23</td> </tr> <tr style="height:20px;"> <td style="border-bottom:1px solid #000000;border-left:1px solid #000000;overflow:hidden;padding:0px 3px 0px 3px;vertical-align:bottom;"></td> <td data-sheets-value='{"1":2,"2":"Four-walled"}' style="border-bottom:1px solid #000000;overflow:hidden;padding:0px 3px 0px 3px;vertical-align:bottom;font-weight:bold;">Four-walled</td> <td data-sheets-value='{"1":2,"2":"Opal (H/H/O/H)"}' style="border-right:1px solid #000000;border-bottom:1px solid #000000;overflow:hidden;padding:0px 3px 0px 3px;vertical-align:bottom;font-weight:bold;">Opal (H/H/O/H)</td> <td data-sheets-numberformat='{"1":2,"2":"0.00","3":1}' data-sheets-value='{"1":3,"3":1.28}' style="border-bottom:1px solid #000000;overflow:hidden;padding:0px 3px 0px 3px;vertical-align:bottom;text-align:center;">1.28</td> <td data-sheets-numberformat='{"1":2,"2":"0","3":1}' data-sheets-value='{"1":3,"3":59}' style="border-bottom:1px solid #000000;overflow:hidden;padding:0px 3px 0px 3px;vertical-align:bottom;text-align:center;">59</td> <td data-sheets-numberformat='{"1":2,"2":"0","3":1}' data-sheets-value='{"1":3,"3":48}' style="border-bottom:1px solid #000000;overflow:hidden;padding:0px 3px 0px 3px;vertical-align:bottom;text-align:center;">48</td> <td data-sheets-numberformat='{"1":2,"2":"0","3":1}' data-sheets-value='{"1":3,"3":23}' style="border-right:1px solid #000000;border-bottom:1px solid #000000;overflow:hidden;padding:0px 3px 0px 3px;vertical-align:bottom;text-align:center;">23</td> </tr> <tr style="height:20px;"> <td data-sheets-value='{"1":2,"2":"Polycarbonate "}' style="border-left:1px solid #000000;overflow:hidden;padding:0px 3px 0px 3px;vertical-align:bottom;font-weight:bold;">Polycarbonate </td> <td data-sheets-value='{"1":2,"2":"Single-walled"}' style="overflow:hidden;padding:0px 3px 0px 3px;vertical-align:bottom;font-weight:bold;">Single-walled</td> <td data-sheets-value='{"1":2,"2":"Clear (A)"}' style="border-right:1px solid #000000;overflow:hidden;padding:0px 3px 0px 3px;vertical-align:bottom;font-weight:bold;">Clear (A)</td> <td data-sheets-numberformat='{"1":2,"2":"0.00","3":1}' data-sheets-value='{"1":3,"3":5.17}' style="overflow:hidden;padding:0px 3px 0px 3px;vertical-align:bottom;text-align:center;">5.17</td> <td data-sheets-numberformat='{"1":2,"2":"0","3":1}' data-sheets-value='{"1":3,"3":88}' style="overflow:hidden;padding:0px 3px 0px 3px;vertical-align:bottom;text-align:center;">88</td> <td data-sheets-numberformat='{"1":2,"2":"0","3":1}' data-sheets-value='{"1":3,"3":83}' style="overflow:hidden;padding:0px 3px 0px 3px;vertical-align:bottom;text-align:center;">83</td> <td data-sheets-numberformat='{"1":2,"2":"0","3":1}' data-sheets-value='{"1":2,"2":"-"}' style="border-right:1px solid #000000;overflow:hidden;padding:0px 3px 0px 3px;vertical-align:bottom;text-align:center;">-</td> </tr> <tr style="height:20px;"> <td data-sheets-value='{"1":2,"2":"PC"}' style="border-left:1px solid #000000;overflow:hidden;padding:0px 3px 0px 3px;vertical-align:bottom;font-weight:bold;">PC</td> <td data-sheets-value='{"1":2,"2":"Single-walled"}' style="overflow:hidden;padding:0px 3px 0px 3px;vertical-align:bottom;font-weight:bold;">Single-walled</td> <td data-sheets-value='{"1":2,"2":"Opal (D)"}' style="border-right:1px solid #000000;overflow:hidden;padding:0px 3px 0px 3px;vertical-align:bottom;font-weight:bold;">Opal (D)</td> <td data-sheets-numberformat='{"1":2,"2":"0.00","3":1}' data-sheets-value='{"1":3,"3":5.17}' style="overflow:hidden;padding:0px 3px 0px 3px;vertical-align:bottom;text-align:center;">5.17</td> <td data-sheets-numberformat='{"1":2,"2":"0","3":1}' data-sheets-value='{"1":3,"3":58}' style="overflow:hidden;padding:0px 3px 0px 3px;vertical-align:bottom;text-align:center;">58</td> <td data-sheets-numberformat='{"1":2,"2":"0","3":1}' data-sheets-value='{"1":3,"3":60}' style="overflow:hidden;padding:0px 3px 0px 3px;vertical-align:bottom;text-align:center;">60</td> <td data-sheets-numberformat='{"1":2,"2":"0","3":1}' data-sheets-value='{"1":2,"2":"-"}' style="border-right:1px solid #000000;overflow:hidden;padding:0px 3px 0px 3px;vertical-align:bottom;text-align:center;">-</td> </tr> <tr style="height:20px;"> <td style="border-left:1px solid #000000;overflow:hidden;padding:0px 3px 0px 3px;vertical-align:bottom;font-weight:bold;"></td> <td data-sheets-value='{"1":2,"2":"Double-walled"}' style="overflow:hidden;padding:0px 3px 0px 3px;vertical-align:bottom;font-weight:bold;">Double-walled</td> <td data-sheets-value='{"1":2,"2":"Clear (A/H)"}' style="border-right:1px solid #000000;overflow:hidden;padding:0px 3px 0px 3px;vertical-align:bottom;font-weight:bold;">Clear (A/H)</td> <td data-sheets-numberformat='{"1":2,"2":"0.00","3":1}' data-sheets-value='{"1":3,"3":2.9}' style="overflow:hidden;padding:0px 3px 0px 3px;vertical-align:bottom;text-align:center;">2.90</td> <td data-sheets-numberformat='{"1":2,"2":"0","3":1}' data-sheets-value='{"1":3,"3":79}' style="overflow:hidden;padding:0px 3px 0px 3px;vertical-align:bottom;text-align:center;">79</td> <td data-sheets-numberformat='{"1":2,"2":"0","3":1}' data-sheets-value='{"1":3,"3":72}' style="overflow:hidden;padding:0px 3px 0px 3px;vertical-align:bottom;text-align:center;">72</td> <td data-sheets-numberformat='{"1":2,"2":"0","3":1}' data-sheets-value='{"1":3,"3":20}' style="border-right:1px solid #000000;overflow:hidden;padding:0px 3px 0px 3px;vertical-align:bottom;text-align:center;">20</td> </tr> <tr style="height:20px;"> <td style="border-left:1px solid #000000;overflow:hidden;padding:0px 3px 0px 3px;vertical-align:bottom;font-weight:bold;"></td> <td data-sheets-value='{"1":2,"2":"Double-walled"}' style="overflow:hidden;padding:0px 3px 0px 3px;vertical-align:bottom;font-weight:bold;">Double-walled</td> <td data-sheets-value='{"1":2,"2":"Clear (A/A)"}' style="border-right:1px solid #000000;overflow:hidden;padding:0px 3px 0px 3px;vertical-align:bottom;font-weight:bold;">Clear (A/A)</td> <td data-sheets-numberformat='{"1":2,"2":"0.00","3":1}' data-sheets-value='{"1":3,"3":2.9}' style="overflow:hidden;padding:0px 3px 0px 3px;vertical-align:bottom;text-align:center;">2.90</td> <td data-sheets-numberformat='{"1":2,"2":"0","3":1}' data-sheets-value='{"1":3,"3":77}' style="overflow:hidden;padding:0px 3px 0px 3px;vertical-align:bottom;text-align:center;">77</td> <td data-sheets-numberformat='{"1":2,"2":"0","3":1}' data-sheets-value='{"1":3,"3":69}' style="overflow:hidden;padding:0px 3px 0px 3px;vertical-align:bottom;text-align:center;">69</td> <td data-sheets-numberformat='{"1":2,"2":"0","3":1}' data-sheets-value='{"1":3,"3":20}' style="border-right:1px solid #000000;overflow:hidden;padding:0px 3px 0px 3px;vertical-align:bottom;text-align:center;">20</td> </tr> <tr style="height:20px;"> <td style="border-left:1px solid #000000;overflow:hidden;padding:0px 3px 0px 3px;vertical-align:bottom;font-weight:bold;"></td> <td data-sheets-value='{"1":2,"2":"Double-walled"}' style="overflow:hidden;padding:0px 3px 0px 3px;vertical-align:bottom;font-weight:bold;">Double-walled</td> <td data-sheets-value='{"1":2,"2":"Opal (A/O)"}' style="border-right:1px solid #000000;overflow:hidden;padding:0px 3px 0px 3px;vertical-align:bottom;font-weight:bold;">Opal (A/O)</td> <td data-sheets-numberformat='{"1":2,"2":"0.00","3":1}' data-sheets-value='{"1":3,"3":2.9}' style="overflow:hidden;padding:0px 3px 0px 3px;vertical-align:bottom;text-align:center;">2.90</td> <td data-sheets-numberformat='{"1":2,"2":"0","3":1}' data-sheets-value='{"1":3,"3":73}' style="overflow:hidden;padding:0px 3px 0px 3px;vertical-align:bottom;text-align:center;">73</td> <td data-sheets-numberformat='{"1":2,"2":"0","3":1}' data-sheets-value='{"1":3,"3":63}' style="overflow:hidden;padding:0px 3px 0px 3px;vertical-align:bottom;text-align:center;">63</td> <td data-sheets-numberformat='{"1":2,"2":"0","3":1}' data-sheets-value='{"1":3,"3":20}' style="border-right:1px solid #000000;overflow:hidden;padding:0px 3px 0px 3px;vertical-align:bottom;text-align:center;">20</td> </tr> <tr style="height:20px;"> <td style="border-left:1px solid #000000;overflow:hidden;padding:0px 3px 0px 3px;vertical-align:bottom;font-weight:bold;"></td> <td data-sheets-value='{"1":2,"2":"Double-walled"}' style="overflow:hidden;padding:0px 3px 0px 3px;vertical-align:bottom;font-weight:bold;">Double-walled</td> <td data-sheets-value='{"1":2,"2":"Opal (A/D)"}' style="border-right:1px solid #000000;overflow:hidden;padding:0px 3px 0px 3px;vertical-align:bottom;font-weight:bold;">Opal (A/D)</td> <td data-sheets-numberformat='{"1":2,"2":"0.00","3":1}' data-sheets-value='{"1":3,"3":2.9}' style="overflow:hidden;padding:0px 3px 0px 3px;vertical-align:bottom;text-align:center;">2.90</td> <td data-sheets-numberformat='{"1":2,"2":"0","3":1}' data-sheets-value='{"1":3,"3":51}' style="overflow:hidden;padding:0px 3px 0px 3px;vertical-align:bottom;text-align:center;">51</td> <td data-sheets-numberformat='{"1":2,"2":"0","3":1}' data-sheets-value='{"1":3,"3":50}' style="overflow:hidden;padding:0px 3px 0px 3px;vertical-align:bottom;text-align:center;">50</td> <td data-sheets-numberformat='{"1":2,"2":"0","3":1}' data-sheets-value='{"1":3,"3":20}' style="border-right:1px solid #000000;overflow:hidden;padding:0px 3px 0px 3px;vertical-align:bottom;text-align:center;">20</td> </tr> <tr style="height:20px;"> <td style="border-left:1px solid #000000;overflow:hidden;padding:0px 3px 0px 3px;vertical-align:bottom;font-weight:bold;"></td> <td data-sheets-value='{"1":2,"2":"Triple-walled"}' style="overflow:hidden;padding:0px 3px 0px 3px;vertical-align:bottom;font-weight:bold;">Triple-walled</td> <td data-sheets-value='{"1":2,"2":"Clear (A/H/H)"}' style="border-right:1px solid #000000;overflow:hidden;padding:0px 3px 0px 3px;vertical-align:bottom;font-weight:bold;">Clear (A/H/H)</td> <td data-sheets-numberformat='{"1":2,"2":"0.00","3":1}' data-sheets-value='{"1":3,"3":1.7}' style="overflow:hidden;padding:0px 3px 0px 3px;vertical-align:bottom;text-align:center;">1.70</td> <td data-sheets-numberformat='{"1":2,"2":"0","3":1}' data-sheets-value='{"1":3,"3":71}' style="overflow:hidden;padding:0px 3px 0px 3px;vertical-align:bottom;text-align:center;">71</td> <td data-sheets-numberformat='{"1":2,"2":"0","3":1}' data-sheets-value='{"1":3,"3":63}' style="overflow:hidden;padding:0px 3px 0px 3px;vertical-align:bottom;text-align:center;">63</td> <td data-sheets-numberformat='{"1":2,"2":"0","3":1}' data-sheets-value='{"1":3,"3":22}' style="border-right:1px solid #000000;overflow:hidden;padding:0px 3px 0px 3px;vertical-align:bottom;text-align:center;">22</td> </tr> <tr style="height:20px;"> <td style="border-left:1px solid #000000;overflow:hidden;padding:0px 3px 0px 3px;vertical-align:bottom;font-weight:bold;"></td> <td data-sheets-value='{"1":2,"2":"Triple-walled"}' style="overflow:hidden;padding:0px 3px 0px 3px;vertical-align:bottom;font-weight:bold;">Triple-walled</td> <td data-sheets-value='{"1":2,"2":"Opal (A/O/O)"}' style="border-right:1px solid #000000;overflow:hidden;padding:0px 3px 0px 3px;vertical-align:bottom;font-weight:bold;">Opal (A/O/O)</td> <td data-sheets-numberformat='{"1":2,"2":"0.00","3":1}' data-sheets-value='{"1":3,"3":1.7}' style="overflow:hidden;padding:0px 3px 0px 3px;vertical-align:bottom;text-align:center;">1.70</td> <td data-sheets-numberformat='{"1":2,"2":"0","3":1}' data-sheets-value='{"1":3,"3":61}' style="overflow:hidden;padding:0px 3px 0px 3px;vertical-align:bottom;text-align:center;">61</td> <td data-sheets-numberformat='{"1":2,"2":"0","3":1}' data-sheets-value='{"1":3,"3":48}' style="overflow:hidden;padding:0px 3px 0px 3px;vertical-align:bottom;text-align:center;">48</td> <td data-sheets-numberformat='{"1":2,"2":"0","3":1}' data-sheets-value='{"1":3,"3":22}' style="border-right:1px solid #000000;overflow:hidden;padding:0px 3px 0px 3px;vertical-align:bottom;text-align:center;">22</td> </tr> <tr style="height:20px;"> <td style="border-left:1px solid #000000;overflow:hidden;padding:0px 3px 0px 3px;vertical-align:bottom;font-weight:bold;"></td> <td data-sheets-value='{"1":2,"2":"Four-walled"}' style="overflow:hidden;padding:0px 3px 0px 3px;vertical-align:bottom;font-weight:bold;">Four-walled</td> <td data-sheets-value='{"1":2,"2":"Clear (A/H/H/H)"}' style="border-right:1px solid #000000;overflow:hidden;padding:0px 3px 0px 3px;vertical-align:bottom;font-weight:bold;">Clear (A/H/H/H)</td> <td data-sheets-numberformat='{"1":2,"2":"0.00","3":1}' data-sheets-value='{"1":3,"3":1.28}' style="overflow:hidden;padding:0px 3px 0px 3px;vertical-align:bottom;text-align:center;">1.28</td> <td data-sheets-numberformat='{"1":2,"2":"0","3":1}' data-sheets-value='{"1":3,"3":64}' style="overflow:hidden;padding:0px 3px 0px 3px;vertical-align:bottom;text-align:center;">64</td> <td data-sheets-numberformat='{"1":2,"2":"0","3":1}' data-sheets-value='{"1":3,"3":52}' style="overflow:hidden;padding:0px 3px 0px 3px;vertical-align:bottom;text-align:center;">52</td> <td data-sheets-numberformat='{"1":2,"2":"0","3":1}' data-sheets-value='{"1":3,"3":23}' style="border-right:1px solid #000000;overflow:hidden;padding:0px 3px 0px 3px;vertical-align:bottom;text-align:center;">23</td> </tr> <tr style="height:20px;"> <td style="border-bottom:1px solid #000000;border-left:1px solid #000000;overflow:hidden;padding:0px 3px 0px 3px;vertical-align:bottom;"></td> <td data-sheets-value='{"1":2,"2":"Four-walled"}' style="border-bottom:1px solid #000000;overflow:hidden;padding:0px 3px 0px 3px;vertical-align:bottom;font-weight:bold;">Four-walled</td> <td data-sheets-value='{"1":2,"2":"Opal (A/H/O/H)"}' style="border-right:1px solid #000000;border-bottom:1px solid #000000;overflow:hidden;padding:0px 3px 0px 3px;vertical-align:bottom;font-weight:bold;">Opal (A/H/O/H)</td> <td data-sheets-numberformat='{"1":2,"2":"0.00","3":1}' data-sheets-value='{"1":3,"3":1.28}' style="border-bottom:1px solid #000000;overflow:hidden;padding:0px 3px 0px 3px;vertical-align:bottom;text-align:center;">1.28</td> <td data-sheets-numberformat='{"1":2,"2":"0","3":1}' data-sheets-value='{"1":3,"3":59}' style="border-bottom:1px solid #000000;overflow:hidden;padding:0px 3px 0px 3px;vertical-align:bottom;text-align:center;">59</td> <td data-sheets-numberformat='{"1":2,"2":"0","3":1}' data-sheets-value='{"1":3,"3":46}' style="border-bottom:1px solid #000000;overflow:hidden;padding:0px 3px 0px 3px;vertical-align:bottom;text-align:center;">46</td> <td data-sheets-numberformat='{"1":2,"2":"0","3":1}' data-sheets-value='{"1":3,"3":23}' style="border-right:1px solid #000000;border-bottom:1px solid #000000;overflow:hidden;padding:0px 3px 0px 3px;vertical-align:bottom;text-align:center;">23</td> </tr> <tr style="height:20px;"> <td data-sheets-value='{"1":2,"2":"Polycarbonate"}' style="border-left:1px solid #000000;overflow:hidden;padding:0px 3px 0px 3px;vertical-align:bottom;font-weight:bold;">Polycarbonate</td> <td data-sheets-value='{"1":2,"2":"Single-walled"}' style="overflow:hidden;padding:0px 3px 0px 3px;vertical-align:bottom;font-weight:bold;">Single-walled</td> <td data-sheets-value='{"1":2,"2":"Heatstop Opal (T)"}' style="border-right:1px solid #000000;overflow:hidden;padding:0px 3px 0px 3px;vertical-align:bottom;font-weight:bold;">Heatstop Opal (T)</td> <td data-sheets-numberformat='{"1":2,"2":"0.00","3":1}' data-sheets-value='{"1":3,"3":5.17}' style="overflow:hidden;padding:0px 3px 0px 3px;vertical-align:bottom;text-align:center;">5.17</td> <td data-sheets-numberformat='{"1":2,"2":"0","3":1}' data-sheets-value='{"1":3,"3":49}' style="overflow:hidden;padding:0px 3px 0px 3px;vertical-align:bottom;text-align:center;">49</td> <td data-sheets-numberformat='{"1":2,"2":"0","3":1}' data-sheets-value='{"1":3,"3":59}' style="overflow:hidden;padding:0px 3px 0px 3px;vertical-align:bottom;text-align:center;">59</td> <td data-sheets-numberformat='{"1":2,"2":"0","3":1}' data-sheets-value='{"1":2,"2":"-"}' style="border-right:1px solid #000000;overflow:hidden;padding:0px 3px 0px 3px;vertical-align:bottom;text-align:center;">-</td> </tr> <tr style="height:20px;"> <td data-sheets-value='{"1":2,"2":"Heatstop PC"}' style="border-left:1px solid #000000;overflow:hidden;padding:0px 3px 0px 3px;vertical-align:bottom;font-weight:bold;">Heatstop PC</td> <td data-sheets-value='{"1":2,"2":"Double-walled"}' style="overflow:hidden;padding:0px 3px 0px 3px;vertical-align:bottom;font-weight:bold;">Double-walled</td> <td data-sheets-value='{"1":2,"2":"Clear (T/H)"}' style="border-right:1px solid #000000;overflow:hidden;padding:0px 3px 0px 3px;vertical-align:bottom;font-weight:bold;">Clear (T/H)</td> <td data-sheets-numberformat='{"1":2,"2":"0.00","3":1}' data-sheets-value='{"1":3,"3":2.9}' style="overflow:hidden;padding:0px 3px 0px 3px;vertical-align:bottom;text-align:center;">2.90</td> <td data-sheets-numberformat='{"1":2,"2":"0","3":1}' data-sheets-value='{"1":3,"3":44}' style="overflow:hidden;padding:0px 3px 0px 3px;vertical-align:bottom;text-align:center;">44</td> <td data-sheets-numberformat='{"1":2,"2":"0","3":1}' data-sheets-value='{"1":3,"3":51}' style="overflow:hidden;padding:0px 3px 0px 3px;vertical-align:bottom;text-align:center;">51</td> <td data-sheets-numberformat='{"1":2,"2":"0","3":1}' data-sheets-value='{"1":3,"3":20}' style="border-right:1px solid #000000;overflow:hidden;padding:0px 3px 0px 3px;vertical-align:bottom;text-align:center;">20</td> </tr> <tr style="height:20px;"> <td style="border-left:1px solid #000000;overflow:hidden;padding:0px 3px 0px 3px;vertical-align:bottom;font-weight:bold;"></td> <td data-sheets-value='{"1":2,"2":"Double-walled"}' style="overflow:hidden;padding:0px 3px 0px 3px;vertical-align:bottom;font-weight:bold;">Double-walled</td> <td data-sheets-value='{"1":2,"2":"Opal (T/O)"}' style="border-right:1px solid #000000;overflow:hidden;padding:0px 3px 0px 3px;vertical-align:bottom;font-weight:bold;">Opal (T/O)</td> <td data-sheets-numberformat='{"1":2,"2":"0.00","3":1}' data-sheets-value='{"1":3,"3":2.9}' style="overflow:hidden;padding:0px 3px 0px 3px;vertical-align:bottom;text-align:center;">2.90</td> <td data-sheets-numberformat='{"1":2,"2":"0","3":1}' data-sheets-value='{"1":3,"3":41}' style="overflow:hidden;padding:0px 3px 0px 3px;vertical-align:bottom;text-align:center;">41</td> <td data-sheets-numberformat='{"1":2,"2":"0","3":1}' data-sheets-value='{"1":3,"3":45}' style="overflow:hidden;padding:0px 3px 0px 3px;vertical-align:bottom;text-align:center;">45</td> <td data-sheets-numberformat='{"1":2,"2":"0","3":1}' data-sheets-value='{"1":3,"3":20}' style="border-right:1px solid #000000;overflow:hidden;padding:0px 3px 0px 3px;vertical-align:bottom;text-align:center;">20</td> </tr> <tr style="height:20px;"> <td style="border-left:1px solid #000000;overflow:hidden;padding:0px 3px 0px 3px;vertical-align:bottom;font-weight:bold;"></td> <td data-sheets-value='{"1":2,"2":"Triple-walled"}' style="overflow:hidden; | skylux-160-ce-met-koepel-en-pvc-opstand-16-00-met-lm-motor-en-windvang-1400-x-1400-mm | 8586029531469 | 46872345936205
Smoke and heat exhaust (SHEV) | SHE system | Skylux | Skylux 160° CE with skylight and PVC curb 16/00 with LM-actuator and spoiler 1450 x 1700 mm |  | 50391 | 5412970503910 | 5677.35 | Yes | 30-45 | 86.79 | 1450 x 1700 mm | 1700 | 1450 |  | PVC 16/00 (16 cm high & roof opening = daylight size) | Rectangular | 5.17 W/m²K - 1.28 W/m²K | 87% - 32% | 90% - 32% | 20dB - 23dB | 160° CE (for industry) | skylight | with spoiler | E | Single actuator | Maximum four-walled skylight possible for this product | Ut-value LT-value g-value Rw-value EN 1873 : 2014 EN ISO 13468 EN 16153 EN 410 EN 410 EN ISO 140-3 Material Walls Shells (W/m²K) (%) (%) (dB) Acrylic Single-walled Clear (H) 5.17 90 87 - PMMA Single-walled Opal (O) 5.17 83 76 - Double-walled Clear (H/H) 2.90 81 75 20 Double-walled Opal (O/O) 2.90 69 58 20 Triple-walled Clear (H/H/H) 1.70 73 65 22 Triple-walled Opal (O/H/O) 1.70 62 51 22 Four-walled Clear (H/H/H/H) 1.28 64 54 23 Four-walled Opal (H/H/O/H) 1.28 59 48 23 Polycarbonate Single-walled Clear (A) 5.17 88 83 - PC Single-walled Opal (D) 5.17 58 60 - Double-walled Clear (A/H) 2.90 79 72 20 Double-walled Clear (A/A) 2.90 77 69 20 Double-walled Opal (A/O) 2.90 73 63 20 Double-walled Opal (A/D) 2.90 51 50 20 Triple-walled Clear (A/H/H) 1.70 71 63 22 Triple-walled Opal (A/O/O) 1.70 61 48 22 Four-walled Clear (A/H/H/H) 1.28 64 52 23 Four-walled Opal (A/H/O/H) 1.28 59 46 23 Polycarbonate Single-walled Heatstop Opal (T) 5.17 49 59 - Heatstop PC Double-walled Clear (T/H) 2.90 44 51 20 Double-walled Opal (T/O) 2.90 41 45 20 Triple-walled Clear (T/H/H) 1.70 40 <td data-sheets-numberformat='{"1":2,"2":"0","3":1}' data-sheets-value='{"1":3,"3":44}' style="overflow:hidden;paddin | https://skylux.eu/en/products/skylux-160-ce-met-koepel-en-pvc-opstand-16-00-met-lm-motor-en-windvang-1450-x-1700-mm | https://skylux.eu/cdn/shop/files/Skylux-160deg-CE-met-koepel-en-pvc-opstand-1600-met-LM-motor-en-windvang-1450-x-1700-mm-RWA-systeem.jpg?v=1702980314&width=1600 | https://skylux.eu/cdn/shop/files/e5a82811-1bb0-48e4-a776-cacb59c7c092_327d4c8d-9f2b-498a-af5f-8dee0a829b2a.jpg?v=1688551100&width=1600 | //skylux.eu/cdn/shop/files/E_MH_Mounting_instructions_Skylux_160_CE_LM.pdf?v=12406716259046007223 | //skylux.eu/cdn/shop/files/E_TD_Technical_File_Skylux_Skylux_160_CE_Electric.pdf?v=3667116872303399239 | <style type="text/css" id="isPasted"> <!--td { border: 1px solid #cccccc; } br { mso-data-placement: same-cell; } --> </style> <table border="1" cellpadding="0" cellspacing="0" dir="ltr" style="table-layout:fixed;font-size:10pt;font-family:Arial;border-collapse:collapse;border:none;"><tbody> <tr style="height:20px;"> <td style="overflow:hidden;padding:0px 3px 0px 3px;vertical-align:bottom;"></td> <td style="overflow:hidden;padding:0px 3px 0px 3px;vertical-align:bottom;"></td> <td style="overflow:hidden;padding:0px 3px 0px 3px;vertical-align:bottom;"></td> <td data-sheets-value='{"1":2,"2":"Ut-value"}' style="overflow:hidden;padding:0px 3px 0px 3px;vertical-align:bottom;font-weight:bold;text-align:center;">Ut-value</td> <td data-sheets-value='{"1":2,"2":"LT-value"}' style="overflow:hidden;padding:0px 3px 0px 3px;vertical-align:bottom;font-weight:bold;text-align:center;">LT-value</td> <td data-sheets-value='{"1":2,"2":"g-value"}' style="overflow:hidden;padding:0px 3px 0px 3px;vertical-align:bottom;font-weight:bold;text-align:center;">g-value</td> <td data-sheets-value='{"1":2,"2":"Rw-value "}' style="overflow:hidden;padding:0px 3px 0px 3px;vertical-align:bottom;font-weight:bold;text-align:center;">Rw-value </td> </tr> <tr style="height:20px;"> <td style="overflow:hidden;padding:0px 3px 0px 3px;vertical-align:bottom;"></td> <td style="overflow:hidden;padding:0px 3px 0px 3px;vertical-align:bottom;"></td> <td style="overflow:hidden;padding:0px 3px 0px 3px;vertical-align:bottom;"></td> <td data-sheets-numberformat='{"1":2,"2":"0.00","3":1}' data-sheets-value='{"1":2,"2":"EN 1873 : 2014"}' style="overflow:hidden;padding:0px 3px 0px 3px;vertical-align:bottom;text-align:center;">EN 1873 : 2014</td> <td data-sheets-numberformat='{"1":2,"2":"0","3":1}' data-sheets-value='{"1":2,"2":"EN ISO 13468 EN 16153 EN 410"}' style="overflow:hidden;padding:0px 3px 0px 3px;vertical-align:bottom;text-align:center;">EN ISO 13468 EN 16153 EN 410</td> <td data-sheets-numberformat='{"1":2,"2":"0","3":1}' data-sheets-value='{"1":2,"2":"EN 410"}' style="overflow:hidden;padding:0px 3px 0px 3px;vertical-align:bottom;text-align:center;">EN 410</td> <td data-sheets-value='{"1":2,"2":"EN ISO 140-3\t\t"}' style="overflow:hidden;padding:0px 3px 0px 3px;vertical-align:bottom;text-align:center;">EN ISO 140-3 </td> </tr> <tr style="height:20px;"> <td data-sheets-value='{"1":2,"2":"Material"}' style="border-bottom:1px solid #000000;overflow:hidden;padding:0px 3px 0px 3px;vertical-align:bottom;background-color:#000000;font-weight:bold;color:#ffffff;">Material</td> <td data-sheets-value='{"1":2,"2":"Walls"}' style="border-bottom:1px solid #000000;overflow:hidden;padding:0px 3px 0px 3px;vertical-align:bottom;background-color:#000000;font-weight:bold;color:#ffffff;">Walls</td> <td data-sheets-value='{"1":2,"2":"Shells"}' style="border-bottom:1px solid #000000;overflow:hidden;padding:0px 3px 0px 3px;vertical-align:bottom;background-color:#000000;font-weight:bold;color:#ffffff;">Shells</td> <td data-sheets-numberformat='{"1":2,"2":"0.00","3":1}' data-sheets-value='{"1":2,"2":"(W/m²K)\t"}' style="border-bottom:1px solid #000000;overflow:hidden;padding:0px 3px 0px 3px;vertical-align:bottom;background-color:#000000;font-weight:bold;color:#ffffff;text-align:center;">(W/m²K) </td> <td data-sheets-numberformat='{"1":2,"2":"0","3":1}' data-sheets-value='{"1":2,"2":"(%)"}' style="border-bottom:1px solid #000000;overflow:hidden;padding:0px 3px 0px 3px;vertical-align:bottom;background-color:#000000;font-weight:bold;color:#ffffff;text-align:center;">(%)</td> <td data-sheets-numberformat='{"1":2,"2":"0","3":1}' data-sheets-value='{"1":2,"2":"(%)"}' style="border-bottom:1px solid #000000;overflow:hidden;padding:0px 3px 0px 3px;vertical-align:bottom;background-color:#000000;font-weight:bold;color:#ffffff;text-align:center;">(%)</td> <td data-sheets-value='{"1":2,"2":"(dB)"}' style="border-bottom:1px solid #000000;overflow:hidden;padding:0px 3px 0px 3px;vertical-align:bottom;background-color:#000000;font-weight:bold;color:#ffffff;text-align:center;">(dB)</td> </tr> <tr style="height:20px;"> <td data-sheets-value='{"1":2,"2":"Acrylic"}' style="border-left:1px solid #000000;overflow:hidden;padding:0px 3px 0px 3px;vertical-align:bottom;font-weight:bold;">Acrylic</td> <td data-sheets-value='{"1":2,"2":"Single-walled"}' style="overflow:hidden;padding:0px 3px 0px 3px;vertical-align:bottom;font-weight:bold;">Single-walled</td> <td data-sheets-value='{"1":2,"2":"Clear (H)"}' style="border-right:1px solid #000000;overflow:hidden;padding:0px 3px 0px 3px;vertical-align:bottom;font-weight:bold;">Clear (H)</td> <td data-sheets-numberformat='{"1":2,"2":"0.00","3":1}' data-sheets-value='{"1":3,"3":5.17}' style="overflow:hidden;padding:0px 3px 0px 3px;vertical-align:bottom;text-align:center;">5.17</td> <td data-sheets-numberformat='{"1":2,"2":"0","3":1}' data-sheets-value='{"1":3,"3":90}' style="overflow:hidden;padding:0px 3px 0px 3px;vertical-align:bottom;text-align:center;">90</td> <td data-sheets-numberformat='{"1":2,"2":"0","3":1}' data-sheets-value='{"1":3,"3":87}' style="overflow:hidden;padding:0px 3px 0px 3px;vertical-align:bottom;text-align:center;">87</td> <td data-sheets-numberformat='{"1":2,"2":"0","3":1}' data-sheets-value='{"1":2,"2":"-"}' style="border-right:1px solid #000000;overflow:hidden;padding:0px 3px 0px 3px;vertical-align:bottom;text-align:center;">-</td> </tr> <tr style="height:20px;"> <td data-sheets-value='{"1":2,"2":"PMMA"}' style="border-left:1px solid #000000;overflow:hidden;padding:0px 3px 0px 3px;vertical-align:bottom;font-weight:bold;">PMMA</td> <td data-sheets-value='{"1":2,"2":"Single-walled"}' style="overflow:hidden;padding:0px 3px 0px 3px;vertical-align:bottom;font-weight:bold;">Single-walled</td> <td data-sheets-value='{"1":2,"2":"Opal (O)"}' style="border-right:1px solid #000000;overflow:hidden;padding:0px 3px 0px 3px;vertical-align:bottom;font-weight:bold;">Opal (O)</td> <td data-sheets-numberformat='{"1":2,"2":"0.00","3":1}' data-sheets-value='{"1":3,"3":5.17}' style="overflow:hidden;padding:0px 3px 0px 3px;vertical-align:bottom;text-align:center;">5.17</td> <td data-sheets-numberformat='{"1":2,"2":"0","3":1}' data-sheets-value='{"1":3,"3":83}' style="overflow:hidden;padding:0px 3px 0px 3px;vertical-align:bottom;text-align:center;">83</td> <td data-sheets-numberformat='{"1":2,"2":"0","3":1}' data-sheets-value='{"1":3,"3":76}' style="overflow:hidden;padding:0px 3px 0px 3px;vertical-align:bottom;text-align:center;">76</td> <td data-sheets-numberformat='{"1":2,"2":"0","3":1}' data-sheets-value='{"1":2,"2":"-"}' style="border-right:1px solid #000000;overflow:hidden;padding:0px 3px 0px 3px;vertical-align:bottom;text-align:center;">-</td> </tr> <tr style="height:20px;"> <td style="border-left:1px solid #000000;overflow:hidden;padding:0px 3px 0px 3px;vertical-align:bottom;font-weight:bold;"></td> <td data-sheets-value='{"1":2,"2":"Double-walled"}' style="overflow:hidden;padding:0px 3px 0px 3px;vertical-align:bottom;font-weight:bold;">Double-walled</td> <td data-sheets-value='{"1":2,"2":"Clear (H/H)"}' style="border-right:1px solid #000000;overflow:hidden;padding:0px 3px 0px 3px;vertical-align:bottom;font-weight:bold;">Clear (H/H)</td> <td data-sheets-numberformat='{"1":2,"2":"0.00","3":1}' data-sheets-value='{"1":3,"3":2.9}' style="overflow:hidden;padding:0px 3px 0px 3px;vertical-align:bottom;text-align:center;">2.90</td> <td data-sheets-numberformat='{"1":2,"2":"0","3":1}' data-sheets-value='{"1":3,"3":81}' style="overflow:hidden;padding:0px 3px 0px 3px;vertical-align:bottom;text-align:center;">81</td> <td data-sheets-numberformat='{"1":2,"2":"0","3":1}' data-sheets-value='{"1":3,"3":75}' style="overflow:hidden;padding:0px 3px 0px 3px;vertical-align:bottom;text-align:center;">75</td> <td data-sheets-numberformat='{"1":2,"2":"0","3":1}' data-sheets-value='{"1":3,"3":20}' style="border-right:1px solid #000000;overflow:hidden;padding:0px 3px 0px 3px;vertical-align:bottom;text-align:center;">20</td> </tr> <tr style="height:20px;"> <td style="border-left:1px solid #000000;overflow:hidden;padding:0px 3px 0px 3px;vertical-align:bottom;font-weight:bold;"></td> <td data-sheets-value='{"1":2,"2":"Double-walled"}' style="overflow:hidden;padding:0px 3px 0px 3px;vertical-align:bottom;font-weight:bold;">Double-walled</td> <td data-sheets-value='{"1":2,"2":"Opal (O/O)"}' style="border-right:1px solid #000000;overflow:hidden;padding:0px 3px 0px 3px;vertical-align:bottom;font-weight:bold;">Opal (O/O)</td> <td data-sheets-numberformat='{"1":2,"2":"0.00","3":1}' data-sheets-value='{"1":3,"3":2.9}' style="overflow:hidden;padding:0px 3px 0px 3px;vertical-align:bottom;text-align:center;">2.90</td> <td data-sheets-numberformat='{"1":2,"2":"0","3":1}' data-sheets-value='{"1":3,"3":69}' style="overflow:hidden;padding:0px 3px 0px 3px;vertical-align:bottom;text-align:center;">69</td> <td data-sheets-numberformat='{"1":2,"2":"0","3":1}' data-sheets-value='{"1":3,"3":58}' style="overflow:hidden;padding:0px 3px 0px 3px;vertical-align:bottom;text-align:center;">58</td> <td data-sheets-numberformat='{"1":2,"2":"0","3":1}' data-sheets-value='{"1":3,"3":20}' style="border-right:1px solid #000000;overflow:hidden;padding:0px 3px 0px 3px;vertical-align:bottom;text-align:center;">20</td> </tr> <tr style="height:20px;"> <td style="border-left:1px solid #000000;overflow:hidden;padding:0px 3px 0px 3px;vertical-align:bottom;font-weight:bold;"></td> <td data-sheets-value='{"1":2,"2":"Triple-walled"}' style="overflow:hidden;padding:0px 3px 0px 3px;vertical-align:bottom;font-weight:bold;">Triple-walled</td> <td data-sheets-value='{"1":2,"2":"Clear (H/H/H)"}' style="border-right:1px solid #000000;overflow:hidden;padding:0px 3px 0px 3px;vertical-align:bottom;font-weight:bold;">Clear (H/H/H)</td> <td data-sheets-numberformat='{"1":2,"2":"0.00","3":1}' data-sheets-value='{"1":3,"3":1.7}' style="overflow:hidden;padding:0px 3px 0px 3px;vertical-align:bottom;text-align:center;">1.70</td> <td data-sheets-numberformat='{"1":2,"2":"0","3":1}' data-sheets-value='{"1":3,"3":73}' style="overflow:hidden;padding:0px 3px 0px 3px;vertical-align:bottom;text-align:center;">73</td> <td data-sheets-numberformat='{"1":2,"2":"0","3":1}' data-sheets-value='{"1":3,"3":65}' style="overflow:hidden;padding:0px 3px 0px 3px;vertical-align:bottom;text-align:center;">65</td> <td data-sheets-numberformat='{"1":2,"2":"0","3":1}' data-sheets-value='{"1":3,"3":22}' style="border-right:1px solid #000000;overflow:hidden;padding:0px 3px 0px 3px;vertical-align:bottom;text-align:center;">22</td> </tr> <tr style="height:20px;"> <td style="border-left:1px solid #000000;overflow:hidden;padding:0px 3px 0px 3px;vertical-align:bottom;font-weight:bold;"></td> <td data-sheets-value='{"1":2,"2":"Triple-walled"}' style="overflow:hidden;padding:0px 3px 0px 3px;vertical-align:bottom;font-weight:bold;">Triple-walled</td> <td data-sheets-value='{"1":2,"2":"Opal (O/H/O)"}' style="border-right:1px solid #000000;overflow:hidden;padding:0px 3px 0px 3px;vertical-align:bottom;font-weight:bold;">Opal (O/H/O)</td> <td data-sheets-numberformat='{"1":2,"2":"0.00","3":1}' data-sheets-value='{"1":3,"3":1.7}' style="overflow:hidden;padding:0px 3px 0px 3px;vertical-align:bottom;text-align:center;">1.70</td> <td data-sheets-numberformat='{"1":2,"2":"0","3":1}' data-sheets-value='{"1":3,"3":62}' style="overflow:hidden;padding:0px 3px 0px 3px;vertical-align:bottom;text-align:center;">62</td> <td data-sheets-numberformat='{"1":2,"2":"0","3":1}' data-sheets-value='{"1":3,"3":51}' style="overflow:hidden;padding:0px 3px 0px 3px;vertical-align:bottom;text-align:center;">51</td> <td data-sheets-numberformat='{"1":2,"2":"0","3":1}' data-sheets-value='{"1":3,"3":22}' style="border-right:1px solid #000000;overflow:hidden;padding:0px 3px 0px 3px;vertical-align:bottom;text-align:center;">22</td> </tr> <tr style="height:20px;"> <td style="border-left:1px solid #000000;overflow:hidden;padding:0px 3px 0px 3px;vertical-align:bottom;font-weight:bold;"></td> <td data-sheets-value='{"1":2,"2":"Four-walled"}' style="overflow:hidden;padding:0px 3px 0px 3px;vertical-align:bottom;font-weight:bold;">Four-walled</td> <td data-sheets-value='{"1":2,"2":"Clear (H/H/H/H)"}' style="border-right:1px solid #000000;overflow:hidden;padding:0px 3px 0px 3px;vertical-align:bottom;font-weight:bold;">Clear (H/H/H/H)</td> <td data-sheets-numberformat='{"1":2,"2":"0.00","3":1}' data-sheets-value='{"1":3,"3":1.28}' style="overflow:hidden;padding:0px 3px 0px 3px;vertical-align:bottom;text-align:center;">1.28</td> <td data-sheets-numberformat='{"1":2,"2":"0","3":1}' data-sheets-value='{"1":3,"3":64}' style="overflow:hidden;padding:0px 3px 0px 3px;vertical-align:bottom;text-align:center;">64</td> <td data-sheets-numberformat='{"1":2,"2":"0","3":1}' data-sheets-value='{"1":3,"3":54}' style="overflow:hidden;padding:0px 3px 0px 3px;vertical-align:bottom;text-align:center;">54</td> <td data-sheets-numberformat='{"1":2,"2":"0","3":1}' data-sheets-value='{"1":3,"3":23}' style="border-right:1px solid #000000;overflow:hidden;padding:0px 3px 0px 3px;vertical-align:bottom;text-align:center;">23</td> </tr> <tr style="height:20px;"> <td style="border-bottom:1px solid #000000;border-left:1px solid #000000;overflow:hidden;padding:0px 3px 0px 3px;vertical-align:bottom;"></td> <td data-sheets-value='{"1":2,"2":"Four-walled"}' style="border-bottom:1px solid #000000;overflow:hidden;padding:0px 3px 0px 3px;vertical-align:bottom;font-weight:bold;">Four-walled</td> <td data-sheets-value='{"1":2,"2":"Opal (H/H/O/H)"}' style="border-right:1px solid #000000;border-bottom:1px solid #000000;overflow:hidden;padding:0px 3px 0px 3px;vertical-align:bottom;font-weight:bold;">Opal (H/H/O/H)</td> <td data-sheets-numberformat='{"1":2,"2":"0.00","3":1}' data-sheets-value='{"1":3,"3":1.28}' style="border-bottom:1px solid #000000;overflow:hidden;padding:0px 3px 0px 3px;vertical-align:bottom;text-align:center;">1.28</td> <td data-sheets-numberformat='{"1":2,"2":"0","3":1}' data-sheets-value='{"1":3,"3":59}' style="border-bottom:1px solid #000000;overflow:hidden;padding:0px 3px 0px 3px;vertical-align:bottom;text-align:center;">59</td> <td data-sheets-numberformat='{"1":2,"2":"0","3":1}' data-sheets-value='{"1":3,"3":48}' style="border-bottom:1px solid #000000;overflow:hidden;padding:0px 3px 0px 3px;vertical-align:bottom;text-align:center;">48</td> <td data-sheets-numberformat='{"1":2,"2":"0","3":1}' data-sheets-value='{"1":3,"3":23}' style="border-right:1px solid #000000;border-bottom:1px solid #000000;overflow:hidden;padding:0px 3px 0px 3px;vertical-align:bottom;text-align:center;">23</td> </tr> <tr style="height:20px;"> <td data-sheets-value='{"1":2,"2":"Polycarbonate "}' style="border-left:1px solid #000000;overflow:hidden;padding:0px 3px 0px 3px;vertical-align:bottom;font-weight:bold;">Polycarbonate </td> <td data-sheets-value='{"1":2,"2":"Single-walled"}' style="overflow:hidden;padding:0px 3px 0px 3px;vertical-align:bottom;font-weight:bold;">Single-walled</td> <td data-sheets-value='{"1":2,"2":"Clear (A)"}' style="border-right:1px solid #000000;overflow:hidden;padding:0px 3px 0px 3px;vertical-align:bottom;font-weight:bold;">Clear (A)</td> <td data-sheets-numberformat='{"1":2,"2":"0.00","3":1}' data-sheets-value='{"1":3,"3":5.17}' style="overflow:hidden;padding:0px 3px 0px 3px;vertical-align:bottom;text-align:center;">5.17</td> <td data-sheets-numberformat='{"1":2,"2":"0","3":1}' data-sheets-value='{"1":3,"3":88}' style="overflow:hidden;padding:0px 3px 0px 3px;vertical-align:bottom;text-align:center;">88</td> <td data-sheets-numberformat='{"1":2,"2":"0","3":1}' data-sheets-value='{"1":3,"3":83}' style="overflow:hidden;padding:0px 3px 0px 3px;vertical-align:bottom;text-align:center;">83</td> <td data-sheets-numberformat='{"1":2,"2":"0","3":1}' data-sheets-value='{"1":2,"2":"-"}' style="border-right:1px solid #000000;overflow:hidden;padding:0px 3px 0px 3px;vertical-align:bottom;text-align:center;">-</td> </tr> <tr style="height:20px;"> <td data-sheets-value='{"1":2,"2":"PC"}' style="border-left:1px solid #000000;overflow:hidden;padding:0px 3px 0px 3px;vertical-align:bottom;font-weight:bold;">PC</td> <td data-sheets-value='{"1":2,"2":"Single-walled"}' style="overflow:hidden;padding:0px 3px 0px 3px;vertical-align:bottom;font-weight:bold;">Single-walled</td> <td data-sheets-value='{"1":2,"2":"Opal (D)"}' style="border-right:1px solid #000000;overflow:hidden;padding:0px 3px 0px 3px;vertical-align:bottom;font-weight:bold;">Opal (D)</td> <td data-sheets-numberformat='{"1":2,"2":"0.00","3":1}' data-sheets-value='{"1":3,"3":5.17}' style="overflow:hidden;padding:0px 3px 0px 3px;vertical-align:bottom;text-align:center;">5.17</td> <td data-sheets-numberformat='{"1":2,"2":"0","3":1}' data-sheets-value='{"1":3,"3":58}' style="overflow:hidden;padding:0px 3px 0px 3px;vertical-align:bottom;text-align:center;">58</td> <td data-sheets-numberformat='{"1":2,"2":"0","3":1}' data-sheets-value='{"1":3,"3":60}' style="overflow:hidden;padding:0px 3px 0px 3px;vertical-align:bottom;text-align:center;">60</td> <td data-sheets-numberformat='{"1":2,"2":"0","3":1}' data-sheets-value='{"1":2,"2":"-"}' style="border-right:1px solid #000000;overflow:hidden;padding:0px 3px 0px 3px;vertical-align:bottom;text-align:center;">-</td> </tr> <tr style="height:20px;"> <td style="border-left:1px solid #000000;overflow:hidden;padding:0px 3px 0px 3px;vertical-align:bottom;font-weight:bold;"></td> <td data-sheets-value='{"1":2,"2":"Double-walled"}' style="overflow:hidden;padding:0px 3px 0px 3px;vertical-align:bottom;font-weight:bold;">Double-walled</td> <td data-sheets-value='{"1":2,"2":"Clear (A/H)"}' style="border-right:1px solid #000000;overflow:hidden;padding:0px 3px 0px 3px;vertical-align:bottom;font-weight:bold;">Clear (A/H)</td> <td data-sheets-numberformat='{"1":2,"2":"0.00","3":1}' data-sheets-value='{"1":3,"3":2.9}' style="overflow:hidden;padding:0px 3px 0px 3px;vertical-align:bottom;text-align:center;">2.90</td> <td data-sheets-numberformat='{"1":2,"2":"0","3":1}' data-sheets-value='{"1":3,"3":79}' style="overflow:hidden;padding:0px 3px 0px 3px;vertical-align:bottom;text-align:center;">79</td> <td data-sheets-numberformat='{"1":2,"2":"0","3":1}' data-sheets-value='{"1":3,"3":72}' style="overflow:hidden;padding:0px 3px 0px 3px;vertical-align:bottom;text-align:center;">72</td> <td data-sheets-numberformat='{"1":2,"2":"0","3":1}' data-sheets-value='{"1":3,"3":20}' style="border-right:1px solid #000000;overflow:hidden;padding:0px 3px 0px 3px;vertical-align:bottom;text-align:center;">20</td> </tr> <tr style="height:20px;"> <td style="border-left:1px solid #000000;overflow:hidden;padding:0px 3px 0px 3px;vertical-align:bottom;font-weight:bold;"></td> <td data-sheets-value='{"1":2,"2":"Double-walled"}' style="overflow:hidden;padding:0px 3px 0px 3px;vertical-align:bottom;font-weight:bold;">Double-walled</td> <td data-sheets-value='{"1":2,"2":"Clear (A/A)"}' style="border-right:1px solid #000000;overflow:hidden;padding:0px 3px 0px 3px;vertical-align:bottom;font-weight:bold;">Clear (A/A)</td> <td data-sheets-numberformat='{"1":2,"2":"0.00","3":1}' data-sheets-value='{"1":3,"3":2.9}' style="overflow:hidden;padding:0px 3px 0px 3px;vertical-align:bottom;text-align:center;">2.90</td> <td data-sheets-numberformat='{"1":2,"2":"0","3":1}' data-sheets-value='{"1":3,"3":77}' style="overflow:hidden;padding:0px 3px 0px 3px;vertical-align:bottom;text-align:center;">77</td> <td data-sheets-numberformat='{"1":2,"2":"0","3":1}' data-sheets-value='{"1":3,"3":69}' style="overflow:hidden;padding:0px 3px 0px 3px;vertical-align:bottom;text-align:center;">69</td> <td data-sheets-numberformat='{"1":2,"2":"0","3":1}' data-sheets-value='{"1":3,"3":20}' style="border-right:1px solid #000000;overflow:hidden;padding:0px 3px 0px 3px;vertical-align:bottom;text-align:center;">20</td> </tr> <tr style="height:20px;"> <td style="border-left:1px solid #000000;overflow:hidden;padding:0px 3px 0px 3px;vertical-align:bottom;font-weight:bold;"></td> <td data-sheets-value='{"1":2,"2":"Double-walled"}' style="overflow:hidden;padding:0px 3px 0px 3px;vertical-align:bottom;font-weight:bold;">Double-walled</td> <td data-sheets-value='{"1":2,"2":"Opal (A/O)"}' style="border-right:1px solid #000000;overflow:hidden;padding:0px 3px 0px 3px;vertical-align:bottom;font-weight:bold;">Opal (A/O)</td> <td data-sheets-numberformat='{"1":2,"2":"0.00","3":1}' data-sheets-value='{"1":3,"3":2.9}' style="overflow:hidden;padding:0px 3px 0px 3px;vertical-align:bottom;text-align:center;">2.90</td> <td data-sheets-numberformat='{"1":2,"2":"0","3":1}' data-sheets-value='{"1":3,"3":73}' style="overflow:hidden;padding:0px 3px 0px 3px;vertical-align:bottom;text-align:center;">73</td> <td data-sheets-numberformat='{"1":2,"2":"0","3":1}' data-sheets-value='{"1":3,"3":63}' style="overflow:hidden;padding:0px 3px 0px 3px;vertical-align:bottom;text-align:center;">63</td> <td data-sheets-numberformat='{"1":2,"2":"0","3":1}' data-sheets-value='{"1":3,"3":20}' style="border-right:1px solid #000000;overflow:hidden;padding:0px 3px 0px 3px;vertical-align:bottom;text-align:center;">20</td> </tr> <tr style="height:20px;"> <td style="border-left:1px solid #000000;overflow:hidden;padding:0px 3px 0px 3px;vertical-align:bottom;font-weight:bold;"></td> <td data-sheets-value='{"1":2,"2":"Double-walled"}' style="overflow:hidden;padding:0px 3px 0px 3px;vertical-align:bottom;font-weight:bold;">Double-walled</td> <td data-sheets-value='{"1":2,"2":"Opal (A/D)"}' style="border-right:1px solid #000000;overflow:hidden;padding:0px 3px 0px 3px;vertical-align:bottom;font-weight:bold;">Opal (A/D)</td> <td data-sheets-numberformat='{"1":2,"2":"0.00","3":1}' data-sheets-value='{"1":3,"3":2.9}' style="overflow:hidden;padding:0px 3px 0px 3px;vertical-align:bottom;text-align:center;">2.90</td> <td data-sheets-numberformat='{"1":2,"2":"0","3":1}' data-sheets-value='{"1":3,"3":51}' style="overflow:hidden;padding:0px 3px 0px 3px;vertical-align:bottom;text-align:center;">51</td> <td data-sheets-numberformat='{"1":2,"2":"0","3":1}' data-sheets-value='{"1":3,"3":50}' style="overflow:hidden;padding:0px 3px 0px 3px;vertical-align:bottom;text-align:center;">50</td> <td data-sheets-numberformat='{"1":2,"2":"0","3":1}' data-sheets-value='{"1":3,"3":20}' style="border-right:1px solid #000000;overflow:hidden;padding:0px 3px 0px 3px;vertical-align:bottom;text-align:center;">20</td> </tr> <tr style="height:20px;"> <td style="border-left:1px solid #000000;overflow:hidden;padding:0px 3px 0px 3px;vertical-align:bottom;font-weight:bold;"></td> <td data-sheets-value='{"1":2,"2":"Triple-walled"}' style="overflow:hidden;padding:0px 3px 0px 3px;vertical-align:bottom;font-weight:bold;">Triple-walled</td> <td data-sheets-value='{"1":2,"2":"Clear (A/H/H)"}' style="border-right:1px solid #000000;overflow:hidden;padding:0px 3px 0px 3px;vertical-align:bottom;font-weight:bold;">Clear (A/H/H)</td> <td data-sheets-numberformat='{"1":2,"2":"0.00","3":1}' data-sheets-value='{"1":3,"3":1.7}' style="overflow:hidden;padding:0px 3px 0px 3px;vertical-align:bottom;text-align:center;">1.70</td> <td data-sheets-numberformat='{"1":2,"2":"0","3":1}' data-sheets-value='{"1":3,"3":71}' style="overflow:hidden;padding:0px 3px 0px 3px;vertical-align:bottom;text-align:center;">71</td> <td data-sheets-numberformat='{"1":2,"2":"0","3":1}' data-sheets-value='{"1":3,"3":63}' style="overflow:hidden;padding:0px 3px 0px 3px;vertical-align:bottom;text-align:center;">63</td> <td data-sheets-numberformat='{"1":2,"2":"0","3":1}' data-sheets-value='{"1":3,"3":22}' style="border-right:1px solid #000000;overflow:hidden;padding:0px 3px 0px 3px;vertical-align:bottom;text-align:center;">22</td> </tr> <tr style="height:20px;"> <td style="border-left:1px solid #000000;overflow:hidden;padding:0px 3px 0px 3px;vertical-align:bottom;font-weight:bold;"></td> <td data-sheets-value='{"1":2,"2":"Triple-walled"}' style="overflow:hidden;padding:0px 3px 0px 3px;vertical-align:bottom;font-weight:bold;">Triple-walled</td> <td data-sheets-value='{"1":2,"2":"Opal (A/O/O)"}' style="border-right:1px solid #000000;overflow:hidden;padding:0px 3px 0px 3px;vertical-align:bottom;font-weight:bold;">Opal (A/O/O)</td> <td data-sheets-numberformat='{"1":2,"2":"0.00","3":1}' data-sheets-value='{"1":3,"3":1.7}' style="overflow:hidden;padding:0px 3px 0px 3px;vertical-align:bottom;text-align:center;">1.70</td> <td data-sheets-numberformat='{"1":2,"2":"0","3":1}' data-sheets-value='{"1":3,"3":61}' style="overflow:hidden;padding:0px 3px 0px 3px;vertical-align:bottom;text-align:center;">61</td> <td data-sheets-numberformat='{"1":2,"2":"0","3":1}' data-sheets-value='{"1":3,"3":48}' style="overflow:hidden;padding:0px 3px 0px 3px;vertical-align:bottom;text-align:center;">48</td> <td data-sheets-numberformat='{"1":2,"2":"0","3":1}' data-sheets-value='{"1":3,"3":22}' style="border-right:1px solid #000000;overflow:hidden;padding:0px 3px 0px 3px;vertical-align:bottom;text-align:center;">22</td> </tr> <tr style="height:20px;"> <td style="border-left:1px solid #000000;overflow:hidden;padding:0px 3px 0px 3px;vertical-align:bottom;font-weight:bold;"></td> <td data-sheets-value='{"1":2,"2":"Four-walled"}' style="overflow:hidden;padding:0px 3px 0px 3px;vertical-align:bottom;font-weight:bold;">Four-walled</td> <td data-sheets-value='{"1":2,"2":"Clear (A/H/H/H)"}' style="border-right:1px solid #000000;overflow:hidden;padding:0px 3px 0px 3px;vertical-align:bottom;font-weight:bold;">Clear (A/H/H/H)</td> <td data-sheets-numberformat='{"1":2,"2":"0.00","3":1}' data-sheets-value='{"1":3,"3":1.28}' style="overflow:hidden;padding:0px 3px 0px 3px;vertical-align:bottom;text-align:center;">1.28</td> <td data-sheets-numberformat='{"1":2,"2":"0","3":1}' data-sheets-value='{"1":3,"3":64}' style="overflow:hidden;padding:0px 3px 0px 3px;vertical-align:bottom;text-align:center;">64</td> <td data-sheets-numberformat='{"1":2,"2":"0","3":1}' data-sheets-value='{"1":3,"3":52}' style="overflow:hidden;padding:0px 3px 0px 3px;vertical-align:bottom;text-align:center;">52</td> <td data-sheets-numberformat='{"1":2,"2":"0","3":1}' data-sheets-value='{"1":3,"3":23}' style="border-right:1px solid #000000;overflow:hidden;padding:0px 3px 0px 3px;vertical-align:bottom;text-align:center;">23</td> </tr> <tr style="height:20px;"> <td style="border-bottom:1px solid #000000;border-left:1px solid #000000;overflow:hidden;padding:0px 3px 0px 3px;vertical-align:bottom;"></td> <td data-sheets-value='{"1":2,"2":"Four-walled"}' style="border-bottom:1px solid #000000;overflow:hidden;padding:0px 3px 0px 3px;vertical-align:bottom;font-weight:bold;">Four-walled</td> <td data-sheets-value='{"1":2,"2":"Opal (A/H/O/H)"}' style="border-right:1px solid #000000;border-bottom:1px solid #000000;overflow:hidden;padding:0px 3px 0px 3px;vertical-align:bottom;font-weight:bold;">Opal (A/H/O/H)</td> <td data-sheets-numberformat='{"1":2,"2":"0.00","3":1}' data-sheets-value='{"1":3,"3":1.28}' style="border-bottom:1px solid #000000;overflow:hidden;padding:0px 3px 0px 3px;vertical-align:bottom;text-align:center;">1.28</td> <td data-sheets-numberformat='{"1":2,"2":"0","3":1}' data-sheets-value='{"1":3,"3":59}' style="border-bottom:1px solid #000000;overflow:hidden;padding:0px 3px 0px 3px;vertical-align:bottom;text-align:center;">59</td> <td data-sheets-numberformat='{"1":2,"2":"0","3":1}' data-sheets-value='{"1":3,"3":46}' style="border-bottom:1px solid #000000;overflow:hidden;padding:0px 3px 0px 3px;vertical-align:bottom;text-align:center;">46</td> <td data-sheets-numberformat='{"1":2,"2":"0","3":1}' data-sheets-value='{"1":3,"3":23}' style="border-right:1px solid #000000;border-bottom:1px solid #000000;overflow:hidden;padding:0px 3px 0px 3px;vertical-align:bottom;text-align:center;">23</td> </tr> <tr style="height:20px;"> <td data-sheets-value='{"1":2,"2":"Polycarbonate"}' style="border-left:1px solid #000000;overflow:hidden;padding:0px 3px 0px 3px;vertical-align:bottom;font-weight:bold;">Polycarbonate</td> <td data-sheets-value='{"1":2,"2":"Single-walled"}' style="overflow:hidden;padding:0px 3px 0px 3px;vertical-align:bottom;font-weight:bold;">Single-walled</td> <td data-sheets-value='{"1":2,"2":"Heatstop Opal (T)"}' style="border-right:1px solid #000000;overflow:hidden;padding:0px 3px 0px 3px;vertical-align:bottom;font-weight:bold;">Heatstop Opal (T)</td> <td data-sheets-numberformat='{"1":2,"2":"0.00","3":1}' data-sheets-value='{"1":3,"3":5.17}' style="overflow:hidden;padding:0px 3px 0px 3px;vertical-align:bottom;text-align:center;">5.17</td> <td data-sheets-numberformat='{"1":2,"2":"0","3":1}' data-sheets-value='{"1":3,"3":49}' style="overflow:hidden;padding:0px 3px 0px 3px;vertical-align:bottom;text-align:center;">49</td> <td data-sheets-numberformat='{"1":2,"2":"0","3":1}' data-sheets-value='{"1":3,"3":59}' style="overflow:hidden;padding:0px 3px 0px 3px;vertical-align:bottom;text-align:center;">59</td> <td data-sheets-numberformat='{"1":2,"2":"0","3":1}' data-sheets-value='{"1":2,"2":"-"}' style="border-right:1px solid #000000;overflow:hidden;padding:0px 3px 0px 3px;vertical-align:bottom;text-align:center;">-</td> </tr> <tr style="height:20px;"> <td data-sheets-value='{"1":2,"2":"Heatstop PC"}' style="border-left:1px solid #000000;overflow:hidden;padding:0px 3px 0px 3px;vertical-align:bottom;font-weight:bold;">Heatstop PC</td> <td data-sheets-value='{"1":2,"2":"Double-walled"}' style="overflow:hidden;padding:0px 3px 0px 3px;vertical-align:bottom;font-weight:bold;">Double-walled</td> <td data-sheets-value='{"1":2,"2":"Clear (T/H)"}' style="border-right:1px solid #000000;overflow:hidden;padding:0px 3px 0px 3px;vertical-align:bottom;font-weight:bold;">Clear (T/H)</td> <td data-sheets-numberformat='{"1":2,"2":"0.00","3":1}' data-sheets-value='{"1":3,"3":2.9}' style="overflow:hidden;padding:0px 3px 0px 3px;vertical-align:bottom;text-align:center;">2.90</td> <td data-sheets-numberformat='{"1":2,"2":"0","3":1}' data-sheets-value='{"1":3,"3":44}' style="overflow:hidden;padding:0px 3px 0px 3px;vertical-align:bottom;text-align:center;">44</td> <td data-sheets-numberformat='{"1":2,"2":"0","3":1}' data-sheets-value='{"1":3,"3":51}' style="overflow:hidden;padding:0px 3px 0px 3px;vertical-align:bottom;text-align:center;">51</td> <td data-sheets-numberformat='{"1":2,"2":"0","3":1}' data-sheets-value='{"1":3,"3":20}' style="border-right:1px solid #000000;overflow:hidden;padding:0px 3px 0px 3px;vertical-align:bottom;text-align:center;">20</td> </tr> <tr style="height:20px;"> <td style="border-left:1px solid #000000;overflow:hidden;padding:0px 3px 0px 3px;vertical-align:bottom;font-weight:bold;"></td> <td data-sheets-value='{"1":2,"2":"Double-walled"}' style="overflow:hidden;padding:0px 3px 0px 3px;vertical-align:bottom;font-weight:bold;">Double-walled</td> <td data-sheets-value='{"1":2,"2":"Opal (T/O)"}' style="border-right:1px solid #000000;overflow:hidden;padding:0px 3px 0px 3px;vertical-align:bottom;font-weight:bold;">Opal (T/O)</td> <td data-sheets-numberformat='{"1":2,"2":"0.00","3":1}' data-sheets-value='{"1":3,"3":2.9}' style="overflow:hidden;padding:0px 3px 0px 3px;vertical-align:bottom;text-align:center;">2.90</td> <td data-sheets-numberformat='{"1":2,"2":"0","3":1}' data-sheets-value='{"1":3,"3":41}' style="overflow:hidden;padding:0px 3px 0px 3px;vertical-align:bottom;text-align:center;">41</td> <td data-sheets-numberformat='{"1":2,"2":"0","3":1}' data-sheets-value='{"1":3,"3":45}' style="overflow:hidden;padding:0px 3px 0px 3px;vertical-align:bottom;text-align:center;">45</td> <td data-sheets-numberformat='{"1":2,"2":"0","3":1}' data-sheets-value='{"1":3,"3":20}' style="border-right:1px solid #000000;overflow:hidden;padding:0px 3px 0px 3px;vertical-align:bottom;text-align:center;">20</td> </tr> <tr style="height:20px;"> <td style="border-left:1px solid #000000;overflow:hidden;padding:0px 3px 0px 3px;vertical-align:bottom;font-weight:bold;"></td> <td data-sheets-value='{"1":2,"2":"Triple-walled"}' style="overflow:hidden; | skylux-160-ce-met-koepel-en-pvc-opstand-16-00-met-lm-motor-en-windvang-1450-x-1700-mm | 8586029597005 | 46872346788173
Smoke and heat exhaust (SHEV) | SHE system | Skylux | Skylux 160° CE with skylight and PVC curb 16/00 with LM-actuator and spoiler 1500 x 1500 mm |  | 50392 | 5412970503927 | 5296.2 | Yes | 30-45 | 83.79 | 1500 x 1500 mm | 1500 | 1500 |  | PVC 16/00 (16 cm high & roof opening = daylight size) | Square | 5.17 W/m²K - 1.28 W/m²K | 87% - 32% | 90% - 32% | 20dB - 23dB | 160° CE (for industry) | skylight | with spoiler | E | Single actuator | Maximum four-walled skylight possible for this product | Ut-value LT-value g-value Rw-value EN 1873 : 2014 EN ISO 13468 EN 16153 EN 410 EN 410 EN ISO 140-3 Material Walls Shells (W/m²K) (%) (%) (dB) Acrylic Single-walled Clear (H) 5.17 90 87 - PMMA Single-walled Opal (O) 5.17 83 76 - Double-walled Clear (H/H) 2.90 81 75 20 Double-walled Opal (O/O) 2.90 69 58 20 Triple-walled Clear (H/H/H) 1.70 73 65 22 Triple-walled Opal (O/H/O) 1.70 62 51 22 Four-walled Clear (H/H/H/H) 1.28 64 54 23 Four-walled Opal (H/H/O/H) 1.28 59 48 23 Polycarbonate Single-walled Clear (A) 5.17 88 83 - PC Single-walled Opal (D) 5.17 58 60 - Double-walled Clear (A/H) 2.90 79 72 20 Double-walled Clear (A/A) 2.90 77 69 20 Double-walled Opal (A/O) 2.90 73 63 20 Double-walled Opal (A/D) 2.90 51 50 20 Triple-walled Clear (A/H/H) 1.70 71 63 22 Triple-walled Opal (A/O/O) 1.70 61 48 22 Four-walled Clear (A/H/H/H) 1.28 64 52 23 Four-walled Opal (A/H/O/H) 1.28 59 46 23 Polycarbonate Single-walled Heatstop Opal (T) 5.17 49 59 - Heatstop PC Double-walled Clear (T/H) 2.90 44 51 20 Double-walled Opal (T/O) 2.90 41 45 20 Triple-walled Clear (T/H/H) 1.70 40 <td data-sheets-numberformat='{"1":2,"2":"0","3":1}' data-sheets-value='{"1":3,"3":44}' style="overflow:hidden;paddin | https://skylux.eu/en/products/skylux-160-ce-met-koepel-en-pvc-opstand-16-00-met-lm-motor-en-windvang-1500-x-1500-mm | https://skylux.eu/cdn/shop/files/Skylux-160deg-CE-met-koepel-en-pvc-opstand-1600-met-LM-motor-en-windvang-1500-x-1500-mm-RWA-systeem.jpg?v=1702980319&width=1600 | https://skylux.eu/cdn/shop/files/e5a82811-1bb0-48e4-a776-cacb59c7c092_2fbf6dbd-4310-44ec-aa6c-79c290ab8979.jpg?v=1688551101&width=1600 | //skylux.eu/cdn/shop/files/E_MH_Mounting_instructions_Skylux_160_CE_LM.pdf?v=12406716259046007223 | //skylux.eu/cdn/shop/files/E_TD_Technical_File_Skylux_Skylux_160_CE_Electric.pdf?v=3667116872303399239 | <style type="text/css" id="isPasted"> <!--td { border: 1px solid #cccccc; } br { mso-data-placement: same-cell; } --> </style> <table border="1" cellpadding="0" cellspacing="0" dir="ltr" style="table-layout:fixed;font-size:10pt;font-family:Arial;border-collapse:collapse;border:none;"><tbody> <tr style="height:20px;"> <td style="overflow:hidden;padding:0px 3px 0px 3px;vertical-align:bottom;"></td> <td style="overflow:hidden;padding:0px 3px 0px 3px;vertical-align:bottom;"></td> <td style="overflow:hidden;padding:0px 3px 0px 3px;vertical-align:bottom;"></td> <td data-sheets-value='{"1":2,"2":"Ut-value"}' style="overflow:hidden;padding:0px 3px 0px 3px;vertical-align:bottom;font-weight:bold;text-align:center;">Ut-value</td> <td data-sheets-value='{"1":2,"2":"LT-value"}' style="overflow:hidden;padding:0px 3px 0px 3px;vertical-align:bottom;font-weight:bold;text-align:center;">LT-value</td> <td data-sheets-value='{"1":2,"2":"g-value"}' style="overflow:hidden;padding:0px 3px 0px 3px;vertical-align:bottom;font-weight:bold;text-align:center;">g-value</td> <td data-sheets-value='{"1":2,"2":"Rw-value "}' style="overflow:hidden;padding:0px 3px 0px 3px;vertical-align:bottom;font-weight:bold;text-align:center;">Rw-value </td> </tr> <tr style="height:20px;"> <td style="overflow:hidden;padding:0px 3px 0px 3px;vertical-align:bottom;"></td> <td style="overflow:hidden;padding:0px 3px 0px 3px;vertical-align:bottom;"></td> <td style="overflow:hidden;padding:0px 3px 0px 3px;vertical-align:bottom;"></td> <td data-sheets-numberformat='{"1":2,"2":"0.00","3":1}' data-sheets-value='{"1":2,"2":"EN 1873 : 2014"}' style="overflow:hidden;padding:0px 3px 0px 3px;vertical-align:bottom;text-align:center;">EN 1873 : 2014</td> <td data-sheets-numberformat='{"1":2,"2":"0","3":1}' data-sheets-value='{"1":2,"2":"EN ISO 13468 EN 16153 EN 410"}' style="overflow:hidden;padding:0px 3px 0px 3px;vertical-align:bottom;text-align:center;">EN ISO 13468 EN 16153 EN 410</td> <td data-sheets-numberformat='{"1":2,"2":"0","3":1}' data-sheets-value='{"1":2,"2":"EN 410"}' style="overflow:hidden;padding:0px 3px 0px 3px;vertical-align:bottom;text-align:center;">EN 410</td> <td data-sheets-value='{"1":2,"2":"EN ISO 140-3\t\t"}' style="overflow:hidden;padding:0px 3px 0px 3px;vertical-align:bottom;text-align:center;">EN ISO 140-3 </td> </tr> <tr style="height:20px;"> <td data-sheets-value='{"1":2,"2":"Material"}' style="border-bottom:1px solid #000000;overflow:hidden;padding:0px 3px 0px 3px;vertical-align:bottom;background-color:#000000;font-weight:bold;color:#ffffff;">Material</td> <td data-sheets-value='{"1":2,"2":"Walls"}' style="border-bottom:1px solid #000000;overflow:hidden;padding:0px 3px 0px 3px;vertical-align:bottom;background-color:#000000;font-weight:bold;color:#ffffff;">Walls</td> <td data-sheets-value='{"1":2,"2":"Shells"}' style="border-bottom:1px solid #000000;overflow:hidden;padding:0px 3px 0px 3px;vertical-align:bottom;background-color:#000000;font-weight:bold;color:#ffffff;">Shells</td> <td data-sheets-numberformat='{"1":2,"2":"0.00","3":1}' data-sheets-value='{"1":2,"2":"(W/m²K)\t"}' style="border-bottom:1px solid #000000;overflow:hidden;padding:0px 3px 0px 3px;vertical-align:bottom;background-color:#000000;font-weight:bold;color:#ffffff;text-align:center;">(W/m²K) </td> <td data-sheets-numberformat='{"1":2,"2":"0","3":1}' data-sheets-value='{"1":2,"2":"(%)"}' style="border-bottom:1px solid #000000;overflow:hidden;padding:0px 3px 0px 3px;vertical-align:bottom;background-color:#000000;font-weight:bold;color:#ffffff;text-align:center;">(%)</td> <td data-sheets-numberformat='{"1":2,"2":"0","3":1}' data-sheets-value='{"1":2,"2":"(%)"}' style="border-bottom:1px solid #000000;overflow:hidden;padding:0px 3px 0px 3px;vertical-align:bottom;background-color:#000000;font-weight:bold;color:#ffffff;text-align:center;">(%)</td> <td data-sheets-value='{"1":2,"2":"(dB)"}' style="border-bottom:1px solid #000000;overflow:hidden;padding:0px 3px 0px 3px;vertical-align:bottom;background-color:#000000;font-weight:bold;color:#ffffff;text-align:center;">(dB)</td> </tr> <tr style="height:20px;"> <td data-sheets-value='{"1":2,"2":"Acrylic"}' style="border-left:1px solid #000000;overflow:hidden;padding:0px 3px 0px 3px;vertical-align:bottom;font-weight:bold;">Acrylic</td> <td data-sheets-value='{"1":2,"2":"Single-walled"}' style="overflow:hidden;padding:0px 3px 0px 3px;vertical-align:bottom;font-weight:bold;">Single-walled</td> <td data-sheets-value='{"1":2,"2":"Clear (H)"}' style="border-right:1px solid #000000;overflow:hidden;padding:0px 3px 0px 3px;vertical-align:bottom;font-weight:bold;">Clear (H)</td> <td data-sheets-numberformat='{"1":2,"2":"0.00","3":1}' data-sheets-value='{"1":3,"3":5.17}' style="overflow:hidden;padding:0px 3px 0px 3px;vertical-align:bottom;text-align:center;">5.17</td> <td data-sheets-numberformat='{"1":2,"2":"0","3":1}' data-sheets-value='{"1":3,"3":90}' style="overflow:hidden;padding:0px 3px 0px 3px;vertical-align:bottom;text-align:center;">90</td> <td data-sheets-numberformat='{"1":2,"2":"0","3":1}' data-sheets-value='{"1":3,"3":87}' style="overflow:hidden;padding:0px 3px 0px 3px;vertical-align:bottom;text-align:center;">87</td> <td data-sheets-numberformat='{"1":2,"2":"0","3":1}' data-sheets-value='{"1":2,"2":"-"}' style="border-right:1px solid #000000;overflow:hidden;padding:0px 3px 0px 3px;vertical-align:bottom;text-align:center;">-</td> </tr> <tr style="height:20px;"> <td data-sheets-value='{"1":2,"2":"PMMA"}' style="border-left:1px solid #000000;overflow:hidden;padding:0px 3px 0px 3px;vertical-align:bottom;font-weight:bold;">PMMA</td> <td data-sheets-value='{"1":2,"2":"Single-walled"}' style="overflow:hidden;padding:0px 3px 0px 3px;vertical-align:bottom;font-weight:bold;">Single-walled</td> <td data-sheets-value='{"1":2,"2":"Opal (O)"}' style="border-right:1px solid #000000;overflow:hidden;padding:0px 3px 0px 3px;vertical-align:bottom;font-weight:bold;">Opal (O)</td> <td data-sheets-numberformat='{"1":2,"2":"0.00","3":1}' data-sheets-value='{"1":3,"3":5.17}' style="overflow:hidden;padding:0px 3px 0px 3px;vertical-align:bottom;text-align:center;">5.17</td> <td data-sheets-numberformat='{"1":2,"2":"0","3":1}' data-sheets-value='{"1":3,"3":83}' style="overflow:hidden;padding:0px 3px 0px 3px;vertical-align:bottom;text-align:center;">83</td> <td data-sheets-numberformat='{"1":2,"2":"0","3":1}' data-sheets-value='{"1":3,"3":76}' style="overflow:hidden;padding:0px 3px 0px 3px;vertical-align:bottom;text-align:center;">76</td> <td data-sheets-numberformat='{"1":2,"2":"0","3":1}' data-sheets-value='{"1":2,"2":"-"}' style="border-right:1px solid #000000;overflow:hidden;padding:0px 3px 0px 3px;vertical-align:bottom;text-align:center;">-</td> </tr> <tr style="height:20px;"> <td style="border-left:1px solid #000000;overflow:hidden;padding:0px 3px 0px 3px;vertical-align:bottom;font-weight:bold;"></td> <td data-sheets-value='{"1":2,"2":"Double-walled"}' style="overflow:hidden;padding:0px 3px 0px 3px;vertical-align:bottom;font-weight:bold;">Double-walled</td> <td data-sheets-value='{"1":2,"2":"Clear (H/H)"}' style="border-right:1px solid #000000;overflow:hidden;padding:0px 3px 0px 3px;vertical-align:bottom;font-weight:bold;">Clear (H/H)</td> <td data-sheets-numberformat='{"1":2,"2":"0.00","3":1}' data-sheets-value='{"1":3,"3":2.9}' style="overflow:hidden;padding:0px 3px 0px 3px;vertical-align:bottom;text-align:center;">2.90</td> <td data-sheets-numberformat='{"1":2,"2":"0","3":1}' data-sheets-value='{"1":3,"3":81}' style="overflow:hidden;padding:0px 3px 0px 3px;vertical-align:bottom;text-align:center;">81</td> <td data-sheets-numberformat='{"1":2,"2":"0","3":1}' data-sheets-value='{"1":3,"3":75}' style="overflow:hidden;padding:0px 3px 0px 3px;vertical-align:bottom;text-align:center;">75</td> <td data-sheets-numberformat='{"1":2,"2":"0","3":1}' data-sheets-value='{"1":3,"3":20}' style="border-right:1px solid #000000;overflow:hidden;padding:0px 3px 0px 3px;vertical-align:bottom;text-align:center;">20</td> </tr> <tr style="height:20px;"> <td style="border-left:1px solid #000000;overflow:hidden;padding:0px 3px 0px 3px;vertical-align:bottom;font-weight:bold;"></td> <td data-sheets-value='{"1":2,"2":"Double-walled"}' style="overflow:hidden;padding:0px 3px 0px 3px;vertical-align:bottom;font-weight:bold;">Double-walled</td> <td data-sheets-value='{"1":2,"2":"Opal (O/O)"}' style="border-right:1px solid #000000;overflow:hidden;padding:0px 3px 0px 3px;vertical-align:bottom;font-weight:bold;">Opal (O/O)</td> <td data-sheets-numberformat='{"1":2,"2":"0.00","3":1}' data-sheets-value='{"1":3,"3":2.9}' style="overflow:hidden;padding:0px 3px 0px 3px;vertical-align:bottom;text-align:center;">2.90</td> <td data-sheets-numberformat='{"1":2,"2":"0","3":1}' data-sheets-value='{"1":3,"3":69}' style="overflow:hidden;padding:0px 3px 0px 3px;vertical-align:bottom;text-align:center;">69</td> <td data-sheets-numberformat='{"1":2,"2":"0","3":1}' data-sheets-value='{"1":3,"3":58}' style="overflow:hidden;padding:0px 3px 0px 3px;vertical-align:bottom;text-align:center;">58</td> <td data-sheets-numberformat='{"1":2,"2":"0","3":1}' data-sheets-value='{"1":3,"3":20}' style="border-right:1px solid #000000;overflow:hidden;padding:0px 3px 0px 3px;vertical-align:bottom;text-align:center;">20</td> </tr> <tr style="height:20px;"> <td style="border-left:1px solid #000000;overflow:hidden;padding:0px 3px 0px 3px;vertical-align:bottom;font-weight:bold;"></td> <td data-sheets-value='{"1":2,"2":"Triple-walled"}' style="overflow:hidden;padding:0px 3px 0px 3px;vertical-align:bottom;font-weight:bold;">Triple-walled</td> <td data-sheets-value='{"1":2,"2":"Clear (H/H/H)"}' style="border-right:1px solid #000000;overflow:hidden;padding:0px 3px 0px 3px;vertical-align:bottom;font-weight:bold;">Clear (H/H/H)</td> <td data-sheets-numberformat='{"1":2,"2":"0.00","3":1}' data-sheets-value='{"1":3,"3":1.7}' style="overflow:hidden;padding:0px 3px 0px 3px;vertical-align:bottom;text-align:center;">1.70</td> <td data-sheets-numberformat='{"1":2,"2":"0","3":1}' data-sheets-value='{"1":3,"3":73}' style="overflow:hidden;padding:0px 3px 0px 3px;vertical-align:bottom;text-align:center;">73</td> <td data-sheets-numberformat='{"1":2,"2":"0","3":1}' data-sheets-value='{"1":3,"3":65}' style="overflow:hidden;padding:0px 3px 0px 3px;vertical-align:bottom;text-align:center;">65</td> <td data-sheets-numberformat='{"1":2,"2":"0","3":1}' data-sheets-value='{"1":3,"3":22}' style="border-right:1px solid #000000;overflow:hidden;padding:0px 3px 0px 3px;vertical-align:bottom;text-align:center;">22</td> </tr> <tr style="height:20px;"> <td style="border-left:1px solid #000000;overflow:hidden;padding:0px 3px 0px 3px;vertical-align:bottom;font-weight:bold;"></td> <td data-sheets-value='{"1":2,"2":"Triple-walled"}' style="overflow:hidden;padding:0px 3px 0px 3px;vertical-align:bottom;font-weight:bold;">Triple-walled</td> <td data-sheets-value='{"1":2,"2":"Opal (O/H/O)"}' style="border-right:1px solid #000000;overflow:hidden;padding:0px 3px 0px 3px;vertical-align:bottom;font-weight:bold;">Opal (O/H/O)</td> <td data-sheets-numberformat='{"1":2,"2":"0.00","3":1}' data-sheets-value='{"1":3,"3":1.7}' style="overflow:hidden;padding:0px 3px 0px 3px;vertical-align:bottom;text-align:center;">1.70</td> <td data-sheets-numberformat='{"1":2,"2":"0","3":1}' data-sheets-value='{"1":3,"3":62}' style="overflow:hidden;padding:0px 3px 0px 3px;vertical-align:bottom;text-align:center;">62</td> <td data-sheets-numberformat='{"1":2,"2":"0","3":1}' data-sheets-value='{"1":3,"3":51}' style="overflow:hidden;padding:0px 3px 0px 3px;vertical-align:bottom;text-align:center;">51</td> <td data-sheets-numberformat='{"1":2,"2":"0","3":1}' data-sheets-value='{"1":3,"3":22}' style="border-right:1px solid #000000;overflow:hidden;padding:0px 3px 0px 3px;vertical-align:bottom;text-align:center;">22</td> </tr> <tr style="height:20px;"> <td style="border-left:1px solid #000000;overflow:hidden;padding:0px 3px 0px 3px;vertical-align:bottom;font-weight:bold;"></td> <td data-sheets-value='{"1":2,"2":"Four-walled"}' style="overflow:hidden;padding:0px 3px 0px 3px;vertical-align:bottom;font-weight:bold;">Four-walled</td> <td data-sheets-value='{"1":2,"2":"Clear (H/H/H/H)"}' style="border-right:1px solid #000000;overflow:hidden;padding:0px 3px 0px 3px;vertical-align:bottom;font-weight:bold;">Clear (H/H/H/H)</td> <td data-sheets-numberformat='{"1":2,"2":"0.00","3":1}' data-sheets-value='{"1":3,"3":1.28}' style="overflow:hidden;padding:0px 3px 0px 3px;vertical-align:bottom;text-align:center;">1.28</td> <td data-sheets-numberformat='{"1":2,"2":"0","3":1}' data-sheets-value='{"1":3,"3":64}' style="overflow:hidden;padding:0px 3px 0px 3px;vertical-align:bottom;text-align:center;">64</td> <td data-sheets-numberformat='{"1":2,"2":"0","3":1}' data-sheets-value='{"1":3,"3":54}' style="overflow:hidden;padding:0px 3px 0px 3px;vertical-align:bottom;text-align:center;">54</td> <td data-sheets-numberformat='{"1":2,"2":"0","3":1}' data-sheets-value='{"1":3,"3":23}' style="border-right:1px solid #000000;overflow:hidden;padding:0px 3px 0px 3px;vertical-align:bottom;text-align:center;">23</td> </tr> <tr style="height:20px;"> <td style="border-bottom:1px solid #000000;border-left:1px solid #000000;overflow:hidden;padding:0px 3px 0px 3px;vertical-align:bottom;"></td> <td data-sheets-value='{"1":2,"2":"Four-walled"}' style="border-bottom:1px solid #000000;overflow:hidden;padding:0px 3px 0px 3px;vertical-align:bottom;font-weight:bold;">Four-walled</td> <td data-sheets-value='{"1":2,"2":"Opal (H/H/O/H)"}' style="border-right:1px solid #000000;border-bottom:1px solid #000000;overflow:hidden;padding:0px 3px 0px 3px;vertical-align:bottom;font-weight:bold;">Opal (H/H/O/H)</td> <td data-sheets-numberformat='{"1":2,"2":"0.00","3":1}' data-sheets-value='{"1":3,"3":1.28}' style="border-bottom:1px solid #000000;overflow:hidden;padding:0px 3px 0px 3px;vertical-align:bottom;text-align:center;">1.28</td> <td data-sheets-numberformat='{"1":2,"2":"0","3":1}' data-sheets-value='{"1":3,"3":59}' style="border-bottom:1px solid #000000;overflow:hidden;padding:0px 3px 0px 3px;vertical-align:bottom;text-align:center;">59</td> <td data-sheets-numberformat='{"1":2,"2":"0","3":1}' data-sheets-value='{"1":3,"3":48}' style="border-bottom:1px solid #000000;overflow:hidden;padding:0px 3px 0px 3px;vertical-align:bottom;text-align:center;">48</td> <td data-sheets-numberformat='{"1":2,"2":"0","3":1}' data-sheets-value='{"1":3,"3":23}' style="border-right:1px solid #000000;border-bottom:1px solid #000000;overflow:hidden;padding:0px 3px 0px 3px;vertical-align:bottom;text-align:center;">23</td> </tr> <tr style="height:20px;"> <td data-sheets-value='{"1":2,"2":"Polycarbonate "}' style="border-left:1px solid #000000;overflow:hidden;padding:0px 3px 0px 3px;vertical-align:bottom;font-weight:bold;">Polycarbonate </td> <td data-sheets-value='{"1":2,"2":"Single-walled"}' style="overflow:hidden;padding:0px 3px 0px 3px;vertical-align:bottom;font-weight:bold;">Single-walled</td> <td data-sheets-value='{"1":2,"2":"Clear (A)"}' style="border-right:1px solid #000000;overflow:hidden;padding:0px 3px 0px 3px;vertical-align:bottom;font-weight:bold;">Clear (A)</td> <td data-sheets-numberformat='{"1":2,"2":"0.00","3":1}' data-sheets-value='{"1":3,"3":5.17}' style="overflow:hidden;padding:0px 3px 0px 3px;vertical-align:bottom;text-align:center;">5.17</td> <td data-sheets-numberformat='{"1":2,"2":"0","3":1}' data-sheets-value='{"1":3,"3":88}' style="overflow:hidden;padding:0px 3px 0px 3px;vertical-align:bottom;text-align:center;">88</td> <td data-sheets-numberformat='{"1":2,"2":"0","3":1}' data-sheets-value='{"1":3,"3":83}' style="overflow:hidden;padding:0px 3px 0px 3px;vertical-align:bottom;text-align:center;">83</td> <td data-sheets-numberformat='{"1":2,"2":"0","3":1}' data-sheets-value='{"1":2,"2":"-"}' style="border-right:1px solid #000000;overflow:hidden;padding:0px 3px 0px 3px;vertical-align:bottom;text-align:center;">-</td> </tr> <tr style="height:20px;"> <td data-sheets-value='{"1":2,"2":"PC"}' style="border-left:1px solid #000000;overflow:hidden;padding:0px 3px 0px 3px;vertical-align:bottom;font-weight:bold;">PC</td> <td data-sheets-value='{"1":2,"2":"Single-walled"}' style="overflow:hidden;padding:0px 3px 0px 3px;vertical-align:bottom;font-weight:bold;">Single-walled</td> <td data-sheets-value='{"1":2,"2":"Opal (D)"}' style="border-right:1px solid #000000;overflow:hidden;padding:0px 3px 0px 3px;vertical-align:bottom;font-weight:bold;">Opal (D)</td> <td data-sheets-numberformat='{"1":2,"2":"0.00","3":1}' data-sheets-value='{"1":3,"3":5.17}' style="overflow:hidden;padding:0px 3px 0px 3px;vertical-align:bottom;text-align:center;">5.17</td> <td data-sheets-numberformat='{"1":2,"2":"0","3":1}' data-sheets-value='{"1":3,"3":58}' style="overflow:hidden;padding:0px 3px 0px 3px;vertical-align:bottom;text-align:center;">58</td> <td data-sheets-numberformat='{"1":2,"2":"0","3":1}' data-sheets-value='{"1":3,"3":60}' style="overflow:hidden;padding:0px 3px 0px 3px;vertical-align:bottom;text-align:center;">60</td> <td data-sheets-numberformat='{"1":2,"2":"0","3":1}' data-sheets-value='{"1":2,"2":"-"}' style="border-right:1px solid #000000;overflow:hidden;padding:0px 3px 0px 3px;vertical-align:bottom;text-align:center;">-</td> </tr> <tr style="height:20px;"> <td style="border-left:1px solid #000000;overflow:hidden;padding:0px 3px 0px 3px;vertical-align:bottom;font-weight:bold;"></td> <td data-sheets-value='{"1":2,"2":"Double-walled"}' style="overflow:hidden;padding:0px 3px 0px 3px;vertical-align:bottom;font-weight:bold;">Double-walled</td> <td data-sheets-value='{"1":2,"2":"Clear (A/H)"}' style="border-right:1px solid #000000;overflow:hidden;padding:0px 3px 0px 3px;vertical-align:bottom;font-weight:bold;">Clear (A/H)</td> <td data-sheets-numberformat='{"1":2,"2":"0.00","3":1}' data-sheets-value='{"1":3,"3":2.9}' style="overflow:hidden;padding:0px 3px 0px 3px;vertical-align:bottom;text-align:center;">2.90</td> <td data-sheets-numberformat='{"1":2,"2":"0","3":1}' data-sheets-value='{"1":3,"3":79}' style="overflow:hidden;padding:0px 3px 0px 3px;vertical-align:bottom;text-align:center;">79</td> <td data-sheets-numberformat='{"1":2,"2":"0","3":1}' data-sheets-value='{"1":3,"3":72}' style="overflow:hidden;padding:0px 3px 0px 3px;vertical-align:bottom;text-align:center;">72</td> <td data-sheets-numberformat='{"1":2,"2":"0","3":1}' data-sheets-value='{"1":3,"3":20}' style="border-right:1px solid #000000;overflow:hidden;padding:0px 3px 0px 3px;vertical-align:bottom;text-align:center;">20</td> </tr> <tr style="height:20px;"> <td style="border-left:1px solid #000000;overflow:hidden;padding:0px 3px 0px 3px;vertical-align:bottom;font-weight:bold;"></td> <td data-sheets-value='{"1":2,"2":"Double-walled"}' style="overflow:hidden;padding:0px 3px 0px 3px;vertical-align:bottom;font-weight:bold;">Double-walled</td> <td data-sheets-value='{"1":2,"2":"Clear (A/A)"}' style="border-right:1px solid #000000;overflow:hidden;padding:0px 3px 0px 3px;vertical-align:bottom;font-weight:bold;">Clear (A/A)</td> <td data-sheets-numberformat='{"1":2,"2":"0.00","3":1}' data-sheets-value='{"1":3,"3":2.9}' style="overflow:hidden;padding:0px 3px 0px 3px;vertical-align:bottom;text-align:center;">2.90</td> <td data-sheets-numberformat='{"1":2,"2":"0","3":1}' data-sheets-value='{"1":3,"3":77}' style="overflow:hidden;padding:0px 3px 0px 3px;vertical-align:bottom;text-align:center;">77</td> <td data-sheets-numberformat='{"1":2,"2":"0","3":1}' data-sheets-value='{"1":3,"3":69}' style="overflow:hidden;padding:0px 3px 0px 3px;vertical-align:bottom;text-align:center;">69</td> <td data-sheets-numberformat='{"1":2,"2":"0","3":1}' data-sheets-value='{"1":3,"3":20}' style="border-right:1px solid #000000;overflow:hidden;padding:0px 3px 0px 3px;vertical-align:bottom;text-align:center;">20</td> </tr> <tr style="height:20px;"> <td style="border-left:1px solid #000000;overflow:hidden;padding:0px 3px 0px 3px;vertical-align:bottom;font-weight:bold;"></td> <td data-sheets-value='{"1":2,"2":"Double-walled"}' style="overflow:hidden;padding:0px 3px 0px 3px;vertical-align:bottom;font-weight:bold;">Double-walled</td> <td data-sheets-value='{"1":2,"2":"Opal (A/O)"}' style="border-right:1px solid #000000;overflow:hidden;padding:0px 3px 0px 3px;vertical-align:bottom;font-weight:bold;">Opal (A/O)</td> <td data-sheets-numberformat='{"1":2,"2":"0.00","3":1}' data-sheets-value='{"1":3,"3":2.9}' style="overflow:hidden;padding:0px 3px 0px 3px;vertical-align:bottom;text-align:center;">2.90</td> <td data-sheets-numberformat='{"1":2,"2":"0","3":1}' data-sheets-value='{"1":3,"3":73}' style="overflow:hidden;padding:0px 3px 0px 3px;vertical-align:bottom;text-align:center;">73</td> <td data-sheets-numberformat='{"1":2,"2":"0","3":1}' data-sheets-value='{"1":3,"3":63}' style="overflow:hidden;padding:0px 3px 0px 3px;vertical-align:bottom;text-align:center;">63</td> <td data-sheets-numberformat='{"1":2,"2":"0","3":1}' data-sheets-value='{"1":3,"3":20}' style="border-right:1px solid #000000;overflow:hidden;padding:0px 3px 0px 3px;vertical-align:bottom;text-align:center;">20</td> </tr> <tr style="height:20px;"> <td style="border-left:1px solid #000000;overflow:hidden;padding:0px 3px 0px 3px;vertical-align:bottom;font-weight:bold;"></td> <td data-sheets-value='{"1":2,"2":"Double-walled"}' style="overflow:hidden;padding:0px 3px 0px 3px;vertical-align:bottom;font-weight:bold;">Double-walled</td> <td data-sheets-value='{"1":2,"2":"Opal (A/D)"}' style="border-right:1px solid #000000;overflow:hidden;padding:0px 3px 0px 3px;vertical-align:bottom;font-weight:bold;">Opal (A/D)</td> <td data-sheets-numberformat='{"1":2,"2":"0.00","3":1}' data-sheets-value='{"1":3,"3":2.9}' style="overflow:hidden;padding:0px 3px 0px 3px;vertical-align:bottom;text-align:center;">2.90</td> <td data-sheets-numberformat='{"1":2,"2":"0","3":1}' data-sheets-value='{"1":3,"3":51}' style="overflow:hidden;padding:0px 3px 0px 3px;vertical-align:bottom;text-align:center;">51</td> <td data-sheets-numberformat='{"1":2,"2":"0","3":1}' data-sheets-value='{"1":3,"3":50}' style="overflow:hidden;padding:0px 3px 0px 3px;vertical-align:bottom;text-align:center;">50</td> <td data-sheets-numberformat='{"1":2,"2":"0","3":1}' data-sheets-value='{"1":3,"3":20}' style="border-right:1px solid #000000;overflow:hidden;padding:0px 3px 0px 3px;vertical-align:bottom;text-align:center;">20</td> </tr> <tr style="height:20px;"> <td style="border-left:1px solid #000000;overflow:hidden;padding:0px 3px 0px 3px;vertical-align:bottom;font-weight:bold;"></td> <td data-sheets-value='{"1":2,"2":"Triple-walled"}' style="overflow:hidden;padding:0px 3px 0px 3px;vertical-align:bottom;font-weight:bold;">Triple-walled</td> <td data-sheets-value='{"1":2,"2":"Clear (A/H/H)"}' style="border-right:1px solid #000000;overflow:hidden;padding:0px 3px 0px 3px;vertical-align:bottom;font-weight:bold;">Clear (A/H/H)</td> <td data-sheets-numberformat='{"1":2,"2":"0.00","3":1}' data-sheets-value='{"1":3,"3":1.7}' style="overflow:hidden;padding:0px 3px 0px 3px;vertical-align:bottom;text-align:center;">1.70</td> <td data-sheets-numberformat='{"1":2,"2":"0","3":1}' data-sheets-value='{"1":3,"3":71}' style="overflow:hidden;padding:0px 3px 0px 3px;vertical-align:bottom;text-align:center;">71</td> <td data-sheets-numberformat='{"1":2,"2":"0","3":1}' data-sheets-value='{"1":3,"3":63}' style="overflow:hidden;padding:0px 3px 0px 3px;vertical-align:bottom;text-align:center;">63</td> <td data-sheets-numberformat='{"1":2,"2":"0","3":1}' data-sheets-value='{"1":3,"3":22}' style="border-right:1px solid #000000;overflow:hidden;padding:0px 3px 0px 3px;vertical-align:bottom;text-align:center;">22</td> </tr> <tr style="height:20px;"> <td style="border-left:1px solid #000000;overflow:hidden;padding:0px 3px 0px 3px;vertical-align:bottom;font-weight:bold;"></td> <td data-sheets-value='{"1":2,"2":"Triple-walled"}' style="overflow:hidden;padding:0px 3px 0px 3px;vertical-align:bottom;font-weight:bold;">Triple-walled</td> <td data-sheets-value='{"1":2,"2":"Opal (A/O/O)"}' style="border-right:1px solid #000000;overflow:hidden;padding:0px 3px 0px 3px;vertical-align:bottom;font-weight:bold;">Opal (A/O/O)</td> <td data-sheets-numberformat='{"1":2,"2":"0.00","3":1}' data-sheets-value='{"1":3,"3":1.7}' style="overflow:hidden;padding:0px 3px 0px 3px;vertical-align:bottom;text-align:center;">1.70</td> <td data-sheets-numberformat='{"1":2,"2":"0","3":1}' data-sheets-value='{"1":3,"3":61}' style="overflow:hidden;padding:0px 3px 0px 3px;vertical-align:bottom;text-align:center;">61</td> <td data-sheets-numberformat='{"1":2,"2":"0","3":1}' data-sheets-value='{"1":3,"3":48}' style="overflow:hidden;padding:0px 3px 0px 3px;vertical-align:bottom;text-align:center;">48</td> <td data-sheets-numberformat='{"1":2,"2":"0","3":1}' data-sheets-value='{"1":3,"3":22}' style="border-right:1px solid #000000;overflow:hidden;padding:0px 3px 0px 3px;vertical-align:bottom;text-align:center;">22</td> </tr> <tr style="height:20px;"> <td style="border-left:1px solid #000000;overflow:hidden;padding:0px 3px 0px 3px;vertical-align:bottom;font-weight:bold;"></td> <td data-sheets-value='{"1":2,"2":"Four-walled"}' style="overflow:hidden;padding:0px 3px 0px 3px;vertical-align:bottom;font-weight:bold;">Four-walled</td> <td data-sheets-value='{"1":2,"2":"Clear (A/H/H/H)"}' style="border-right:1px solid #000000;overflow:hidden;padding:0px 3px 0px 3px;vertical-align:bottom;font-weight:bold;">Clear (A/H/H/H)</td> <td data-sheets-numberformat='{"1":2,"2":"0.00","3":1}' data-sheets-value='{"1":3,"3":1.28}' style="overflow:hidden;padding:0px 3px 0px 3px;vertical-align:bottom;text-align:center;">1.28</td> <td data-sheets-numberformat='{"1":2,"2":"0","3":1}' data-sheets-value='{"1":3,"3":64}' style="overflow:hidden;padding:0px 3px 0px 3px;vertical-align:bottom;text-align:center;">64</td> <td data-sheets-numberformat='{"1":2,"2":"0","3":1}' data-sheets-value='{"1":3,"3":52}' style="overflow:hidden;padding:0px 3px 0px 3px;vertical-align:bottom;text-align:center;">52</td> <td data-sheets-numberformat='{"1":2,"2":"0","3":1}' data-sheets-value='{"1":3,"3":23}' style="border-right:1px solid #000000;overflow:hidden;padding:0px 3px 0px 3px;vertical-align:bottom;text-align:center;">23</td> </tr> <tr style="height:20px;"> <td style="border-bottom:1px solid #000000;border-left:1px solid #000000;overflow:hidden;padding:0px 3px 0px 3px;vertical-align:bottom;"></td> <td data-sheets-value='{"1":2,"2":"Four-walled"}' style="border-bottom:1px solid #000000;overflow:hidden;padding:0px 3px 0px 3px;vertical-align:bottom;font-weight:bold;">Four-walled</td> <td data-sheets-value='{"1":2,"2":"Opal (A/H/O/H)"}' style="border-right:1px solid #000000;border-bottom:1px solid #000000;overflow:hidden;padding:0px 3px 0px 3px;vertical-align:bottom;font-weight:bold;">Opal (A/H/O/H)</td> <td data-sheets-numberformat='{"1":2,"2":"0.00","3":1}' data-sheets-value='{"1":3,"3":1.28}' style="border-bottom:1px solid #000000;overflow:hidden;padding:0px 3px 0px 3px;vertical-align:bottom;text-align:center;">1.28</td> <td data-sheets-numberformat='{"1":2,"2":"0","3":1}' data-sheets-value='{"1":3,"3":59}' style="border-bottom:1px solid #000000;overflow:hidden;padding:0px 3px 0px 3px;vertical-align:bottom;text-align:center;">59</td> <td data-sheets-numberformat='{"1":2,"2":"0","3":1}' data-sheets-value='{"1":3,"3":46}' style="border-bottom:1px solid #000000;overflow:hidden;padding:0px 3px 0px 3px;vertical-align:bottom;text-align:center;">46</td> <td data-sheets-numberformat='{"1":2,"2":"0","3":1}' data-sheets-value='{"1":3,"3":23}' style="border-right:1px solid #000000;border-bottom:1px solid #000000;overflow:hidden;padding:0px 3px 0px 3px;vertical-align:bottom;text-align:center;">23</td> </tr> <tr style="height:20px;"> <td data-sheets-value='{"1":2,"2":"Polycarbonate"}' style="border-left:1px solid #000000;overflow:hidden;padding:0px 3px 0px 3px;vertical-align:bottom;font-weight:bold;">Polycarbonate</td> <td data-sheets-value='{"1":2,"2":"Single-walled"}' style="overflow:hidden;padding:0px 3px 0px 3px;vertical-align:bottom;font-weight:bold;">Single-walled</td> <td data-sheets-value='{"1":2,"2":"Heatstop Opal (T)"}' style="border-right:1px solid #000000;overflow:hidden;padding:0px 3px 0px 3px;vertical-align:bottom;font-weight:bold;">Heatstop Opal (T)</td> <td data-sheets-numberformat='{"1":2,"2":"0.00","3":1}' data-sheets-value='{"1":3,"3":5.17}' style="overflow:hidden;padding:0px 3px 0px 3px;vertical-align:bottom;text-align:center;">5.17</td> <td data-sheets-numberformat='{"1":2,"2":"0","3":1}' data-sheets-value='{"1":3,"3":49}' style="overflow:hidden;padding:0px 3px 0px 3px;vertical-align:bottom;text-align:center;">49</td> <td data-sheets-numberformat='{"1":2,"2":"0","3":1}' data-sheets-value='{"1":3,"3":59}' style="overflow:hidden;padding:0px 3px 0px 3px;vertical-align:bottom;text-align:center;">59</td> <td data-sheets-numberformat='{"1":2,"2":"0","3":1}' data-sheets-value='{"1":2,"2":"-"}' style="border-right:1px solid #000000;overflow:hidden;padding:0px 3px 0px 3px;vertical-align:bottom;text-align:center;">-</td> </tr> <tr style="height:20px;"> <td data-sheets-value='{"1":2,"2":"Heatstop PC"}' style="border-left:1px solid #000000;overflow:hidden;padding:0px 3px 0px 3px;vertical-align:bottom;font-weight:bold;">Heatstop PC</td> <td data-sheets-value='{"1":2,"2":"Double-walled"}' style="overflow:hidden;padding:0px 3px 0px 3px;vertical-align:bottom;font-weight:bold;">Double-walled</td> <td data-sheets-value='{"1":2,"2":"Clear (T/H)"}' style="border-right:1px solid #000000;overflow:hidden;padding:0px 3px 0px 3px;vertical-align:bottom;font-weight:bold;">Clear (T/H)</td> <td data-sheets-numberformat='{"1":2,"2":"0.00","3":1}' data-sheets-value='{"1":3,"3":2.9}' style="overflow:hidden;padding:0px 3px 0px 3px;vertical-align:bottom;text-align:center;">2.90</td> <td data-sheets-numberformat='{"1":2,"2":"0","3":1}' data-sheets-value='{"1":3,"3":44}' style="overflow:hidden;padding:0px 3px 0px 3px;vertical-align:bottom;text-align:center;">44</td> <td data-sheets-numberformat='{"1":2,"2":"0","3":1}' data-sheets-value='{"1":3,"3":51}' style="overflow:hidden;padding:0px 3px 0px 3px;vertical-align:bottom;text-align:center;">51</td> <td data-sheets-numberformat='{"1":2,"2":"0","3":1}' data-sheets-value='{"1":3,"3":20}' style="border-right:1px solid #000000;overflow:hidden;padding:0px 3px 0px 3px;vertical-align:bottom;text-align:center;">20</td> </tr> <tr style="height:20px;"> <td style="border-left:1px solid #000000;overflow:hidden;padding:0px 3px 0px 3px;vertical-align:bottom;font-weight:bold;"></td> <td data-sheets-value='{"1":2,"2":"Double-walled"}' style="overflow:hidden;padding:0px 3px 0px 3px;vertical-align:bottom;font-weight:bold;">Double-walled</td> <td data-sheets-value='{"1":2,"2":"Opal (T/O)"}' style="border-right:1px solid #000000;overflow:hidden;padding:0px 3px 0px 3px;vertical-align:bottom;font-weight:bold;">Opal (T/O)</td> <td data-sheets-numberformat='{"1":2,"2":"0.00","3":1}' data-sheets-value='{"1":3,"3":2.9}' style="overflow:hidden;padding:0px 3px 0px 3px;vertical-align:bottom;text-align:center;">2.90</td> <td data-sheets-numberformat='{"1":2,"2":"0","3":1}' data-sheets-value='{"1":3,"3":41}' style="overflow:hidden;padding:0px 3px 0px 3px;vertical-align:bottom;text-align:center;">41</td> <td data-sheets-numberformat='{"1":2,"2":"0","3":1}' data-sheets-value='{"1":3,"3":45}' style="overflow:hidden;padding:0px 3px 0px 3px;vertical-align:bottom;text-align:center;">45</td> <td data-sheets-numberformat='{"1":2,"2":"0","3":1}' data-sheets-value='{"1":3,"3":20}' style="border-right:1px solid #000000;overflow:hidden;padding:0px 3px 0px 3px;vertical-align:bottom;text-align:center;">20</td> </tr> <tr style="height:20px;"> <td style="border-left:1px solid #000000;overflow:hidden;padding:0px 3px 0px 3px;vertical-align:bottom;font-weight:bold;"></td> <td data-sheets-value='{"1":2,"2":"Triple-walled"}' style="overflow:hidden; | skylux-160-ce-met-koepel-en-pvc-opstand-16-00-met-lm-motor-en-windvang-1500-x-1500-mm | 8586029629773 | 46872346853709
Smoke and heat exhaust (SHEV) | SHE system | Skylux | Skylux 160° CE with skylight and PVC curb 16/00 with LM-actuator and spoiler 1550 x 1550 mm |  | 50393 | 5412970503934 | 5526.1 | Yes | 30-45 | 89.95 | 1550 x 1550 mm | 1550 | 1550 |  | PVC 16/00 (16 cm high & roof opening = daylight size) | Square | 5.17 W/m²K - 1.28 W/m²K | 87% - 32% | 90% - 32% | 20dB - 23dB | 160° CE (for industry) | skylight | with spoiler | E | Single actuator | Maximum four-walled skylight possible for this product | Ut-value LT-value g-value Rw-value EN 1873 : 2014 EN ISO 13468 EN 16153 EN 410 EN 410 EN ISO 140-3 Material Walls Shells (W/m²K) (%) (%) (dB) Acrylic Single-walled Clear (H) 5.17 90 87 - PMMA Single-walled Opal (O) 5.17 83 76 - Double-walled Clear (H/H) 2.90 81 75 20 Double-walled Opal (O/O) 2.90 69 58 20 Triple-walled Clear (H/H/H) 1.70 73 65 22 Triple-walled Opal (O/H/O) 1.70 62 51 22 Four-walled Clear (H/H/H/H) 1.28 64 54 23 Four-walled Opal (H/H/O/H) 1.28 59 48 23 Polycarbonate Single-walled Clear (A) 5.17 88 83 - PC Single-walled Opal (D) 5.17 58 60 - Double-walled Clear (A/H) 2.90 79 72 20 Double-walled Clear (A/A) 2.90 77 69 20 Double-walled Opal (A/O) 2.90 73 63 20 Double-walled Opal (A/D) 2.90 51 50 20 Triple-walled Clear (A/H/H) 1.70 71 63 22 Triple-walled Opal (A/O/O) 1.70 61 48 22 Four-walled Clear (A/H/H/H) 1.28 64 52 23 Four-walled Opal (A/H/O/H) 1.28 59 46 23 Polycarbonate Single-walled Heatstop Opal (T) 5.17 49 59 - Heatstop PC Double-walled Clear (T/H) 2.90 44 51 20 Double-walled Opal (T/O) 2.90 41 45 20 Triple-walled Clear (T/H/H) 1.70 40 <td data-sheets-numberformat='{"1":2,"2":"0","3":1}' data-sheets-value='{"1":3,"3":44}' style="overflow:hidden;paddin | https://skylux.eu/en/products/skylux-160-ce-met-koepel-en-pvc-opstand-16-00-met-lm-motor-en-windvang-1550-x-1550-mm | https://skylux.eu/cdn/shop/files/Skylux-160deg-CE-met-koepel-en-pvc-opstand-1600-met-LM-motor-en-windvang-1550-x-1550-mm-RWA-systeem.jpg?v=1702980325&width=1600 | https://skylux.eu/cdn/shop/files/e5a82811-1bb0-48e4-a776-cacb59c7c092_7e5d8b28-6be6-4275-8e33-694ea318832a.jpg?v=1688551102&width=1600 | //skylux.eu/cdn/shop/files/E_MH_Mounting_instructions_Skylux_160_CE_LM.pdf?v=12406716259046007223 | //skylux.eu/cdn/shop/files/E_TD_Technical_File_Skylux_Skylux_160_CE_Electric.pdf?v=3667116872303399239 | <style type="text/css" id="isPasted"> <!--td { border: 1px solid #cccccc; } br { mso-data-placement: same-cell; } --> </style> <table border="1" cellpadding="0" cellspacing="0" dir="ltr" style="table-layout:fixed;font-size:10pt;font-family:Arial;border-collapse:collapse;border:none;"><tbody> <tr style="height:20px;"> <td style="overflow:hidden;padding:0px 3px 0px 3px;vertical-align:bottom;"></td> <td style="overflow:hidden;padding:0px 3px 0px 3px;vertical-align:bottom;"></td> <td style="overflow:hidden;padding:0px 3px 0px 3px;vertical-align:bottom;"></td> <td data-sheets-value='{"1":2,"2":"Ut-value"}' style="overflow:hidden;padding:0px 3px 0px 3px;vertical-align:bottom;font-weight:bold;text-align:center;">Ut-value</td> <td data-sheets-value='{"1":2,"2":"LT-value"}' style="overflow:hidden;padding:0px 3px 0px 3px;vertical-align:bottom;font-weight:bold;text-align:center;">LT-value</td> <td data-sheets-value='{"1":2,"2":"g-value"}' style="overflow:hidden;padding:0px 3px 0px 3px;vertical-align:bottom;font-weight:bold;text-align:center;">g-value</td> <td data-sheets-value='{"1":2,"2":"Rw-value "}' style="overflow:hidden;padding:0px 3px 0px 3px;vertical-align:bottom;font-weight:bold;text-align:center;">Rw-value </td> </tr> <tr style="height:20px;"> <td style="overflow:hidden;padding:0px 3px 0px 3px;vertical-align:bottom;"></td> <td style="overflow:hidden;padding:0px 3px 0px 3px;vertical-align:bottom;"></td> <td style="overflow:hidden;padding:0px 3px 0px 3px;vertical-align:bottom;"></td> <td data-sheets-numberformat='{"1":2,"2":"0.00","3":1}' data-sheets-value='{"1":2,"2":"EN 1873 : 2014"}' style="overflow:hidden;padding:0px 3px 0px 3px;vertical-align:bottom;text-align:center;">EN 1873 : 2014</td> <td data-sheets-numberformat='{"1":2,"2":"0","3":1}' data-sheets-value='{"1":2,"2":"EN ISO 13468 EN 16153 EN 410"}' style="overflow:hidden;padding:0px 3px 0px 3px;vertical-align:bottom;text-align:center;">EN ISO 13468 EN 16153 EN 410</td> <td data-sheets-numberformat='{"1":2,"2":"0","3":1}' data-sheets-value='{"1":2,"2":"EN 410"}' style="overflow:hidden;padding:0px 3px 0px 3px;vertical-align:bottom;text-align:center;">EN 410</td> <td data-sheets-value='{"1":2,"2":"EN ISO 140-3\t\t"}' style="overflow:hidden;padding:0px 3px 0px 3px;vertical-align:bottom;text-align:center;">EN ISO 140-3 </td> </tr> <tr style="height:20px;"> <td data-sheets-value='{"1":2,"2":"Material"}' style="border-bottom:1px solid #000000;overflow:hidden;padding:0px 3px 0px 3px;vertical-align:bottom;background-color:#000000;font-weight:bold;color:#ffffff;">Material</td> <td data-sheets-value='{"1":2,"2":"Walls"}' style="border-bottom:1px solid #000000;overflow:hidden;padding:0px 3px 0px 3px;vertical-align:bottom;background-color:#000000;font-weight:bold;color:#ffffff;">Walls</td> <td data-sheets-value='{"1":2,"2":"Shells"}' style="border-bottom:1px solid #000000;overflow:hidden;padding:0px 3px 0px 3px;vertical-align:bottom;background-color:#000000;font-weight:bold;color:#ffffff;">Shells</td> <td data-sheets-numberformat='{"1":2,"2":"0.00","3":1}' data-sheets-value='{"1":2,"2":"(W/m²K)\t"}' style="border-bottom:1px solid #000000;overflow:hidden;padding:0px 3px 0px 3px;vertical-align:bottom;background-color:#000000;font-weight:bold;color:#ffffff;text-align:center;">(W/m²K) </td> <td data-sheets-numberformat='{"1":2,"2":"0","3":1}' data-sheets-value='{"1":2,"2":"(%)"}' style="border-bottom:1px solid #000000;overflow:hidden;padding:0px 3px 0px 3px;vertical-align:bottom;background-color:#000000;font-weight:bold;color:#ffffff;text-align:center;">(%)</td> <td data-sheets-numberformat='{"1":2,"2":"0","3":1}' data-sheets-value='{"1":2,"2":"(%)"}' style="border-bottom:1px solid #000000;overflow:hidden;padding:0px 3px 0px 3px;vertical-align:bottom;background-color:#000000;font-weight:bold;color:#ffffff;text-align:center;">(%)</td> <td data-sheets-value='{"1":2,"2":"(dB)"}' style="border-bottom:1px solid #000000;overflow:hidden;padding:0px 3px 0px 3px;vertical-align:bottom;background-color:#000000;font-weight:bold;color:#ffffff;text-align:center;">(dB)</td> </tr> <tr style="height:20px;"> <td data-sheets-value='{"1":2,"2":"Acrylic"}' style="border-left:1px solid #000000;overflow:hidden;padding:0px 3px 0px 3px;vertical-align:bottom;font-weight:bold;">Acrylic</td> <td data-sheets-value='{"1":2,"2":"Single-walled"}' style="overflow:hidden;padding:0px 3px 0px 3px;vertical-align:bottom;font-weight:bold;">Single-walled</td> <td data-sheets-value='{"1":2,"2":"Clear (H)"}' style="border-right:1px solid #000000;overflow:hidden;padding:0px 3px 0px 3px;vertical-align:bottom;font-weight:bold;">Clear (H)</td> <td data-sheets-numberformat='{"1":2,"2":"0.00","3":1}' data-sheets-value='{"1":3,"3":5.17}' style="overflow:hidden;padding:0px 3px 0px 3px;vertical-align:bottom;text-align:center;">5.17</td> <td data-sheets-numberformat='{"1":2,"2":"0","3":1}' data-sheets-value='{"1":3,"3":90}' style="overflow:hidden;padding:0px 3px 0px 3px;vertical-align:bottom;text-align:center;">90</td> <td data-sheets-numberformat='{"1":2,"2":"0","3":1}' data-sheets-value='{"1":3,"3":87}' style="overflow:hidden;padding:0px 3px 0px 3px;vertical-align:bottom;text-align:center;">87</td> <td data-sheets-numberformat='{"1":2,"2":"0","3":1}' data-sheets-value='{"1":2,"2":"-"}' style="border-right:1px solid #000000;overflow:hidden;padding:0px 3px 0px 3px;vertical-align:bottom;text-align:center;">-</td> </tr> <tr style="height:20px;"> <td data-sheets-value='{"1":2,"2":"PMMA"}' style="border-left:1px solid #000000;overflow:hidden;padding:0px 3px 0px 3px;vertical-align:bottom;font-weight:bold;">PMMA</td> <td data-sheets-value='{"1":2,"2":"Single-walled"}' style="overflow:hidden;padding:0px 3px 0px 3px;vertical-align:bottom;font-weight:bold;">Single-walled</td> <td data-sheets-value='{"1":2,"2":"Opal (O)"}' style="border-right:1px solid #000000;overflow:hidden;padding:0px 3px 0px 3px;vertical-align:bottom;font-weight:bold;">Opal (O)</td> <td data-sheets-numberformat='{"1":2,"2":"0.00","3":1}' data-sheets-value='{"1":3,"3":5.17}' style="overflow:hidden;padding:0px 3px 0px 3px;vertical-align:bottom;text-align:center;">5.17</td> <td data-sheets-numberformat='{"1":2,"2":"0","3":1}' data-sheets-value='{"1":3,"3":83}' style="overflow:hidden;padding:0px 3px 0px 3px;vertical-align:bottom;text-align:center;">83</td> <td data-sheets-numberformat='{"1":2,"2":"0","3":1}' data-sheets-value='{"1":3,"3":76}' style="overflow:hidden;padding:0px 3px 0px 3px;vertical-align:bottom;text-align:center;">76</td> <td data-sheets-numberformat='{"1":2,"2":"0","3":1}' data-sheets-value='{"1":2,"2":"-"}' style="border-right:1px solid #000000;overflow:hidden;padding:0px 3px 0px 3px;vertical-align:bottom;text-align:center;">-</td> </tr> <tr style="height:20px;"> <td style="border-left:1px solid #000000;overflow:hidden;padding:0px 3px 0px 3px;vertical-align:bottom;font-weight:bold;"></td> <td data-sheets-value='{"1":2,"2":"Double-walled"}' style="overflow:hidden;padding:0px 3px 0px 3px;vertical-align:bottom;font-weight:bold;">Double-walled</td> <td data-sheets-value='{"1":2,"2":"Clear (H/H)"}' style="border-right:1px solid #000000;overflow:hidden;padding:0px 3px 0px 3px;vertical-align:bottom;font-weight:bold;">Clear (H/H)</td> <td data-sheets-numberformat='{"1":2,"2":"0.00","3":1}' data-sheets-value='{"1":3,"3":2.9}' style="overflow:hidden;padding:0px 3px 0px 3px;vertical-align:bottom;text-align:center;">2.90</td> <td data-sheets-numberformat='{"1":2,"2":"0","3":1}' data-sheets-value='{"1":3,"3":81}' style="overflow:hidden;padding:0px 3px 0px 3px;vertical-align:bottom;text-align:center;">81</td> <td data-sheets-numberformat='{"1":2,"2":"0","3":1}' data-sheets-value='{"1":3,"3":75}' style="overflow:hidden;padding:0px 3px 0px 3px;vertical-align:bottom;text-align:center;">75</td> <td data-sheets-numberformat='{"1":2,"2":"0","3":1}' data-sheets-value='{"1":3,"3":20}' style="border-right:1px solid #000000;overflow:hidden;padding:0px 3px 0px 3px;vertical-align:bottom;text-align:center;">20</td> </tr> <tr style="height:20px;"> <td style="border-left:1px solid #000000;overflow:hidden;padding:0px 3px 0px 3px;vertical-align:bottom;font-weight:bold;"></td> <td data-sheets-value='{"1":2,"2":"Double-walled"}' style="overflow:hidden;padding:0px 3px 0px 3px;vertical-align:bottom;font-weight:bold;">Double-walled</td> <td data-sheets-value='{"1":2,"2":"Opal (O/O)"}' style="border-right:1px solid #000000;overflow:hidden;padding:0px 3px 0px 3px;vertical-align:bottom;font-weight:bold;">Opal (O/O)</td> <td data-sheets-numberformat='{"1":2,"2":"0.00","3":1}' data-sheets-value='{"1":3,"3":2.9}' style="overflow:hidden;padding:0px 3px 0px 3px;vertical-align:bottom;text-align:center;">2.90</td> <td data-sheets-numberformat='{"1":2,"2":"0","3":1}' data-sheets-value='{"1":3,"3":69}' style="overflow:hidden;padding:0px 3px 0px 3px;vertical-align:bottom;text-align:center;">69</td> <td data-sheets-numberformat='{"1":2,"2":"0","3":1}' data-sheets-value='{"1":3,"3":58}' style="overflow:hidden;padding:0px 3px 0px 3px;vertical-align:bottom;text-align:center;">58</td> <td data-sheets-numberformat='{"1":2,"2":"0","3":1}' data-sheets-value='{"1":3,"3":20}' style="border-right:1px solid #000000;overflow:hidden;padding:0px 3px 0px 3px;vertical-align:bottom;text-align:center;">20</td> </tr> <tr style="height:20px;"> <td style="border-left:1px solid #000000;overflow:hidden;padding:0px 3px 0px 3px;vertical-align:bottom;font-weight:bold;"></td> <td data-sheets-value='{"1":2,"2":"Triple-walled"}' style="overflow:hidden;padding:0px 3px 0px 3px;vertical-align:bottom;font-weight:bold;">Triple-walled</td> <td data-sheets-value='{"1":2,"2":"Clear (H/H/H)"}' style="border-right:1px solid #000000;overflow:hidden;padding:0px 3px 0px 3px;vertical-align:bottom;font-weight:bold;">Clear (H/H/H)</td> <td data-sheets-numberformat='{"1":2,"2":"0.00","3":1}' data-sheets-value='{"1":3,"3":1.7}' style="overflow:hidden;padding:0px 3px 0px 3px;vertical-align:bottom;text-align:center;">1.70</td> <td data-sheets-numberformat='{"1":2,"2":"0","3":1}' data-sheets-value='{"1":3,"3":73}' style="overflow:hidden;padding:0px 3px 0px 3px;vertical-align:bottom;text-align:center;">73</td> <td data-sheets-numberformat='{"1":2,"2":"0","3":1}' data-sheets-value='{"1":3,"3":65}' style="overflow:hidden;padding:0px 3px 0px 3px;vertical-align:bottom;text-align:center;">65</td> <td data-sheets-numberformat='{"1":2,"2":"0","3":1}' data-sheets-value='{"1":3,"3":22}' style="border-right:1px solid #000000;overflow:hidden;padding:0px 3px 0px 3px;vertical-align:bottom;text-align:center;">22</td> </tr> <tr style="height:20px;"> <td style="border-left:1px solid #000000;overflow:hidden;padding:0px 3px 0px 3px;vertical-align:bottom;font-weight:bold;"></td> <td data-sheets-value='{"1":2,"2":"Triple-walled"}' style="overflow:hidden;padding:0px 3px 0px 3px;vertical-align:bottom;font-weight:bold;">Triple-walled</td> <td data-sheets-value='{"1":2,"2":"Opal (O/H/O)"}' style="border-right:1px solid #000000;overflow:hidden;padding:0px 3px 0px 3px;vertical-align:bottom;font-weight:bold;">Opal (O/H/O)</td> <td data-sheets-numberformat='{"1":2,"2":"0.00","3":1}' data-sheets-value='{"1":3,"3":1.7}' style="overflow:hidden;padding:0px 3px 0px 3px;vertical-align:bottom;text-align:center;">1.70</td> <td data-sheets-numberformat='{"1":2,"2":"0","3":1}' data-sheets-value='{"1":3,"3":62}' style="overflow:hidden;padding:0px 3px 0px 3px;vertical-align:bottom;text-align:center;">62</td> <td data-sheets-numberformat='{"1":2,"2":"0","3":1}' data-sheets-value='{"1":3,"3":51}' style="overflow:hidden;padding:0px 3px 0px 3px;vertical-align:bottom;text-align:center;">51</td> <td data-sheets-numberformat='{"1":2,"2":"0","3":1}' data-sheets-value='{"1":3,"3":22}' style="border-right:1px solid #000000;overflow:hidden;padding:0px 3px 0px 3px;vertical-align:bottom;text-align:center;">22</td> </tr> <tr style="height:20px;"> <td style="border-left:1px solid #000000;overflow:hidden;padding:0px 3px 0px 3px;vertical-align:bottom;font-weight:bold;"></td> <td data-sheets-value='{"1":2,"2":"Four-walled"}' style="overflow:hidden;padding:0px 3px 0px 3px;vertical-align:bottom;font-weight:bold;">Four-walled</td> <td data-sheets-value='{"1":2,"2":"Clear (H/H/H/H)"}' style="border-right:1px solid #000000;overflow:hidden;padding:0px 3px 0px 3px;vertical-align:bottom;font-weight:bold;">Clear (H/H/H/H)</td> <td data-sheets-numberformat='{"1":2,"2":"0.00","3":1}' data-sheets-value='{"1":3,"3":1.28}' style="overflow:hidden;padding:0px 3px 0px 3px;vertical-align:bottom;text-align:center;">1.28</td> <td data-sheets-numberformat='{"1":2,"2":"0","3":1}' data-sheets-value='{"1":3,"3":64}' style="overflow:hidden;padding:0px 3px 0px 3px;vertical-align:bottom;text-align:center;">64</td> <td data-sheets-numberformat='{"1":2,"2":"0","3":1}' data-sheets-value='{"1":3,"3":54}' style="overflow:hidden;padding:0px 3px 0px 3px;vertical-align:bottom;text-align:center;">54</td> <td data-sheets-numberformat='{"1":2,"2":"0","3":1}' data-sheets-value='{"1":3,"3":23}' style="border-right:1px solid #000000;overflow:hidden;padding:0px 3px 0px 3px;vertical-align:bottom;text-align:center;">23</td> </tr> <tr style="height:20px;"> <td style="border-bottom:1px solid #000000;border-left:1px solid #000000;overflow:hidden;padding:0px 3px 0px 3px;vertical-align:bottom;"></td> <td data-sheets-value='{"1":2,"2":"Four-walled"}' style="border-bottom:1px solid #000000;overflow:hidden;padding:0px 3px 0px 3px;vertical-align:bottom;font-weight:bold;">Four-walled</td> <td data-sheets-value='{"1":2,"2":"Opal (H/H/O/H)"}' style="border-right:1px solid #000000;border-bottom:1px solid #000000;overflow:hidden;padding:0px 3px 0px 3px;vertical-align:bottom;font-weight:bold;">Opal (H/H/O/H)</td> <td data-sheets-numberformat='{"1":2,"2":"0.00","3":1}' data-sheets-value='{"1":3,"3":1.28}' style="border-bottom:1px solid #000000;overflow:hidden;padding:0px 3px 0px 3px;vertical-align:bottom;text-align:center;">1.28</td> <td data-sheets-numberformat='{"1":2,"2":"0","3":1}' data-sheets-value='{"1":3,"3":59}' style="border-bottom:1px solid #000000;overflow:hidden;padding:0px 3px 0px 3px;vertical-align:bottom;text-align:center;">59</td> <td data-sheets-numberformat='{"1":2,"2":"0","3":1}' data-sheets-value='{"1":3,"3":48}' style="border-bottom:1px solid #000000;overflow:hidden;padding:0px 3px 0px 3px;vertical-align:bottom;text-align:center;">48</td> <td data-sheets-numberformat='{"1":2,"2":"0","3":1}' data-sheets-value='{"1":3,"3":23}' style="border-right:1px solid #000000;border-bottom:1px solid #000000;overflow:hidden;padding:0px 3px 0px 3px;vertical-align:bottom;text-align:center;">23</td> </tr> <tr style="height:20px;"> <td data-sheets-value='{"1":2,"2":"Polycarbonate "}' style="border-left:1px solid #000000;overflow:hidden;padding:0px 3px 0px 3px;vertical-align:bottom;font-weight:bold;">Polycarbonate </td> <td data-sheets-value='{"1":2,"2":"Single-walled"}' style="overflow:hidden;padding:0px 3px 0px 3px;vertical-align:bottom;font-weight:bold;">Single-walled</td> <td data-sheets-value='{"1":2,"2":"Clear (A)"}' style="border-right:1px solid #000000;overflow:hidden;padding:0px 3px 0px 3px;vertical-align:bottom;font-weight:bold;">Clear (A)</td> <td data-sheets-numberformat='{"1":2,"2":"0.00","3":1}' data-sheets-value='{"1":3,"3":5.17}' style="overflow:hidden;padding:0px 3px 0px 3px;vertical-align:bottom;text-align:center;">5.17</td> <td data-sheets-numberformat='{"1":2,"2":"0","3":1}' data-sheets-value='{"1":3,"3":88}' style="overflow:hidden;padding:0px 3px 0px 3px;vertical-align:bottom;text-align:center;">88</td> <td data-sheets-numberformat='{"1":2,"2":"0","3":1}' data-sheets-value='{"1":3,"3":83}' style="overflow:hidden;padding:0px 3px 0px 3px;vertical-align:bottom;text-align:center;">83</td> <td data-sheets-numberformat='{"1":2,"2":"0","3":1}' data-sheets-value='{"1":2,"2":"-"}' style="border-right:1px solid #000000;overflow:hidden;padding:0px 3px 0px 3px;vertical-align:bottom;text-align:center;">-</td> </tr> <tr style="height:20px;"> <td data-sheets-value='{"1":2,"2":"PC"}' style="border-left:1px solid #000000;overflow:hidden;padding:0px 3px 0px 3px;vertical-align:bottom;font-weight:bold;">PC</td> <td data-sheets-value='{"1":2,"2":"Single-walled"}' style="overflow:hidden;padding:0px 3px 0px 3px;vertical-align:bottom;font-weight:bold;">Single-walled</td> <td data-sheets-value='{"1":2,"2":"Opal (D)"}' style="border-right:1px solid #000000;overflow:hidden;padding:0px 3px 0px 3px;vertical-align:bottom;font-weight:bold;">Opal (D)</td> <td data-sheets-numberformat='{"1":2,"2":"0.00","3":1}' data-sheets-value='{"1":3,"3":5.17}' style="overflow:hidden;padding:0px 3px 0px 3px;vertical-align:bottom;text-align:center;">5.17</td> <td data-sheets-numberformat='{"1":2,"2":"0","3":1}' data-sheets-value='{"1":3,"3":58}' style="overflow:hidden;padding:0px 3px 0px 3px;vertical-align:bottom;text-align:center;">58</td> <td data-sheets-numberformat='{"1":2,"2":"0","3":1}' data-sheets-value='{"1":3,"3":60}' style="overflow:hidden;padding:0px 3px 0px 3px;vertical-align:bottom;text-align:center;">60</td> <td data-sheets-numberformat='{"1":2,"2":"0","3":1}' data-sheets-value='{"1":2,"2":"-"}' style="border-right:1px solid #000000;overflow:hidden;padding:0px 3px 0px 3px;vertical-align:bottom;text-align:center;">-</td> </tr> <tr style="height:20px;"> <td style="border-left:1px solid #000000;overflow:hidden;padding:0px 3px 0px 3px;vertical-align:bottom;font-weight:bold;"></td> <td data-sheets-value='{"1":2,"2":"Double-walled"}' style="overflow:hidden;padding:0px 3px 0px 3px;vertical-align:bottom;font-weight:bold;">Double-walled</td> <td data-sheets-value='{"1":2,"2":"Clear (A/H)"}' style="border-right:1px solid #000000;overflow:hidden;padding:0px 3px 0px 3px;vertical-align:bottom;font-weight:bold;">Clear (A/H)</td> <td data-sheets-numberformat='{"1":2,"2":"0.00","3":1}' data-sheets-value='{"1":3,"3":2.9}' style="overflow:hidden;padding:0px 3px 0px 3px;vertical-align:bottom;text-align:center;">2.90</td> <td data-sheets-numberformat='{"1":2,"2":"0","3":1}' data-sheets-value='{"1":3,"3":79}' style="overflow:hidden;padding:0px 3px 0px 3px;vertical-align:bottom;text-align:center;">79</td> <td data-sheets-numberformat='{"1":2,"2":"0","3":1}' data-sheets-value='{"1":3,"3":72}' style="overflow:hidden;padding:0px 3px 0px 3px;vertical-align:bottom;text-align:center;">72</td> <td data-sheets-numberformat='{"1":2,"2":"0","3":1}' data-sheets-value='{"1":3,"3":20}' style="border-right:1px solid #000000;overflow:hidden;padding:0px 3px 0px 3px;vertical-align:bottom;text-align:center;">20</td> </tr> <tr style="height:20px;"> <td style="border-left:1px solid #000000;overflow:hidden;padding:0px 3px 0px 3px;vertical-align:bottom;font-weight:bold;"></td> <td data-sheets-value='{"1":2,"2":"Double-walled"}' style="overflow:hidden;padding:0px 3px 0px 3px;vertical-align:bottom;font-weight:bold;">Double-walled</td> <td data-sheets-value='{"1":2,"2":"Clear (A/A)"}' style="border-right:1px solid #000000;overflow:hidden;padding:0px 3px 0px 3px;vertical-align:bottom;font-weight:bold;">Clear (A/A)</td> <td data-sheets-numberformat='{"1":2,"2":"0.00","3":1}' data-sheets-value='{"1":3,"3":2.9}' style="overflow:hidden;padding:0px 3px 0px 3px;vertical-align:bottom;text-align:center;">2.90</td> <td data-sheets-numberformat='{"1":2,"2":"0","3":1}' data-sheets-value='{"1":3,"3":77}' style="overflow:hidden;padding:0px 3px 0px 3px;vertical-align:bottom;text-align:center;">77</td> <td data-sheets-numberformat='{"1":2,"2":"0","3":1}' data-sheets-value='{"1":3,"3":69}' style="overflow:hidden;padding:0px 3px 0px 3px;vertical-align:bottom;text-align:center;">69</td> <td data-sheets-numberformat='{"1":2,"2":"0","3":1}' data-sheets-value='{"1":3,"3":20}' style="border-right:1px solid #000000;overflow:hidden;padding:0px 3px 0px 3px;vertical-align:bottom;text-align:center;">20</td> </tr> <tr style="height:20px;"> <td style="border-left:1px solid #000000;overflow:hidden;padding:0px 3px 0px 3px;vertical-align:bottom;font-weight:bold;"></td> <td data-sheets-value='{"1":2,"2":"Double-walled"}' style="overflow:hidden;padding:0px 3px 0px 3px;vertical-align:bottom;font-weight:bold;">Double-walled</td> <td data-sheets-value='{"1":2,"2":"Opal (A/O)"}' style="border-right:1px solid #000000;overflow:hidden;padding:0px 3px 0px 3px;vertical-align:bottom;font-weight:bold;">Opal (A/O)</td> <td data-sheets-numberformat='{"1":2,"2":"0.00","3":1}' data-sheets-value='{"1":3,"3":2.9}' style="overflow:hidden;padding:0px 3px 0px 3px;vertical-align:bottom;text-align:center;">2.90</td> <td data-sheets-numberformat='{"1":2,"2":"0","3":1}' data-sheets-value='{"1":3,"3":73}' style="overflow:hidden;padding:0px 3px 0px 3px;vertical-align:bottom;text-align:center;">73</td> <td data-sheets-numberformat='{"1":2,"2":"0","3":1}' data-sheets-value='{"1":3,"3":63}' style="overflow:hidden;padding:0px 3px 0px 3px;vertical-align:bottom;text-align:center;">63</td> <td data-sheets-numberformat='{"1":2,"2":"0","3":1}' data-sheets-value='{"1":3,"3":20}' style="border-right:1px solid #000000;overflow:hidden;padding:0px 3px 0px 3px;vertical-align:bottom;text-align:center;">20</td> </tr> <tr style="height:20px;"> <td style="border-left:1px solid #000000;overflow:hidden;padding:0px 3px 0px 3px;vertical-align:bottom;font-weight:bold;"></td> <td data-sheets-value='{"1":2,"2":"Double-walled"}' style="overflow:hidden;padding:0px 3px 0px 3px;vertical-align:bottom;font-weight:bold;">Double-walled</td> <td data-sheets-value='{"1":2,"2":"Opal (A/D)"}' style="border-right:1px solid #000000;overflow:hidden;padding:0px 3px 0px 3px;vertical-align:bottom;font-weight:bold;">Opal (A/D)</td> <td data-sheets-numberformat='{"1":2,"2":"0.00","3":1}' data-sheets-value='{"1":3,"3":2.9}' style="overflow:hidden;padding:0px 3px 0px 3px;vertical-align:bottom;text-align:center;">2.90</td> <td data-sheets-numberformat='{"1":2,"2":"0","3":1}' data-sheets-value='{"1":3,"3":51}' style="overflow:hidden;padding:0px 3px 0px 3px;vertical-align:bottom;text-align:center;">51</td> <td data-sheets-numberformat='{"1":2,"2":"0","3":1}' data-sheets-value='{"1":3,"3":50}' style="overflow:hidden;padding:0px 3px 0px 3px;vertical-align:bottom;text-align:center;">50</td> <td data-sheets-numberformat='{"1":2,"2":"0","3":1}' data-sheets-value='{"1":3,"3":20}' style="border-right:1px solid #000000;overflow:hidden;padding:0px 3px 0px 3px;vertical-align:bottom;text-align:center;">20</td> </tr> <tr style="height:20px;"> <td style="border-left:1px solid #000000;overflow:hidden;padding:0px 3px 0px 3px;vertical-align:bottom;font-weight:bold;"></td> <td data-sheets-value='{"1":2,"2":"Triple-walled"}' style="overflow:hidden;padding:0px 3px 0px 3px;vertical-align:bottom;font-weight:bold;">Triple-walled</td> <td data-sheets-value='{"1":2,"2":"Clear (A/H/H)"}' style="border-right:1px solid #000000;overflow:hidden;padding:0px 3px 0px 3px;vertical-align:bottom;font-weight:bold;">Clear (A/H/H)</td> <td data-sheets-numberformat='{"1":2,"2":"0.00","3":1}' data-sheets-value='{"1":3,"3":1.7}' style="overflow:hidden;padding:0px 3px 0px 3px;vertical-align:bottom;text-align:center;">1.70</td> <td data-sheets-numberformat='{"1":2,"2":"0","3":1}' data-sheets-value='{"1":3,"3":71}' style="overflow:hidden;padding:0px 3px 0px 3px;vertical-align:bottom;text-align:center;">71</td> <td data-sheets-numberformat='{"1":2,"2":"0","3":1}' data-sheets-value='{"1":3,"3":63}' style="overflow:hidden;padding:0px 3px 0px 3px;vertical-align:bottom;text-align:center;">63</td> <td data-sheets-numberformat='{"1":2,"2":"0","3":1}' data-sheets-value='{"1":3,"3":22}' style="border-right:1px solid #000000;overflow:hidden;padding:0px 3px 0px 3px;vertical-align:bottom;text-align:center;">22</td> </tr> <tr style="height:20px;"> <td style="border-left:1px solid #000000;overflow:hidden;padding:0px 3px 0px 3px;vertical-align:bottom;font-weight:bold;"></td> <td data-sheets-value='{"1":2,"2":"Triple-walled"}' style="overflow:hidden;padding:0px 3px 0px 3px;vertical-align:bottom;font-weight:bold;">Triple-walled</td> <td data-sheets-value='{"1":2,"2":"Opal (A/O/O)"}' style="border-right:1px solid #000000;overflow:hidden;padding:0px 3px 0px 3px;vertical-align:bottom;font-weight:bold;">Opal (A/O/O)</td> <td data-sheets-numberformat='{"1":2,"2":"0.00","3":1}' data-sheets-value='{"1":3,"3":1.7}' style="overflow:hidden;padding:0px 3px 0px 3px;vertical-align:bottom;text-align:center;">1.70</td> <td data-sheets-numberformat='{"1":2,"2":"0","3":1}' data-sheets-value='{"1":3,"3":61}' style="overflow:hidden;padding:0px 3px 0px 3px;vertical-align:bottom;text-align:center;">61</td> <td data-sheets-numberformat='{"1":2,"2":"0","3":1}' data-sheets-value='{"1":3,"3":48}' style="overflow:hidden;padding:0px 3px 0px 3px;vertical-align:bottom;text-align:center;">48</td> <td data-sheets-numberformat='{"1":2,"2":"0","3":1}' data-sheets-value='{"1":3,"3":22}' style="border-right:1px solid #000000;overflow:hidden;padding:0px 3px 0px 3px;vertical-align:bottom;text-align:center;">22</td> </tr> <tr style="height:20px;"> <td style="border-left:1px solid #000000;overflow:hidden;padding:0px 3px 0px 3px;vertical-align:bottom;font-weight:bold;"></td> <td data-sheets-value='{"1":2,"2":"Four-walled"}' style="overflow:hidden;padding:0px 3px 0px 3px;vertical-align:bottom;font-weight:bold;">Four-walled</td> <td data-sheets-value='{"1":2,"2":"Clear (A/H/H/H)"}' style="border-right:1px solid #000000;overflow:hidden;padding:0px 3px 0px 3px;vertical-align:bottom;font-weight:bold;">Clear (A/H/H/H)</td> <td data-sheets-numberformat='{"1":2,"2":"0.00","3":1}' data-sheets-value='{"1":3,"3":1.28}' style="overflow:hidden;padding:0px 3px 0px 3px;vertical-align:bottom;text-align:center;">1.28</td> <td data-sheets-numberformat='{"1":2,"2":"0","3":1}' data-sheets-value='{"1":3,"3":64}' style="overflow:hidden;padding:0px 3px 0px 3px;vertical-align:bottom;text-align:center;">64</td> <td data-sheets-numberformat='{"1":2,"2":"0","3":1}' data-sheets-value='{"1":3,"3":52}' style="overflow:hidden;padding:0px 3px 0px 3px;vertical-align:bottom;text-align:center;">52</td> <td data-sheets-numberformat='{"1":2,"2":"0","3":1}' data-sheets-value='{"1":3,"3":23}' style="border-right:1px solid #000000;overflow:hidden;padding:0px 3px 0px 3px;vertical-align:bottom;text-align:center;">23</td> </tr> <tr style="height:20px;"> <td style="border-bottom:1px solid #000000;border-left:1px solid #000000;overflow:hidden;padding:0px 3px 0px 3px;vertical-align:bottom;"></td> <td data-sheets-value='{"1":2,"2":"Four-walled"}' style="border-bottom:1px solid #000000;overflow:hidden;padding:0px 3px 0px 3px;vertical-align:bottom;font-weight:bold;">Four-walled</td> <td data-sheets-value='{"1":2,"2":"Opal (A/H/O/H)"}' style="border-right:1px solid #000000;border-bottom:1px solid #000000;overflow:hidden;padding:0px 3px 0px 3px;vertical-align:bottom;font-weight:bold;">Opal (A/H/O/H)</td> <td data-sheets-numberformat='{"1":2,"2":"0.00","3":1}' data-sheets-value='{"1":3,"3":1.28}' style="border-bottom:1px solid #000000;overflow:hidden;padding:0px 3px 0px 3px;vertical-align:bottom;text-align:center;">1.28</td> <td data-sheets-numberformat='{"1":2,"2":"0","3":1}' data-sheets-value='{"1":3,"3":59}' style="border-bottom:1px solid #000000;overflow:hidden;padding:0px 3px 0px 3px;vertical-align:bottom;text-align:center;">59</td> <td data-sheets-numberformat='{"1":2,"2":"0","3":1}' data-sheets-value='{"1":3,"3":46}' style="border-bottom:1px solid #000000;overflow:hidden;padding:0px 3px 0px 3px;vertical-align:bottom;text-align:center;">46</td> <td data-sheets-numberformat='{"1":2,"2":"0","3":1}' data-sheets-value='{"1":3,"3":23}' style="border-right:1px solid #000000;border-bottom:1px solid #000000;overflow:hidden;padding:0px 3px 0px 3px;vertical-align:bottom;text-align:center;">23</td> </tr> <tr style="height:20px;"> <td data-sheets-value='{"1":2,"2":"Polycarbonate"}' style="border-left:1px solid #000000;overflow:hidden;padding:0px 3px 0px 3px;vertical-align:bottom;font-weight:bold;">Polycarbonate</td> <td data-sheets-value='{"1":2,"2":"Single-walled"}' style="overflow:hidden;padding:0px 3px 0px 3px;vertical-align:bottom;font-weight:bold;">Single-walled</td> <td data-sheets-value='{"1":2,"2":"Heatstop Opal (T)"}' style="border-right:1px solid #000000;overflow:hidden;padding:0px 3px 0px 3px;vertical-align:bottom;font-weight:bold;">Heatstop Opal (T)</td> <td data-sheets-numberformat='{"1":2,"2":"0.00","3":1}' data-sheets-value='{"1":3,"3":5.17}' style="overflow:hidden;padding:0px 3px 0px 3px;vertical-align:bottom;text-align:center;">5.17</td> <td data-sheets-numberformat='{"1":2,"2":"0","3":1}' data-sheets-value='{"1":3,"3":49}' style="overflow:hidden;padding:0px 3px 0px 3px;vertical-align:bottom;text-align:center;">49</td> <td data-sheets-numberformat='{"1":2,"2":"0","3":1}' data-sheets-value='{"1":3,"3":59}' style="overflow:hidden;padding:0px 3px 0px 3px;vertical-align:bottom;text-align:center;">59</td> <td data-sheets-numberformat='{"1":2,"2":"0","3":1}' data-sheets-value='{"1":2,"2":"-"}' style="border-right:1px solid #000000;overflow:hidden;padding:0px 3px 0px 3px;vertical-align:bottom;text-align:center;">-</td> </tr> <tr style="height:20px;"> <td data-sheets-value='{"1":2,"2":"Heatstop PC"}' style="border-left:1px solid #000000;overflow:hidden;padding:0px 3px 0px 3px;vertical-align:bottom;font-weight:bold;">Heatstop PC</td> <td data-sheets-value='{"1":2,"2":"Double-walled"}' style="overflow:hidden;padding:0px 3px 0px 3px;vertical-align:bottom;font-weight:bold;">Double-walled</td> <td data-sheets-value='{"1":2,"2":"Clear (T/H)"}' style="border-right:1px solid #000000;overflow:hidden;padding:0px 3px 0px 3px;vertical-align:bottom;font-weight:bold;">Clear (T/H)</td> <td data-sheets-numberformat='{"1":2,"2":"0.00","3":1}' data-sheets-value='{"1":3,"3":2.9}' style="overflow:hidden;padding:0px 3px 0px 3px;vertical-align:bottom;text-align:center;">2.90</td> <td data-sheets-numberformat='{"1":2,"2":"0","3":1}' data-sheets-value='{"1":3,"3":44}' style="overflow:hidden;padding:0px 3px 0px 3px;vertical-align:bottom;text-align:center;">44</td> <td data-sheets-numberformat='{"1":2,"2":"0","3":1}' data-sheets-value='{"1":3,"3":51}' style="overflow:hidden;padding:0px 3px 0px 3px;vertical-align:bottom;text-align:center;">51</td> <td data-sheets-numberformat='{"1":2,"2":"0","3":1}' data-sheets-value='{"1":3,"3":20}' style="border-right:1px solid #000000;overflow:hidden;padding:0px 3px 0px 3px;vertical-align:bottom;text-align:center;">20</td> </tr> <tr style="height:20px;"> <td style="border-left:1px solid #000000;overflow:hidden;padding:0px 3px 0px 3px;vertical-align:bottom;font-weight:bold;"></td> <td data-sheets-value='{"1":2,"2":"Double-walled"}' style="overflow:hidden;padding:0px 3px 0px 3px;vertical-align:bottom;font-weight:bold;">Double-walled</td> <td data-sheets-value='{"1":2,"2":"Opal (T/O)"}' style="border-right:1px solid #000000;overflow:hidden;padding:0px 3px 0px 3px;vertical-align:bottom;font-weight:bold;">Opal (T/O)</td> <td data-sheets-numberformat='{"1":2,"2":"0.00","3":1}' data-sheets-value='{"1":3,"3":2.9}' style="overflow:hidden;padding:0px 3px 0px 3px;vertical-align:bottom;text-align:center;">2.90</td> <td data-sheets-numberformat='{"1":2,"2":"0","3":1}' data-sheets-value='{"1":3,"3":41}' style="overflow:hidden;padding:0px 3px 0px 3px;vertical-align:bottom;text-align:center;">41</td> <td data-sheets-numberformat='{"1":2,"2":"0","3":1}' data-sheets-value='{"1":3,"3":45}' style="overflow:hidden;padding:0px 3px 0px 3px;vertical-align:bottom;text-align:center;">45</td> <td data-sheets-numberformat='{"1":2,"2":"0","3":1}' data-sheets-value='{"1":3,"3":20}' style="border-right:1px solid #000000;overflow:hidden;padding:0px 3px 0px 3px;vertical-align:bottom;text-align:center;">20</td> </tr> <tr style="height:20px;"> <td style="border-left:1px solid #000000;overflow:hidden;padding:0px 3px 0px 3px;vertical-align:bottom;font-weight:bold;"></td> <td data-sheets-value='{"1":2,"2":"Triple-walled"}' style="overflow:hidden; | skylux-160-ce-met-koepel-en-pvc-opstand-16-00-met-lm-motor-en-windvang-1550-x-1550-mm | 8586029662541 | 46872346886477
Smoke and heat exhaust (SHEV) | SHE system | Skylux | Skylux 160° CE with skylight and PVC curb 16/00 with LM-actuator and spoiler 1600 x 1600 mm |  | 50394 | 5412970503941 | 5563.6 | Yes | 30-45 | 90.36 | 1600 x 1600 mm | 1600 | 1600 |  | PVC 16/00 (16 cm high & roof opening = daylight size) | Square | 5.17 W/m²K - 1.28 W/m²K | 87% - 32% | 90% - 32% | 20dB - 23dB | 160° CE (for industry) | skylight | with spoiler | E | Single actuator | Maximum four-walled skylight possible for this product | Ut-value LT-value g-value Rw-value EN 1873 : 2014 EN ISO 13468 EN 16153 EN 410 EN 410 EN ISO 140-3 Material Walls Shells (W/m²K) (%) (%) (dB) Acrylic Single-walled Clear (H) 5.17 90 87 - PMMA Single-walled Opal (O) 5.17 83 76 - Double-walled Clear (H/H) 2.90 81 75 20 Double-walled Opal (O/O) 2.90 69 58 20 Triple-walled Clear (H/H/H) 1.70 73 65 22 Triple-walled Opal (O/H/O) 1.70 62 51 22 Four-walled Clear (H/H/H/H) 1.28 64 54 23 Four-walled Opal (H/H/O/H) 1.28 59 48 23 Polycarbonate Single-walled Clear (A) 5.17 88 83 - PC Single-walled Opal (D) 5.17 58 60 - Double-walled Clear (A/H) 2.90 79 72 20 Double-walled Clear (A/A) 2.90 77 69 20 Double-walled Opal (A/O) 2.90 73 63 20 Double-walled Opal (A/D) 2.90 51 50 20 Triple-walled Clear (A/H/H) 1.70 71 63 22 Triple-walled Opal (A/O/O) 1.70 61 48 22 Four-walled Clear (A/H/H/H) 1.28 64 52 23 Four-walled Opal (A/H/O/H) 1.28 59 46 23 Polycarbonate Single-walled Heatstop Opal (T) 5.17 49 59 - Heatstop PC Double-walled Clear (T/H) 2.90 44 51 20 Double-walled Opal (T/O) 2.90 41 45 20 Triple-walled Clear (T/H/H) 1.70 40 <td data-sheets-numberformat='{"1":2,"2":"0","3":1}' data-sheets-value='{"1":3,"3":44}' style="overflow:hidden;paddin | https://skylux.eu/en/products/skylux-160-ce-met-koepel-en-pvc-opstand-16-00-met-lm-motor-en-windvang-1600-x-1600-mm | https://skylux.eu/cdn/shop/files/Skylux-160deg-CE-met-koepel-en-pvc-opstand-1600-met-LM-motor-en-windvang-1600-x-1600-mm-RWA-systeem.jpg?v=1702980330&width=1600 | https://skylux.eu/cdn/shop/files/e5a82811-1bb0-48e4-a776-cacb59c7c092_2846df8c-702c-4022-89d0-19a9e671b39c.jpg?v=1688551103&width=1600 | //skylux.eu/cdn/shop/files/E_MH_Mounting_instructions_Skylux_160_CE_LM.pdf?v=12406716259046007223 | //skylux.eu/cdn/shop/files/E_TD_Technical_File_Skylux_Skylux_160_CE_Electric.pdf?v=3667116872303399239 | <style type="text/css" id="isPasted"> <!--td { border: 1px solid #cccccc; } br { mso-data-placement: same-cell; } --> </style> <table border="1" cellpadding="0" cellspacing="0" dir="ltr" style="table-layout:fixed;font-size:10pt;font-family:Arial;border-collapse:collapse;border:none;"><tbody> <tr style="height:20px;"> <td style="overflow:hidden;padding:0px 3px 0px 3px;vertical-align:bottom;"></td> <td style="overflow:hidden;padding:0px 3px 0px 3px;vertical-align:bottom;"></td> <td style="overflow:hidden;padding:0px 3px 0px 3px;vertical-align:bottom;"></td> <td data-sheets-value='{"1":2,"2":"Ut-value"}' style="overflow:hidden;padding:0px 3px 0px 3px;vertical-align:bottom;font-weight:bold;text-align:center;">Ut-value</td> <td data-sheets-value='{"1":2,"2":"LT-value"}' style="overflow:hidden;padding:0px 3px 0px 3px;vertical-align:bottom;font-weight:bold;text-align:center;">LT-value</td> <td data-sheets-value='{"1":2,"2":"g-value"}' style="overflow:hidden;padding:0px 3px 0px 3px;vertical-align:bottom;font-weight:bold;text-align:center;">g-value</td> <td data-sheets-value='{"1":2,"2":"Rw-value "}' style="overflow:hidden;padding:0px 3px 0px 3px;vertical-align:bottom;font-weight:bold;text-align:center;">Rw-value </td> </tr> <tr style="height:20px;"> <td style="overflow:hidden;padding:0px 3px 0px 3px;vertical-align:bottom;"></td> <td style="overflow:hidden;padding:0px 3px 0px 3px;vertical-align:bottom;"></td> <td style="overflow:hidden;padding:0px 3px 0px 3px;vertical-align:bottom;"></td> <td data-sheets-numberformat='{"1":2,"2":"0.00","3":1}' data-sheets-value='{"1":2,"2":"EN 1873 : 2014"}' style="overflow:hidden;padding:0px 3px 0px 3px;vertical-align:bottom;text-align:center;">EN 1873 : 2014</td> <td data-sheets-numberformat='{"1":2,"2":"0","3":1}' data-sheets-value='{"1":2,"2":"EN ISO 13468 EN 16153 EN 410"}' style="overflow:hidden;padding:0px 3px 0px 3px;vertical-align:bottom;text-align:center;">EN ISO 13468 EN 16153 EN 410</td> <td data-sheets-numberformat='{"1":2,"2":"0","3":1}' data-sheets-value='{"1":2,"2":"EN 410"}' style="overflow:hidden;padding:0px 3px 0px 3px;vertical-align:bottom;text-align:center;">EN 410</td> <td data-sheets-value='{"1":2,"2":"EN ISO 140-3\t\t"}' style="overflow:hidden;padding:0px 3px 0px 3px;vertical-align:bottom;text-align:center;">EN ISO 140-3 </td> </tr> <tr style="height:20px;"> <td data-sheets-value='{"1":2,"2":"Material"}' style="border-bottom:1px solid #000000;overflow:hidden;padding:0px 3px 0px 3px;vertical-align:bottom;background-color:#000000;font-weight:bold;color:#ffffff;">Material</td> <td data-sheets-value='{"1":2,"2":"Walls"}' style="border-bottom:1px solid #000000;overflow:hidden;padding:0px 3px 0px 3px;vertical-align:bottom;background-color:#000000;font-weight:bold;color:#ffffff;">Walls</td> <td data-sheets-value='{"1":2,"2":"Shells"}' style="border-bottom:1px solid #000000;overflow:hidden;padding:0px 3px 0px 3px;vertical-align:bottom;background-color:#000000;font-weight:bold;color:#ffffff;">Shells</td> <td data-sheets-numberformat='{"1":2,"2":"0.00","3":1}' data-sheets-value='{"1":2,"2":"(W/m²K)\t"}' style="border-bottom:1px solid #000000;overflow:hidden;padding:0px 3px 0px 3px;vertical-align:bottom;background-color:#000000;font-weight:bold;color:#ffffff;text-align:center;">(W/m²K) </td> <td data-sheets-numberformat='{"1":2,"2":"0","3":1}' data-sheets-value='{"1":2,"2":"(%)"}' style="border-bottom:1px solid #000000;overflow:hidden;padding:0px 3px 0px 3px;vertical-align:bottom;background-color:#000000;font-weight:bold;color:#ffffff;text-align:center;">(%)</td> <td data-sheets-numberformat='{"1":2,"2":"0","3":1}' data-sheets-value='{"1":2,"2":"(%)"}' style="border-bottom:1px solid #000000;overflow:hidden;padding:0px 3px 0px 3px;vertical-align:bottom;background-color:#000000;font-weight:bold;color:#ffffff;text-align:center;">(%)</td> <td data-sheets-value='{"1":2,"2":"(dB)"}' style="border-bottom:1px solid #000000;overflow:hidden;padding:0px 3px 0px 3px;vertical-align:bottom;background-color:#000000;font-weight:bold;color:#ffffff;text-align:center;">(dB)</td> </tr> <tr style="height:20px;"> <td data-sheets-value='{"1":2,"2":"Acrylic"}' style="border-left:1px solid #000000;overflow:hidden;padding:0px 3px 0px 3px;vertical-align:bottom;font-weight:bold;">Acrylic</td> <td data-sheets-value='{"1":2,"2":"Single-walled"}' style="overflow:hidden;padding:0px 3px 0px 3px;vertical-align:bottom;font-weight:bold;">Single-walled</td> <td data-sheets-value='{"1":2,"2":"Clear (H)"}' style="border-right:1px solid #000000;overflow:hidden;padding:0px 3px 0px 3px;vertical-align:bottom;font-weight:bold;">Clear (H)</td> <td data-sheets-numberformat='{"1":2,"2":"0.00","3":1}' data-sheets-value='{"1":3,"3":5.17}' style="overflow:hidden;padding:0px 3px 0px 3px;vertical-align:bottom;text-align:center;">5.17</td> <td data-sheets-numberformat='{"1":2,"2":"0","3":1}' data-sheets-value='{"1":3,"3":90}' style="overflow:hidden;padding:0px 3px 0px 3px;vertical-align:bottom;text-align:center;">90</td> <td data-sheets-numberformat='{"1":2,"2":"0","3":1}' data-sheets-value='{"1":3,"3":87}' style="overflow:hidden;padding:0px 3px 0px 3px;vertical-align:bottom;text-align:center;">87</td> <td data-sheets-numberformat='{"1":2,"2":"0","3":1}' data-sheets-value='{"1":2,"2":"-"}' style="border-right:1px solid #000000;overflow:hidden;padding:0px 3px 0px 3px;vertical-align:bottom;text-align:center;">-</td> </tr> <tr style="height:20px;"> <td data-sheets-value='{"1":2,"2":"PMMA"}' style="border-left:1px solid #000000;overflow:hidden;padding:0px 3px 0px 3px;vertical-align:bottom;font-weight:bold;">PMMA</td> <td data-sheets-value='{"1":2,"2":"Single-walled"}' style="overflow:hidden;padding:0px 3px 0px 3px;vertical-align:bottom;font-weight:bold;">Single-walled</td> <td data-sheets-value='{"1":2,"2":"Opal (O)"}' style="border-right:1px solid #000000;overflow:hidden;padding:0px 3px 0px 3px;vertical-align:bottom;font-weight:bold;">Opal (O)</td> <td data-sheets-numberformat='{"1":2,"2":"0.00","3":1}' data-sheets-value='{"1":3,"3":5.17}' style="overflow:hidden;padding:0px 3px 0px 3px;vertical-align:bottom;text-align:center;">5.17</td> <td data-sheets-numberformat='{"1":2,"2":"0","3":1}' data-sheets-value='{"1":3,"3":83}' style="overflow:hidden;padding:0px 3px 0px 3px;vertical-align:bottom;text-align:center;">83</td> <td data-sheets-numberformat='{"1":2,"2":"0","3":1}' data-sheets-value='{"1":3,"3":76}' style="overflow:hidden;padding:0px 3px 0px 3px;vertical-align:bottom;text-align:center;">76</td> <td data-sheets-numberformat='{"1":2,"2":"0","3":1}' data-sheets-value='{"1":2,"2":"-"}' style="border-right:1px solid #000000;overflow:hidden;padding:0px 3px 0px 3px;vertical-align:bottom;text-align:center;">-</td> </tr> <tr style="height:20px;"> <td style="border-left:1px solid #000000;overflow:hidden;padding:0px 3px 0px 3px;vertical-align:bottom;font-weight:bold;"></td> <td data-sheets-value='{"1":2,"2":"Double-walled"}' style="overflow:hidden;padding:0px 3px 0px 3px;vertical-align:bottom;font-weight:bold;">Double-walled</td> <td data-sheets-value='{"1":2,"2":"Clear (H/H)"}' style="border-right:1px solid #000000;overflow:hidden;padding:0px 3px 0px 3px;vertical-align:bottom;font-weight:bold;">Clear (H/H)</td> <td data-sheets-numberformat='{"1":2,"2":"0.00","3":1}' data-sheets-value='{"1":3,"3":2.9}' style="overflow:hidden;padding:0px 3px 0px 3px;vertical-align:bottom;text-align:center;">2.90</td> <td data-sheets-numberformat='{"1":2,"2":"0","3":1}' data-sheets-value='{"1":3,"3":81}' style="overflow:hidden;padding:0px 3px 0px 3px;vertical-align:bottom;text-align:center;">81</td> <td data-sheets-numberformat='{"1":2,"2":"0","3":1}' data-sheets-value='{"1":3,"3":75}' style="overflow:hidden;padding:0px 3px 0px 3px;vertical-align:bottom;text-align:center;">75</td> <td data-sheets-numberformat='{"1":2,"2":"0","3":1}' data-sheets-value='{"1":3,"3":20}' style="border-right:1px solid #000000;overflow:hidden;padding:0px 3px 0px 3px;vertical-align:bottom;text-align:center;">20</td> </tr> <tr style="height:20px;"> <td style="border-left:1px solid #000000;overflow:hidden;padding:0px 3px 0px 3px;vertical-align:bottom;font-weight:bold;"></td> <td data-sheets-value='{"1":2,"2":"Double-walled"}' style="overflow:hidden;padding:0px 3px 0px 3px;vertical-align:bottom;font-weight:bold;">Double-walled</td> <td data-sheets-value='{"1":2,"2":"Opal (O/O)"}' style="border-right:1px solid #000000;overflow:hidden;padding:0px 3px 0px 3px;vertical-align:bottom;font-weight:bold;">Opal (O/O)</td> <td data-sheets-numberformat='{"1":2,"2":"0.00","3":1}' data-sheets-value='{"1":3,"3":2.9}' style="overflow:hidden;padding:0px 3px 0px 3px;vertical-align:bottom;text-align:center;">2.90</td> <td data-sheets-numberformat='{"1":2,"2":"0","3":1}' data-sheets-value='{"1":3,"3":69}' style="overflow:hidden;padding:0px 3px 0px 3px;vertical-align:bottom;text-align:center;">69</td> <td data-sheets-numberformat='{"1":2,"2":"0","3":1}' data-sheets-value='{"1":3,"3":58}' style="overflow:hidden;padding:0px 3px 0px 3px;vertical-align:bottom;text-align:center;">58</td> <td data-sheets-numberformat='{"1":2,"2":"0","3":1}' data-sheets-value='{"1":3,"3":20}' style="border-right:1px solid #000000;overflow:hidden;padding:0px 3px 0px 3px;vertical-align:bottom;text-align:center;">20</td> </tr> <tr style="height:20px;"> <td style="border-left:1px solid #000000;overflow:hidden;padding:0px 3px 0px 3px;vertical-align:bottom;font-weight:bold;"></td> <td data-sheets-value='{"1":2,"2":"Triple-walled"}' style="overflow:hidden;padding:0px 3px 0px 3px;vertical-align:bottom;font-weight:bold;">Triple-walled</td> <td data-sheets-value='{"1":2,"2":"Clear (H/H/H)"}' style="border-right:1px solid #000000;overflow:hidden;padding:0px 3px 0px 3px;vertical-align:bottom;font-weight:bold;">Clear (H/H/H)</td> <td data-sheets-numberformat='{"1":2,"2":"0.00","3":1}' data-sheets-value='{"1":3,"3":1.7}' style="overflow:hidden;padding:0px 3px 0px 3px;vertical-align:bottom;text-align:center;">1.70</td> <td data-sheets-numberformat='{"1":2,"2":"0","3":1}' data-sheets-value='{"1":3,"3":73}' style="overflow:hidden;padding:0px 3px 0px 3px;vertical-align:bottom;text-align:center;">73</td> <td data-sheets-numberformat='{"1":2,"2":"0","3":1}' data-sheets-value='{"1":3,"3":65}' style="overflow:hidden;padding:0px 3px 0px 3px;vertical-align:bottom;text-align:center;">65</td> <td data-sheets-numberformat='{"1":2,"2":"0","3":1}' data-sheets-value='{"1":3,"3":22}' style="border-right:1px solid #000000;overflow:hidden;padding:0px 3px 0px 3px;vertical-align:bottom;text-align:center;">22</td> </tr> <tr style="height:20px;"> <td style="border-left:1px solid #000000;overflow:hidden;padding:0px 3px 0px 3px;vertical-align:bottom;font-weight:bold;"></td> <td data-sheets-value='{"1":2,"2":"Triple-walled"}' style="overflow:hidden;padding:0px 3px 0px 3px;vertical-align:bottom;font-weight:bold;">Triple-walled</td> <td data-sheets-value='{"1":2,"2":"Opal (O/H/O)"}' style="border-right:1px solid #000000;overflow:hidden;padding:0px 3px 0px 3px;vertical-align:bottom;font-weight:bold;">Opal (O/H/O)</td> <td data-sheets-numberformat='{"1":2,"2":"0.00","3":1}' data-sheets-value='{"1":3,"3":1.7}' style="overflow:hidden;padding:0px 3px 0px 3px;vertical-align:bottom;text-align:center;">1.70</td> <td data-sheets-numberformat='{"1":2,"2":"0","3":1}' data-sheets-value='{"1":3,"3":62}' style="overflow:hidden;padding:0px 3px 0px 3px;vertical-align:bottom;text-align:center;">62</td> <td data-sheets-numberformat='{"1":2,"2":"0","3":1}' data-sheets-value='{"1":3,"3":51}' style="overflow:hidden;padding:0px 3px 0px 3px;vertical-align:bottom;text-align:center;">51</td> <td data-sheets-numberformat='{"1":2,"2":"0","3":1}' data-sheets-value='{"1":3,"3":22}' style="border-right:1px solid #000000;overflow:hidden;padding:0px 3px 0px 3px;vertical-align:bottom;text-align:center;">22</td> </tr> <tr style="height:20px;"> <td style="border-left:1px solid #000000;overflow:hidden;padding:0px 3px 0px 3px;vertical-align:bottom;font-weight:bold;"></td> <td data-sheets-value='{"1":2,"2":"Four-walled"}' style="overflow:hidden;padding:0px 3px 0px 3px;vertical-align:bottom;font-weight:bold;">Four-walled</td> <td data-sheets-value='{"1":2,"2":"Clear (H/H/H/H)"}' style="border-right:1px solid #000000;overflow:hidden;padding:0px 3px 0px 3px;vertical-align:bottom;font-weight:bold;">Clear (H/H/H/H)</td> <td data-sheets-numberformat='{"1":2,"2":"0.00","3":1}' data-sheets-value='{"1":3,"3":1.28}' style="overflow:hidden;padding:0px 3px 0px 3px;vertical-align:bottom;text-align:center;">1.28</td> <td data-sheets-numberformat='{"1":2,"2":"0","3":1}' data-sheets-value='{"1":3,"3":64}' style="overflow:hidden;padding:0px 3px 0px 3px;vertical-align:bottom;text-align:center;">64</td> <td data-sheets-numberformat='{"1":2,"2":"0","3":1}' data-sheets-value='{"1":3,"3":54}' style="overflow:hidden;padding:0px 3px 0px 3px;vertical-align:bottom;text-align:center;">54</td> <td data-sheets-numberformat='{"1":2,"2":"0","3":1}' data-sheets-value='{"1":3,"3":23}' style="border-right:1px solid #000000;overflow:hidden;padding:0px 3px 0px 3px;vertical-align:bottom;text-align:center;">23</td> </tr> <tr style="height:20px;"> <td style="border-bottom:1px solid #000000;border-left:1px solid #000000;overflow:hidden;padding:0px 3px 0px 3px;vertical-align:bottom;"></td> <td data-sheets-value='{"1":2,"2":"Four-walled"}' style="border-bottom:1px solid #000000;overflow:hidden;padding:0px 3px 0px 3px;vertical-align:bottom;font-weight:bold;">Four-walled</td> <td data-sheets-value='{"1":2,"2":"Opal (H/H/O/H)"}' style="border-right:1px solid #000000;border-bottom:1px solid #000000;overflow:hidden;padding:0px 3px 0px 3px;vertical-align:bottom;font-weight:bold;">Opal (H/H/O/H)</td> <td data-sheets-numberformat='{"1":2,"2":"0.00","3":1}' data-sheets-value='{"1":3,"3":1.28}' style="border-bottom:1px solid #000000;overflow:hidden;padding:0px 3px 0px 3px;vertical-align:bottom;text-align:center;">1.28</td> <td data-sheets-numberformat='{"1":2,"2":"0","3":1}' data-sheets-value='{"1":3,"3":59}' style="border-bottom:1px solid #000000;overflow:hidden;padding:0px 3px 0px 3px;vertical-align:bottom;text-align:center;">59</td> <td data-sheets-numberformat='{"1":2,"2":"0","3":1}' data-sheets-value='{"1":3,"3":48}' style="border-bottom:1px solid #000000;overflow:hidden;padding:0px 3px 0px 3px;vertical-align:bottom;text-align:center;">48</td> <td data-sheets-numberformat='{"1":2,"2":"0","3":1}' data-sheets-value='{"1":3,"3":23}' style="border-right:1px solid #000000;border-bottom:1px solid #000000;overflow:hidden;padding:0px 3px 0px 3px;vertical-align:bottom;text-align:center;">23</td> </tr> <tr style="height:20px;"> <td data-sheets-value='{"1":2,"2":"Polycarbonate "}' style="border-left:1px solid #000000;overflow:hidden;padding:0px 3px 0px 3px;vertical-align:bottom;font-weight:bold;">Polycarbonate </td> <td data-sheets-value='{"1":2,"2":"Single-walled"}' style="overflow:hidden;padding:0px 3px 0px 3px;vertical-align:bottom;font-weight:bold;">Single-walled</td> <td data-sheets-value='{"1":2,"2":"Clear (A)"}' style="border-right:1px solid #000000;overflow:hidden;padding:0px 3px 0px 3px;vertical-align:bottom;font-weight:bold;">Clear (A)</td> <td data-sheets-numberformat='{"1":2,"2":"0.00","3":1}' data-sheets-value='{"1":3,"3":5.17}' style="overflow:hidden;padding:0px 3px 0px 3px;vertical-align:bottom;text-align:center;">5.17</td> <td data-sheets-numberformat='{"1":2,"2":"0","3":1}' data-sheets-value='{"1":3,"3":88}' style="overflow:hidden;padding:0px 3px 0px 3px;vertical-align:bottom;text-align:center;">88</td> <td data-sheets-numberformat='{"1":2,"2":"0","3":1}' data-sheets-value='{"1":3,"3":83}' style="overflow:hidden;padding:0px 3px 0px 3px;vertical-align:bottom;text-align:center;">83</td> <td data-sheets-numberformat='{"1":2,"2":"0","3":1}' data-sheets-value='{"1":2,"2":"-"}' style="border-right:1px solid #000000;overflow:hidden;padding:0px 3px 0px 3px;vertical-align:bottom;text-align:center;">-</td> </tr> <tr style="height:20px;"> <td data-sheets-value='{"1":2,"2":"PC"}' style="border-left:1px solid #000000;overflow:hidden;padding:0px 3px 0px 3px;vertical-align:bottom;font-weight:bold;">PC</td> <td data-sheets-value='{"1":2,"2":"Single-walled"}' style="overflow:hidden;padding:0px 3px 0px 3px;vertical-align:bottom;font-weight:bold;">Single-walled</td> <td data-sheets-value='{"1":2,"2":"Opal (D)"}' style="border-right:1px solid #000000;overflow:hidden;padding:0px 3px 0px 3px;vertical-align:bottom;font-weight:bold;">Opal (D)</td> <td data-sheets-numberformat='{"1":2,"2":"0.00","3":1}' data-sheets-value='{"1":3,"3":5.17}' style="overflow:hidden;padding:0px 3px 0px 3px;vertical-align:bottom;text-align:center;">5.17</td> <td data-sheets-numberformat='{"1":2,"2":"0","3":1}' data-sheets-value='{"1":3,"3":58}' style="overflow:hidden;padding:0px 3px 0px 3px;vertical-align:bottom;text-align:center;">58</td> <td data-sheets-numberformat='{"1":2,"2":"0","3":1}' data-sheets-value='{"1":3,"3":60}' style="overflow:hidden;padding:0px 3px 0px 3px;vertical-align:bottom;text-align:center;">60</td> <td data-sheets-numberformat='{"1":2,"2":"0","3":1}' data-sheets-value='{"1":2,"2":"-"}' style="border-right:1px solid #000000;overflow:hidden;padding:0px 3px 0px 3px;vertical-align:bottom;text-align:center;">-</td> </tr> <tr style="height:20px;"> <td style="border-left:1px solid #000000;overflow:hidden;padding:0px 3px 0px 3px;vertical-align:bottom;font-weight:bold;"></td> <td data-sheets-value='{"1":2,"2":"Double-walled"}' style="overflow:hidden;padding:0px 3px 0px 3px;vertical-align:bottom;font-weight:bold;">Double-walled</td> <td data-sheets-value='{"1":2,"2":"Clear (A/H)"}' style="border-right:1px solid #000000;overflow:hidden;padding:0px 3px 0px 3px;vertical-align:bottom;font-weight:bold;">Clear (A/H)</td> <td data-sheets-numberformat='{"1":2,"2":"0.00","3":1}' data-sheets-value='{"1":3,"3":2.9}' style="overflow:hidden;padding:0px 3px 0px 3px;vertical-align:bottom;text-align:center;">2.90</td> <td data-sheets-numberformat='{"1":2,"2":"0","3":1}' data-sheets-value='{"1":3,"3":79}' style="overflow:hidden;padding:0px 3px 0px 3px;vertical-align:bottom;text-align:center;">79</td> <td data-sheets-numberformat='{"1":2,"2":"0","3":1}' data-sheets-value='{"1":3,"3":72}' style="overflow:hidden;padding:0px 3px 0px 3px;vertical-align:bottom;text-align:center;">72</td> <td data-sheets-numberformat='{"1":2,"2":"0","3":1}' data-sheets-value='{"1":3,"3":20}' style="border-right:1px solid #000000;overflow:hidden;padding:0px 3px 0px 3px;vertical-align:bottom;text-align:center;">20</td> </tr> <tr style="height:20px;"> <td style="border-left:1px solid #000000;overflow:hidden;padding:0px 3px 0px 3px;vertical-align:bottom;font-weight:bold;"></td> <td data-sheets-value='{"1":2,"2":"Double-walled"}' style="overflow:hidden;padding:0px 3px 0px 3px;vertical-align:bottom;font-weight:bold;">Double-walled</td> <td data-sheets-value='{"1":2,"2":"Clear (A/A)"}' style="border-right:1px solid #000000;overflow:hidden;padding:0px 3px 0px 3px;vertical-align:bottom;font-weight:bold;">Clear (A/A)</td> <td data-sheets-numberformat='{"1":2,"2":"0.00","3":1}' data-sheets-value='{"1":3,"3":2.9}' style="overflow:hidden;padding:0px 3px 0px 3px;vertical-align:bottom;text-align:center;">2.90</td> <td data-sheets-numberformat='{"1":2,"2":"0","3":1}' data-sheets-value='{"1":3,"3":77}' style="overflow:hidden;padding:0px 3px 0px 3px;vertical-align:bottom;text-align:center;">77</td> <td data-sheets-numberformat='{"1":2,"2":"0","3":1}' data-sheets-value='{"1":3,"3":69}' style="overflow:hidden;padding:0px 3px 0px 3px;vertical-align:bottom;text-align:center;">69</td> <td data-sheets-numberformat='{"1":2,"2":"0","3":1}' data-sheets-value='{"1":3,"3":20}' style="border-right:1px solid #000000;overflow:hidden;padding:0px 3px 0px 3px;vertical-align:bottom;text-align:center;">20</td> </tr> <tr style="height:20px;"> <td style="border-left:1px solid #000000;overflow:hidden;padding:0px 3px 0px 3px;vertical-align:bottom;font-weight:bold;"></td> <td data-sheets-value='{"1":2,"2":"Double-walled"}' style="overflow:hidden;padding:0px 3px 0px 3px;vertical-align:bottom;font-weight:bold;">Double-walled</td> <td data-sheets-value='{"1":2,"2":"Opal (A/O)"}' style="border-right:1px solid #000000;overflow:hidden;padding:0px 3px 0px 3px;vertical-align:bottom;font-weight:bold;">Opal (A/O)</td> <td data-sheets-numberformat='{"1":2,"2":"0.00","3":1}' data-sheets-value='{"1":3,"3":2.9}' style="overflow:hidden;padding:0px 3px 0px 3px;vertical-align:bottom;text-align:center;">2.90</td> <td data-sheets-numberformat='{"1":2,"2":"0","3":1}' data-sheets-value='{"1":3,"3":73}' style="overflow:hidden;padding:0px 3px 0px 3px;vertical-align:bottom;text-align:center;">73</td> <td data-sheets-numberformat='{"1":2,"2":"0","3":1}' data-sheets-value='{"1":3,"3":63}' style="overflow:hidden;padding:0px 3px 0px 3px;vertical-align:bottom;text-align:center;">63</td> <td data-sheets-numberformat='{"1":2,"2":"0","3":1}' data-sheets-value='{"1":3,"3":20}' style="border-right:1px solid #000000;overflow:hidden;padding:0px 3px 0px 3px;vertical-align:bottom;text-align:center;">20</td> </tr> <tr style="height:20px;"> <td style="border-left:1px solid #000000;overflow:hidden;padding:0px 3px 0px 3px;vertical-align:bottom;font-weight:bold;"></td> <td data-sheets-value='{"1":2,"2":"Double-walled"}' style="overflow:hidden;padding:0px 3px 0px 3px;vertical-align:bottom;font-weight:bold;">Double-walled</td> <td data-sheets-value='{"1":2,"2":"Opal (A/D)"}' style="border-right:1px solid #000000;overflow:hidden;padding:0px 3px 0px 3px;vertical-align:bottom;font-weight:bold;">Opal (A/D)</td> <td data-sheets-numberformat='{"1":2,"2":"0.00","3":1}' data-sheets-value='{"1":3,"3":2.9}' style="overflow:hidden;padding:0px 3px 0px 3px;vertical-align:bottom;text-align:center;">2.90</td> <td data-sheets-numberformat='{"1":2,"2":"0","3":1}' data-sheets-value='{"1":3,"3":51}' style="overflow:hidden;padding:0px 3px 0px 3px;vertical-align:bottom;text-align:center;">51</td> <td data-sheets-numberformat='{"1":2,"2":"0","3":1}' data-sheets-value='{"1":3,"3":50}' style="overflow:hidden;padding:0px 3px 0px 3px;vertical-align:bottom;text-align:center;">50</td> <td data-sheets-numberformat='{"1":2,"2":"0","3":1}' data-sheets-value='{"1":3,"3":20}' style="border-right:1px solid #000000;overflow:hidden;padding:0px 3px 0px 3px;vertical-align:bottom;text-align:center;">20</td> </tr> <tr style="height:20px;"> <td style="border-left:1px solid #000000;overflow:hidden;padding:0px 3px 0px 3px;vertical-align:bottom;font-weight:bold;"></td> <td data-sheets-value='{"1":2,"2":"Triple-walled"}' style="overflow:hidden;padding:0px 3px 0px 3px;vertical-align:bottom;font-weight:bold;">Triple-walled</td> <td data-sheets-value='{"1":2,"2":"Clear (A/H/H)"}' style="border-right:1px solid #000000;overflow:hidden;padding:0px 3px 0px 3px;vertical-align:bottom;font-weight:bold;">Clear (A/H/H)</td> <td data-sheets-numberformat='{"1":2,"2":"0.00","3":1}' data-sheets-value='{"1":3,"3":1.7}' style="overflow:hidden;padding:0px 3px 0px 3px;vertical-align:bottom;text-align:center;">1.70</td> <td data-sheets-numberformat='{"1":2,"2":"0","3":1}' data-sheets-value='{"1":3,"3":71}' style="overflow:hidden;padding:0px 3px 0px 3px;vertical-align:bottom;text-align:center;">71</td> <td data-sheets-numberformat='{"1":2,"2":"0","3":1}' data-sheets-value='{"1":3,"3":63}' style="overflow:hidden;padding:0px 3px 0px 3px;vertical-align:bottom;text-align:center;">63</td> <td data-sheets-numberformat='{"1":2,"2":"0","3":1}' data-sheets-value='{"1":3,"3":22}' style="border-right:1px solid #000000;overflow:hidden;padding:0px 3px 0px 3px;vertical-align:bottom;text-align:center;">22</td> </tr> <tr style="height:20px;"> <td style="border-left:1px solid #000000;overflow:hidden;padding:0px 3px 0px 3px;vertical-align:bottom;font-weight:bold;"></td> <td data-sheets-value='{"1":2,"2":"Triple-walled"}' style="overflow:hidden;padding:0px 3px 0px 3px;vertical-align:bottom;font-weight:bold;">Triple-walled</td> <td data-sheets-value='{"1":2,"2":"Opal (A/O/O)"}' style="border-right:1px solid #000000;overflow:hidden;padding:0px 3px 0px 3px;vertical-align:bottom;font-weight:bold;">Opal (A/O/O)</td> <td data-sheets-numberformat='{"1":2,"2":"0.00","3":1}' data-sheets-value='{"1":3,"3":1.7}' style="overflow:hidden;padding:0px 3px 0px 3px;vertical-align:bottom;text-align:center;">1.70</td> <td data-sheets-numberformat='{"1":2,"2":"0","3":1}' data-sheets-value='{"1":3,"3":61}' style="overflow:hidden;padding:0px 3px 0px 3px;vertical-align:bottom;text-align:center;">61</td> <td data-sheets-numberformat='{"1":2,"2":"0","3":1}' data-sheets-value='{"1":3,"3":48}' style="overflow:hidden;padding:0px 3px 0px 3px;vertical-align:bottom;text-align:center;">48</td> <td data-sheets-numberformat='{"1":2,"2":"0","3":1}' data-sheets-value='{"1":3,"3":22}' style="border-right:1px solid #000000;overflow:hidden;padding:0px 3px 0px 3px;vertical-align:bottom;text-align:center;">22</td> </tr> <tr style="height:20px;"> <td style="border-left:1px solid #000000;overflow:hidden;padding:0px 3px 0px 3px;vertical-align:bottom;font-weight:bold;"></td> <td data-sheets-value='{"1":2,"2":"Four-walled"}' style="overflow:hidden;padding:0px 3px 0px 3px;vertical-align:bottom;font-weight:bold;">Four-walled</td> <td data-sheets-value='{"1":2,"2":"Clear (A/H/H/H)"}' style="border-right:1px solid #000000;overflow:hidden;padding:0px 3px 0px 3px;vertical-align:bottom;font-weight:bold;">Clear (A/H/H/H)</td> <td data-sheets-numberformat='{"1":2,"2":"0.00","3":1}' data-sheets-value='{"1":3,"3":1.28}' style="overflow:hidden;padding:0px 3px 0px 3px;vertical-align:bottom;text-align:center;">1.28</td> <td data-sheets-numberformat='{"1":2,"2":"0","3":1}' data-sheets-value='{"1":3,"3":64}' style="overflow:hidden;padding:0px 3px 0px 3px;vertical-align:bottom;text-align:center;">64</td> <td data-sheets-numberformat='{"1":2,"2":"0","3":1}' data-sheets-value='{"1":3,"3":52}' style="overflow:hidden;padding:0px 3px 0px 3px;vertical-align:bottom;text-align:center;">52</td> <td data-sheets-numberformat='{"1":2,"2":"0","3":1}' data-sheets-value='{"1":3,"3":23}' style="border-right:1px solid #000000;overflow:hidden;padding:0px 3px 0px 3px;vertical-align:bottom;text-align:center;">23</td> </tr> <tr style="height:20px;"> <td style="border-bottom:1px solid #000000;border-left:1px solid #000000;overflow:hidden;padding:0px 3px 0px 3px;vertical-align:bottom;"></td> <td data-sheets-value='{"1":2,"2":"Four-walled"}' style="border-bottom:1px solid #000000;overflow:hidden;padding:0px 3px 0px 3px;vertical-align:bottom;font-weight:bold;">Four-walled</td> <td data-sheets-value='{"1":2,"2":"Opal (A/H/O/H)"}' style="border-right:1px solid #000000;border-bottom:1px solid #000000;overflow:hidden;padding:0px 3px 0px 3px;vertical-align:bottom;font-weight:bold;">Opal (A/H/O/H)</td> <td data-sheets-numberformat='{"1":2,"2":"0.00","3":1}' data-sheets-value='{"1":3,"3":1.28}' style="border-bottom:1px solid #000000;overflow:hidden;padding:0px 3px 0px 3px;vertical-align:bottom;text-align:center;">1.28</td> <td data-sheets-numberformat='{"1":2,"2":"0","3":1}' data-sheets-value='{"1":3,"3":59}' style="border-bottom:1px solid #000000;overflow:hidden;padding:0px 3px 0px 3px;vertical-align:bottom;text-align:center;">59</td> <td data-sheets-numberformat='{"1":2,"2":"0","3":1}' data-sheets-value='{"1":3,"3":46}' style="border-bottom:1px solid #000000;overflow:hidden;padding:0px 3px 0px 3px;vertical-align:bottom;text-align:center;">46</td> <td data-sheets-numberformat='{"1":2,"2":"0","3":1}' data-sheets-value='{"1":3,"3":23}' style="border-right:1px solid #000000;border-bottom:1px solid #000000;overflow:hidden;padding:0px 3px 0px 3px;vertical-align:bottom;text-align:center;">23</td> </tr> <tr style="height:20px;"> <td data-sheets-value='{"1":2,"2":"Polycarbonate"}' style="border-left:1px solid #000000;overflow:hidden;padding:0px 3px 0px 3px;vertical-align:bottom;font-weight:bold;">Polycarbonate</td> <td data-sheets-value='{"1":2,"2":"Single-walled"}' style="overflow:hidden;padding:0px 3px 0px 3px;vertical-align:bottom;font-weight:bold;">Single-walled</td> <td data-sheets-value='{"1":2,"2":"Heatstop Opal (T)"}' style="border-right:1px solid #000000;overflow:hidden;padding:0px 3px 0px 3px;vertical-align:bottom;font-weight:bold;">Heatstop Opal (T)</td> <td data-sheets-numberformat='{"1":2,"2":"0.00","3":1}' data-sheets-value='{"1":3,"3":5.17}' style="overflow:hidden;padding:0px 3px 0px 3px;vertical-align:bottom;text-align:center;">5.17</td> <td data-sheets-numberformat='{"1":2,"2":"0","3":1}' data-sheets-value='{"1":3,"3":49}' style="overflow:hidden;padding:0px 3px 0px 3px;vertical-align:bottom;text-align:center;">49</td> <td data-sheets-numberformat='{"1":2,"2":"0","3":1}' data-sheets-value='{"1":3,"3":59}' style="overflow:hidden;padding:0px 3px 0px 3px;vertical-align:bottom;text-align:center;">59</td> <td data-sheets-numberformat='{"1":2,"2":"0","3":1}' data-sheets-value='{"1":2,"2":"-"}' style="border-right:1px solid #000000;overflow:hidden;padding:0px 3px 0px 3px;vertical-align:bottom;text-align:center;">-</td> </tr> <tr style="height:20px;"> <td data-sheets-value='{"1":2,"2":"Heatstop PC"}' style="border-left:1px solid #000000;overflow:hidden;padding:0px 3px 0px 3px;vertical-align:bottom;font-weight:bold;">Heatstop PC</td> <td data-sheets-value='{"1":2,"2":"Double-walled"}' style="overflow:hidden;padding:0px 3px 0px 3px;vertical-align:bottom;font-weight:bold;">Double-walled</td> <td data-sheets-value='{"1":2,"2":"Clear (T/H)"}' style="border-right:1px solid #000000;overflow:hidden;padding:0px 3px 0px 3px;vertical-align:bottom;font-weight:bold;">Clear (T/H)</td> <td data-sheets-numberformat='{"1":2,"2":"0.00","3":1}' data-sheets-value='{"1":3,"3":2.9}' style="overflow:hidden;padding:0px 3px 0px 3px;vertical-align:bottom;text-align:center;">2.90</td> <td data-sheets-numberformat='{"1":2,"2":"0","3":1}' data-sheets-value='{"1":3,"3":44}' style="overflow:hidden;padding:0px 3px 0px 3px;vertical-align:bottom;text-align:center;">44</td> <td data-sheets-numberformat='{"1":2,"2":"0","3":1}' data-sheets-value='{"1":3,"3":51}' style="overflow:hidden;padding:0px 3px 0px 3px;vertical-align:bottom;text-align:center;">51</td> <td data-sheets-numberformat='{"1":2,"2":"0","3":1}' data-sheets-value='{"1":3,"3":20}' style="border-right:1px solid #000000;overflow:hidden;padding:0px 3px 0px 3px;vertical-align:bottom;text-align:center;">20</td> </tr> <tr style="height:20px;"> <td style="border-left:1px solid #000000;overflow:hidden;padding:0px 3px 0px 3px;vertical-align:bottom;font-weight:bold;"></td> <td data-sheets-value='{"1":2,"2":"Double-walled"}' style="overflow:hidden;padding:0px 3px 0px 3px;vertical-align:bottom;font-weight:bold;">Double-walled</td> <td data-sheets-value='{"1":2,"2":"Opal (T/O)"}' style="border-right:1px solid #000000;overflow:hidden;padding:0px 3px 0px 3px;vertical-align:bottom;font-weight:bold;">Opal (T/O)</td> <td data-sheets-numberformat='{"1":2,"2":"0.00","3":1}' data-sheets-value='{"1":3,"3":2.9}' style="overflow:hidden;padding:0px 3px 0px 3px;vertical-align:bottom;text-align:center;">2.90</td> <td data-sheets-numberformat='{"1":2,"2":"0","3":1}' data-sheets-value='{"1":3,"3":41}' style="overflow:hidden;padding:0px 3px 0px 3px;vertical-align:bottom;text-align:center;">41</td> <td data-sheets-numberformat='{"1":2,"2":"0","3":1}' data-sheets-value='{"1":3,"3":45}' style="overflow:hidden;padding:0px 3px 0px 3px;vertical-align:bottom;text-align:center;">45</td> <td data-sheets-numberformat='{"1":2,"2":"0","3":1}' data-sheets-value='{"1":3,"3":20}' style="border-right:1px solid #000000;overflow:hidden;padding:0px 3px 0px 3px;vertical-align:bottom;text-align:center;">20</td> </tr> <tr style="height:20px;"> <td style="border-left:1px solid #000000;overflow:hidden;padding:0px 3px 0px 3px;vertical-align:bottom;font-weight:bold;"></td> <td data-sheets-value='{"1":2,"2":"Triple-walled"}' style="overflow:hidden; | skylux-160-ce-met-koepel-en-pvc-opstand-16-00-met-lm-motor-en-windvang-1600-x-1600-mm | 8586029695309 | 46872346919245
Smoke and heat exhaust (SHEV) | SHE system | Skylux | Skylux 160° CE with skylight and PVC curb 16/00 with LM-actuator, PVC frame type EP25 and spoiler 0700 x 1000 mm |  | 50313 | 5412970503132 | 3999.05 | Yes | 30-45 | 58.44 | 700 x 1000 mm | 1000 | 700 |  | PVC 16/00 (16 cm high & roof opening = daylight size) | Rectangular | 1.19 W/m²K - 0.98 W/m²K | 57% - 30% | 37% - 17% | 24dB - 26dB | 160° CE (for industry) | PVC frame EP25 | with spoiler | E | Single actuator | Maximum double-walled skylight possible for this product | Ut-value LT-value g-value Rw-value EN 1873 : 2014 EN ISO 13468 EN 16153 EN 410 EN 410 EN ISO 140-3 Material Walls Shells (W/m²K) (%) (%) (dB) Acrylic EW Clear (H) 1.19 37 57 24 PMMA Opal (O) 1.19 34 50 24 DW Clear (H/H) 0.98 33 50 26 Opal (O/O) 0.98 28 38 26 Polycarbonate EW Clear (A) 1.19 36 55 24 PC Opal (D) 1.19 24 40 24 DW Clear (A/H) 0.98 32 48 26 Clear (A/A) 0.98 32 46 26 Opal (A/O) 0.98 30 42 26 Opal (A/D) 0.98 21 33 26 Polycarbonate EW Heatstop Opal (T) 1.19 20 39 24 Heatstop PC DW Clear (T/H) 0.98 18 34 26 Opal (T/O) 0.98 17 30 26 | https://skylux.eu/en/products/skylux-160-ce-met-koepel-en-pvc-opstand-16-00-met-lm-motor-pvc-raam-type-ep25-en-windvang-0700-x-1000-mm | https://skylux.eu/cdn/shop/files/Skylux-160deg-CE-met-koepel-en-pvc-opstand-1600-met-LM-motor-pvc-raam-type-EP25-en-windvang-0700-x-1000-mm-RWA-systeem.jpg?v=1702979817&width=1600 | https://skylux.eu/cdn/shop/files/e5a82811-1bb0-48e4-a776-cacb59c7c092_458827b3-71cb-4b57-a7c0-30f1ba7a2127.jpg?v=1688550988&width=1600 | //skylux.eu/cdn/shop/files/E_MH_Mounting_instructions_Skylux_160_CE_LM.pdf?v=12406716259046007223 | //skylux.eu/cdn/shop/files/E_TD_Technical_File_Skylux_Skylux_160_CE_Electric.pdf?v=3667116872303399239 | <style type="text/css" id="isPasted"><!--td {border: 1px solid #cccccc;}br {mso-data-placement:same-cell;}--></style><table border="1" cellpadding="0" cellspacing="0" dir="ltr" style="table-layout:fixed;font-size:10pt;font-family:Arial;border-collapse:collapse;border:none;"><tbody> <tr style="height:20px;"> <td style="overflow:hidden;padding:0px 3px 0px 3px;vertical-align:bottom;"></td> <td style="overflow:hidden;padding:0px 3px 0px 3px;vertical-align:bottom;"></td> <td style="overflow:hidden;padding:0px 3px 0px 3px;vertical-align:bottom;"></td> <td data-sheets-value='{"1":2,"2":"Ut-value"}' style="overflow:hidden;padding:0px 3px 0px 3px;vertical-align:bottom;font-weight:bold;text-align:center;">Ut-value</td> <td data-sheets-value='{"1":2,"2":"LT-value"}' style="overflow:hidden;padding:0px 3px 0px 3px;vertical-align:bottom;font-weight:bold;text-align:center;">LT-value</td> <td data-sheets-value='{"1":2,"2":"g-value"}' style="overflow:hidden;padding:0px 3px 0px 3px;vertical-align:bottom;font-weight:bold;text-align:center;">g-value</td> <td data-sheets-value='{"1":2,"2":"Rw-value "}' style="overflow:hidden;padding:0px 3px 0px 3px;vertical-align:bottom;font-weight:bold;text-align:center;">Rw-value </td> </tr> <tr style="height:20px;"> <td style="overflow:hidden;padding:0px 3px 0px 3px;vertical-align:bottom;"></td> <td style="overflow:hidden;padding:0px 3px 0px 3px;vertical-align:bottom;"></td> <td style="overflow:hidden;padding:0px 3px 0px 3px;vertical-align:bottom;"></td> <td data-sheets-numberformat='{"1":2,"2":"0.00","3":1}' data-sheets-value='{"1":2,"2":"EN 1873 : 2014"}' style="overflow:hidden;padding:0px 3px 0px 3px;vertical-align:bottom;text-align:center;">EN 1873 : 2014</td> <td data-sheets-numberformat='{"1":2,"2":"0","3":1}' data-sheets-value='{"1":2,"2":"EN ISO 13468 EN 16153 EN 410"}' style="overflow:hidden;padding:0px 3px 0px 3px;vertical-align:bottom;text-align:center;">EN ISO 13468 EN 16153 EN 410</td> <td data-sheets-numberformat='{"1":2,"2":"0","3":1}' data-sheets-value='{"1":2,"2":"EN 410"}' style="overflow:hidden;padding:0px 3px 0px 3px;vertical-align:bottom;text-align:center;">EN 410</td> <td data-sheets-value='{"1":2,"2":"EN ISO 140-3\t\t"}' style="overflow:hidden;padding:0px 3px 0px 3px;vertical-align:bottom;text-align:center;">EN ISO 140-3 </td> </tr> <tr style="height:20px;"> <td data-sheets-value='{"1":2,"2":"Material"}' style="border-bottom:1px solid #000000;overflow:hidden;padding:0px 3px 0px 3px;vertical-align:bottom;background-color:#000000;font-weight:bold;color:#ffffff;">Material</td> <td data-sheets-value='{"1":2,"2":"Walls"}' style="border-bottom:1px solid #000000;overflow:hidden;padding:0px 3px 0px 3px;vertical-align:bottom;background-color:#000000;font-weight:bold;color:#ffffff;">Walls</td> <td data-sheets-value='{"1":2,"2":"Shells"}' style="border-bottom:1px solid #000000;overflow:hidden;padding:0px 3px 0px 3px;vertical-align:bottom;background-color:#000000;font-weight:bold;color:#ffffff;">Shells</td> <td data-sheets-numberformat='{"1":2,"2":"0.00","3":1}' data-sheets-value='{"1":2,"2":"(W/m²K)\t"}' style="border-bottom:1px solid #000000;overflow:hidden;padding:0px 3px 0px 3px;vertical-align:bottom;background-color:#000000;font-weight:bold;color:#ffffff;text-align:center;">(W/m²K) </td> <td data-sheets-numberformat='{"1":2,"2":"0","3":1}' data-sheets-value='{"1":2,"2":"(%)"}' style="border-bottom:1px solid #000000;overflow:hidden;padding:0px 3px 0px 3px;vertical-align:bottom;background-color:#000000;font-weight:bold;color:#ffffff;text-align:center;">(%)</td> <td data-sheets-numberformat='{"1":2,"2":"0","3":1}' data-sheets-value='{"1":2,"2":"(%)"}' style="border-bottom:1px solid #000000;overflow:hidden;padding:0px 3px 0px 3px;vertical-align:bottom;background-color:#000000;font-weight:bold;color:#ffffff;text-align:center;">(%)</td> <td data-sheets-value='{"1":2,"2":"(dB)"}' style="border-bottom:1px solid #000000;overflow:hidden;padding:0px 3px 0px 3px;vertical-align:bottom;background-color:#000000;font-weight:bold;color:#ffffff;text-align:center;">(dB)</td> </tr> <tr style="height:20px;"> <td data-sheets-value='{"1":2,"2":"Acrylic"}' style="border-left:1px solid #000000;overflow:hidden;padding:0px 3px 0px 3px;vertical-align:bottom;">Acrylic</td> <td data-sheets-value='{"1":2,"2":"EW"}' style="overflow:hidden;padding:0px 3px 0px 3px;vertical-align:bottom;">EW</td> <td data-sheets-value='{"1":2,"2":"Clear (H)"}' style="overflow:hidden;padding:0px 3px 0px 3px;vertical-align:bottom;">Clear (H)</td> <td data-sheets-numberformat='{"1":2,"2":"0.00","3":1}' data-sheets-value='{"1":3,"3":1.19}' style="overflow:hidden;padding:0px 3px 0px 3px;vertical-align:bottom;text-align:center;">1.19</td> <td data-sheets-numberformat='{"1":2,"2":"0","3":1}' data-sheets-value='{"1":3,"3":36.9}' style="overflow:hidden;padding:0px 3px 0px 3px;vertical-align:bottom;text-align:center;">37</td> <td data-sheets-numberformat='{"1":2,"2":"0","3":1}' data-sheets-value='{"1":3,"3":57.42}' style="overflow:hidden;padding:0px 3px 0px 3px;vertical-align:bottom;text-align:center;">57</td> <td data-sheets-value='{"1":3,"3":24}' style="border-right:1px solid #000000;overflow:hidden;padding:0px 3px 0px 3px;vertical-align:bottom;text-align:center;">24</td> </tr> <tr style="height:20px;"> <td data-sheets-value='{"1":2,"2":"PMMA"}' style="border-left:1px solid #000000;overflow:hidden;padding:0px 3px 0px 3px;vertical-align:bottom;">PMMA</td> <td style="overflow:hidden;padding:0px 3px 0px 3px;vertical-align:bottom;"></td> <td data-sheets-value='{"1":2,"2":"Opal (O)"}' style="overflow:hidden;padding:0px 3px 0px 3px;vertical-align:bottom;">Opal (O)</td> <td data-sheets-numberformat='{"1":2,"2":"0.00","3":1}' data-sheets-value='{"1":3,"3":1.19}' style="overflow:hidden;padding:0px 3px 0px 3px;vertical-align:bottom;text-align:center;">1.19</td> <td data-sheets-numberformat='{"1":2,"2":"0","3":1}' data-sheets-value='{"1":3,"3":34.03}' style="overflow:hidden;padding:0px 3px 0px 3px;vertical-align:bottom;text-align:center;">34</td> <td data-sheets-numberformat='{"1":2,"2":"0","3":1}' data-sheets-value='{"1":3,"3":50.160000000000004}' style="overflow:hidden;padding:0px 3px 0px 3px;vertical-align:bottom;text-align:center;">50</td> <td data-sheets-value='{"1":3,"3":24}' style="border-right:1px solid #000000;overflow:hidden;padding:0px 3px 0px 3px;vertical-align:bottom;text-align:center;">24</td> </tr> <tr style="height:20px;"> <td style="border-left:1px solid #000000;overflow:hidden;padding:0px 3px 0px 3px;vertical-align:bottom;"></td> <td data-sheets-value='{"1":2,"2":"DW"}' style="overflow:hidden;padding:0px 3px 0px 3px;vertical-align:bottom;">DW</td> <td data-sheets-value='{"1":2,"2":"Clear (H/H)"}' style="overflow:hidden;padding:0px 3px 0px 3px;vertical-align:bottom;">Clear (H/H)</td> <td data-sheets-numberformat='{"1":2,"2":"0.00","3":1}' data-sheets-value='{"1":3,"3":0.98}' style="overflow:hidden;padding:0px 3px 0px 3px;vertical-align:bottom;text-align:center;">0.98</td> <td data-sheets-numberformat='{"1":2,"2":"0","3":1}' data-sheets-value='{"1":3,"3":33.21}' style="overflow:hidden;padding:0px 3px 0px 3px;vertical-align:bottom;text-align:center;">33</td> <td data-sheets-numberformat='{"1":2,"2":"0","3":1}' data-sheets-value='{"1":3,"3":49.5}' style="overflow:hidden;padding:0px 3px 0px 3px;vertical-align:bottom;text-align:center;">50</td> <td data-sheets-value='{"1":3,"3":26}' style="border-right:1px solid #000000;overflow:hidden;padding:0px 3px 0px 3px;vertical-align:bottom;text-align:center;">26</td> </tr> <tr style="height:20px;"> <td style="border-bottom:1px solid #000000;border-left:1px solid #000000;overflow:hidden;padding:0px 3px 0px 3px;vertical-align:bottom;"></td> <td style="border-bottom:1px solid #000000;overflow:hidden;padding:0px 3px 0px 3px;vertical-align:bottom;"></td> <td data-sheets-value='{"1":2,"2":"Opal (O/O)"}' style="border-bottom:1px solid #000000;overflow:hidden;padding:0px 3px 0px 3px;vertical-align:bottom;">Opal (O/O)</td> <td data-sheets-numberformat='{"1":2,"2":"0.00","3":1}' data-sheets-value='{"1":3,"3":0.98}' style="border-bottom:1px solid #000000;overflow:hidden;padding:0px 3px 0px 3px;vertical-align:bottom;text-align:center;">0.98</td> <td data-sheets-numberformat='{"1":2,"2":"0","3":1}' data-sheets-value='{"1":3,"3":28.29}' style="border-bottom:1px solid #000000;overflow:hidden;padding:0px 3px 0px 3px;vertical-align:bottom;text-align:center;">28</td> <td data-sheets-numberformat='{"1":2,"2":"0","3":1}' data-sheets-value='{"1":3,"3":38.28}' style="border-bottom:1px solid #000000;overflow:hidden;padding:0px 3px 0px 3px;vertical-align:bottom;text-align:center;">38</td> <td data-sheets-value='{"1":3,"3":26}' style="border-right:1px solid #000000;border-bottom:1px solid #000000;overflow:hidden;padding:0px 3px 0px 3px;vertical-align:bottom;text-align:center;">26</td> </tr> <tr style="height:20px;"> <td data-sheets-value='{"1":2,"2":"Polycarbonate "}' style="border-left:1px solid #000000;overflow:hidden;padding:0px 3px 0px 3px;vertical-align:bottom;">Polycarbonate </td> <td data-sheets-value='{"1":2,"2":"EW"}' style="overflow:hidden;padding:0px 3px 0px 3px;vertical-align:bottom;">EW</td> <td data-sheets-value='{"1":2,"2":"Clear (A)"}' style="overflow:hidden;padding:0px 3px 0px 3px;vertical-align:bottom;">Clear (A)</td> <td data-sheets-numberformat='{"1":2,"2":"0.00","3":1}' data-sheets-value='{"1":3,"3":1.19}' style="overflow:hidden;padding:0px 3px 0px 3px;vertical-align:bottom;text-align:center;">1.19</td> <td data-sheets-numberformat='{"1":2,"2":"0","3":1}' data-sheets-value='{"1":3,"3":36.08}' style="overflow:hidden;padding:0px 3px 0px 3px;vertical-align:bottom;text-align:center;">36</td> <td data-sheets-numberformat='{"1":2,"2":"0","3":1}' data-sheets-value='{"1":3,"3":54.78}' style="overflow:hidden;padding:0px 3px 0px 3px;vertical-align:bottom;text-align:center;">55</td> <td data-sheets-value='{"1":3,"3":24}' style="border-right:1px solid #000000;overflow:hidden;padding:0px 3px 0px 3px;vertical-align:bottom;text-align:center;">24</td> </tr> <tr style="height:20px;"> <td data-sheets-value='{"1":2,"2":"PC"}' style="border-left:1px solid #000000;overflow:hidden;padding:0px 3px 0px 3px;vertical-align:bottom;">PC</td> <td style="overflow:hidden;padding:0px 3px 0px 3px;vertical-align:bottom;"></td> <td data-sheets-value='{"1":2,"2":"Opal (D)"}' style="overflow:hidden;padding:0px 3px 0px 3px;vertical-align:bottom;">Opal (D)</td> <td data-sheets-numberformat='{"1":2,"2":"0.00","3":1}' data-sheets-value='{"1":3,"3":1.19}' style="overflow:hidden;padding:0px 3px 0px 3px;vertical-align:bottom;text-align:center;">1.19</td> <td data-sheets-numberformat='{"1":2,"2":"0","3":1}' data-sheets-value='{"1":3,"3":23.779999999999998}' style="overflow:hidden;padding:0px 3px 0px 3px;vertical-align:bottom;text-align:center;">24</td> <td data-sheets-numberformat='{"1":2,"2":"0","3":1}' data-sheets-value='{"1":3,"3":39.6}' style="overflow:hidden;padding:0px 3px 0px 3px;vertical-align:bottom;text-align:center;">40</td> <td data-sheets-value='{"1":3,"3":24}' style="border-right:1px solid #000000;overflow:hidden;padding:0px 3px 0px 3px;vertical-align:bottom;text-align:center;">24</td> </tr> <tr style="height:20px;"> <td style="border-left:1px solid #000000;overflow:hidden;padding:0px 3px 0px 3px;vertical-align:bottom;"></td> <td data-sheets-value='{"1":2,"2":"DW"}' style="overflow:hidden;padding:0px 3px 0px 3px;vertical-align:bottom;">DW</td> <td data-sheets-value='{"1":2,"2":"Clear (A/H)"}' style="overflow:hidden;padding:0px 3px 0px 3px;vertical-align:bottom;">Clear (A/H)</td> <td data-sheets-numberformat='{"1":2,"2":"0.00","3":1}' data-sheets-value='{"1":3,"3":0.98}' style="overflow:hidden;padding:0px 3px 0px 3px;vertical-align:bottom;text-align:center;">0.98</td> <td data-sheets-numberformat='{"1":2,"2":"0","3":1}' data-sheets-value='{"1":3,"3":32.39}' style="overflow:hidden;padding:0px 3px 0px 3px;vertical-align:bottom;text-align:center;">32</td> <td data-sheets-numberformat='{"1":2,"2":"0","3":1}' data-sheets-value='{"1":3,"3":47.52}' style="overflow:hidden;padding:0px 3px 0px 3px;vertical-align:bottom;text-align:center;">48</td> <td data-sheets-value='{"1":3,"3":26}' style="border-right:1px solid #000000;overflow:hidden;padding:0px 3px 0px 3px;vertical-align:bottom;text-align:center;">26</td> </tr> <tr style="height:20px;"> <td style="border-left:1px solid #000000;overflow:hidden;padding:0px 3px 0px 3px;vertical-align:bottom;"></td> <td style="overflow:hidden;padding:0px 3px 0px 3px;vertical-align:bottom;"></td> <td data-sheets-value='{"1":2,"2":"Clear (A/A)"}' style="overflow:hidden;padding:0px 3px 0px 3px;vertical-align:bottom;">Clear (A/A)</td> <td data-sheets-numberformat='{"1":2,"2":"0.00","3":1}' data-sheets-value='{"1":3,"3":0.98}' style="overflow:hidden;padding:0px 3px 0px 3px;vertical-align:bottom;text-align:center;">0.98</td> <td data-sheets-numberformat='{"1":2,"2":"0","3":1}' data-sheets-value='{"1":3,"3":31.569999999999997}' style="overflow:hidden;padding:0px 3px 0px 3px;vertical-align:bottom;text-align:center;">32</td> <td data-sheets-numberformat='{"1":2,"2":"0","3":1}' data-sheets-value='{"1":3,"3":45.54}' style="overflow:hidden;padding:0px 3px 0px 3px;vertical-align:bottom;text-align:center;">46</td> <td data-sheets-value='{"1":3,"3":26}' style="border-right:1px solid #000000;overflow:hidden;padding:0px 3px 0px 3px;vertical-align:bottom;text-align:center;">26</td> </tr> <tr style="height:20px;"> <td style="border-left:1px solid #000000;overflow:hidden;padding:0px 3px 0px 3px;vertical-align:bottom;"></td> <td style="overflow:hidden;padding:0px 3px 0px 3px;vertical-align:bottom;"></td> <td data-sheets-value='{"1":2,"2":"Opal (A/O)"}' style="overflow:hidden;padding:0px 3px 0px 3px;vertical-align:bottom;">Opal (A/O)</td> <td data-sheets-numberformat='{"1":2,"2":"0.00","3":1}' data-sheets-value='{"1":3,"3":0.98}' style="overflow:hidden;padding:0px 3px 0px 3px;vertical-align:bottom;text-align:center;">0.98</td> <td data-sheets-numberformat='{"1":2,"2":"0","3":1}' data-sheets-value='{"1":3,"3":29.93}' style="overflow:hidden;padding:0px 3px 0px 3px;vertical-align:bottom;text-align:center;">30</td> <td data-sheets-numberformat='{"1":2,"2":"0","3":1}' data-sheets-value='{"1":3,"3":41.580000000000005}' style="overflow:hidden;padding:0px 3px 0px 3px;vertical-align:bottom;text-align:center;">42</td> <td data-sheets-value='{"1":3,"3":26}' style="border-right:1px solid #000000;overflow:hidden;padding:0px 3px 0px 3px;vertical-align:bottom;text-align:center;">26</td> </tr> <tr style="height:20px;"> <td style="border-bottom:1px solid #000000;border-left:1px solid #000000;overflow:hidden;padding:0px 3px 0px 3px;vertical-align:bottom;"></td> <td style="border-bottom:1px solid #000000;overflow:hidden;padding:0px 3px 0px 3px;vertical-align:bottom;"></td> <td data-sheets-value='{"1":2,"2":"Opal (A/D)"}' style="border-bottom:1px solid #000000;overflow:hidden;padding:0px 3px 0px 3px;vertical-align:bottom;">Opal (A/D)</td> <td data-sheets-numberformat='{"1":2,"2":"0.00","3":1}' data-sheets-value='{"1":3,"3":0.98}' style="border-bottom:1px solid #000000;overflow:hidden;padding:0px 3px 0px 3px;vertical-align:bottom;text-align:center;">0.98</td> <td data-sheets-numberformat='{"1":2,"2":"0","3":1}' data-sheets-value='{"1":3,"3":20.91}' style="border-bottom:1px solid #000000;overflow:hidden;padding:0px 3px 0px 3px;vertical-align:bottom;text-align:center;">21</td> <td data-sheets-numberformat='{"1":2,"2":"0","3":1}' data-sheets-value='{"1":3,"3":33}' style="border-bottom:1px solid #000000;overflow:hidden;padding:0px 3px 0px 3px;vertical-align:bottom;text-align:center;">33</td> <td data-sheets-value='{"1":3,"3":26}' style="border-right:1px solid #000000;border-bottom:1px solid #000000;overflow:hidden;padding:0px 3px 0px 3px;vertical-align:bottom;text-align:center;">26</td> </tr> <tr style="height:20px;"> <td data-sheets-value='{"1":2,"2":"Polycarbonate"}' style="border-left:1px solid #000000;overflow:hidden;padding:0px 3px 0px 3px;vertical-align:bottom;">Polycarbonate</td> <td data-sheets-value='{"1":2,"2":"EW"}' style="overflow:hidden;padding:0px 3px 0px 3px;vertical-align:bottom;">EW</td> <td data-sheets-value='{"1":2,"2":"Heatstop Opal (T)"}' style="overflow:hidden;padding:0px 3px 0px 3px;vertical-align:bottom;">Heatstop Opal (T)</td> <td data-sheets-numberformat='{"1":2,"2":"0.00","3":1}' data-sheets-value='{"1":3,"3":1.19}' style="overflow:hidden;padding:0px 3px 0px 3px;vertical-align:bottom;text-align:center;">1.19</td> <td data-sheets-numberformat='{"1":2,"2":"0","3":1}' data-sheets-value='{"1":3,"3":20.09}' style="overflow:hidden;padding:0px 3px 0px 3px;vertical-align:bottom;text-align:center;">20</td> <td data-sheets-numberformat='{"1":2,"2":"0","3":1}' data-sheets-value='{"1":3,"3":38.940000000000005}' style="overflow:hidden;padding:0px 3px 0px 3px;vertical-align:bottom;text-align:center;">39</td> <td data-sheets-value='{"1":3,"3":24}' style="border-right:1px solid #000000;overflow:hidden;padding:0px 3px 0px 3px;vertical-align:bottom;text-align:center;">24</td> </tr> <tr style="height:20px;"> <td data-sheets-value='{"1":2,"2":"Heatstop PC"}' style="border-left:1px solid #000000;overflow:hidden;padding:0px 3px 0px 3px;vertical-align:bottom;">Heatstop PC</td> <td data-sheets-value='{"1":2,"2":"DW"}' style="overflow:hidden;padding:0px 3px 0px 3px;vertical-align:bottom;">DW</td> <td data-sheets-value='{"1":2,"2":"Clear (T/H)"}' style="overflow:hidden;padding:0px 3px 0px 3px;vertical-align:bottom;">Clear (T/H)</td> <td data-sheets-numberformat='{"1":2,"2":"0.00","3":1}' data-sheets-value='{"1":3,"3":0.98}' style="overflow:hidden;padding:0px 3px 0px 3px;vertical-align:bottom;text-align:center;">0.98</td> <td data-sheets-numberformat='{"1":2,"2":"0","3":1}' data-sheets-value='{"1":3,"3":18.04}' style="overflow:hidden;padding:0px 3px 0px 3px;vertical-align:bottom;text-align:center;">18</td> <td data-sheets-numberformat='{"1":2,"2":"0","3":1}' data-sheets-value='{"1":3,"3":33.660000000000004}' style="overflow:hidden;padding:0px 3px 0px 3px;vertical-align:bottom;text-align:center;">34</td> <td data-sheets-value='{"1":3,"3":26}' style="border-right:1px solid #000000;overflow:hidden;padding:0px 3px 0px 3px;vertical-align:bottom;text-align:center;">26</td> </tr> <tr style="height:20px;"> <td style="border-bottom:1px solid #000000;border-left:1px solid #000000;overflow:hidden;padding:0px 3px 0px 3px;vertical-align:bottom;"></td> <td style="border-bottom:1px solid #000000;overflow:hidden;padding:0px 3px 0px 3px;vertical-align:bottom;"></td> <td data-sheets-value='{"1":2,"2":"Opal (T/O)"}' style="border-bottom:1px solid #000000;overflow:hidden;padding:0px 3px 0px 3px;vertical-align:bottom;">Opal (T/O)</td> <td data-sheets-numberformat='{"1":2,"2":"0.00","3":1}' data-sheets-value='{"1":3,"3":0.98}' style="border-bottom:1px solid #000000;overflow:hidden;padding:0px 3px 0px 3px;vertical-align:bottom;text-align:center;">0.98</td> <td data-sheets-numberformat='{"1":2,"2":"0","3":1}' data-sheets-value='{"1":3,"3":16.81}' style="border-bottom:1px solid #000000;overflow:hidden;padding:0px 3px 0px 3px;vertical-align:bottom;text-align:center;">17</td> <td data-sheets-numberformat='{"1":2,"2":"0","3":1}' data-sheets-value='{"1":3,"3":29.700000000000003}' style="border-bottom:1px solid #000000;overflow:hidden;padding:0px 3px 0px 3px;vertical-align:bottom;text-align:center;">30</td> <td data-sheets-value='{"1":3,"3":26}' style="border-right:1px solid #000000;border-bottom:1px solid #000000;overflow:hidden;padding:0px 3px 0px 3px;vertical-align:bottom;text-align:center;">26</td> </tr> </tbody></table> | skylux-160-ce-met-koepel-en-pvc-opstand-16-00-met-lm-motor-pvc-raam-type-ep25-en-windvang-0700-x-1000-mm | 8586025632077 | 46872335974733
Smoke and heat exhaust (SHEV) | SHE system | Skylux | Skylux 160° CE with skylight and PVC curb 16/00 with LM-actuator, PVC frame type EP25 and spoiler 0700 x 1300 mm |  | 50314 | 5412970503149 | 4256.8 | Yes | 30-45 | 63.84 | 700 x 1300 mm | 1300 | 700 |  | PVC 16/00 (16 cm high & roof opening = daylight size) | Rectangular | 1.19 W/m²K - 0.98 W/m²K | 57% - 30% | 37% - 17% | 24dB - 26dB | 160° CE (for industry) | PVC frame EP25 | with spoiler | E | Single actuator | Maximum double-walled skylight possible for this product | Ut-value LT-value g-value Rw-value EN 1873 : 2014 EN ISO 13468 EN 16153 EN 410 EN 410 EN ISO 140-3 Material Walls Shells (W/m²K) (%) (%) (dB) Acrylic EW Clear (H) 1.19 37 57 24 PMMA Opal (O) 1.19 34 50 24 DW Clear (H/H) 0.98 33 50 26 Opal (O/O) 0.98 28 38 26 Polycarbonate EW Clear (A) 1.19 36 55 24 PC Opal (D) 1.19 24 40 24 DW Clear (A/H) 0.98 32 48 26 Clear (A/A) 0.98 32 46 26 Opal (A/O) 0.98 30 42 26 Opal (A/D) 0.98 21 33 26 Polycarbonate EW Heatstop Opal (T) 1.19 20 39 24 Heatstop PC DW Clear (T/H) 0.98 18 34 26 Opal (T/O) 0.98 17 30 26 | https://skylux.eu/en/products/skylux-160-ce-met-koepel-en-pvc-opstand-16-00-met-lm-motor-pvc-raam-type-ep25-en-windvang-0700-x-1300-mm | https://skylux.eu/cdn/shop/files/Skylux-160deg-CE-met-koepel-en-pvc-opstand-1600-met-LM-motor-pvc-raam-type-EP25-en-windvang-0700-x-1300-mm-RWA-systeem.jpg?v=1702979822&width=1600 | https://skylux.eu/cdn/shop/files/e5a82811-1bb0-48e4-a776-cacb59c7c092_89562acf-85a2-434e-a1d2-848e6515c5e9.jpg?v=1688550989&width=1600 | //skylux.eu/cdn/shop/files/E_MH_Mounting_instructions_Skylux_160_CE_LM.pdf?v=12406716259046007223 | //skylux.eu/cdn/shop/files/E_TD_Technical_File_Skylux_Skylux_160_CE_Electric.pdf?v=3667116872303399239 | <style type="text/css" id="isPasted"><!--td {border: 1px solid #cccccc;}br {mso-data-placement:same-cell;}--></style><table border="1" cellpadding="0" cellspacing="0" dir="ltr" style="table-layout:fixed;font-size:10pt;font-family:Arial;border-collapse:collapse;border:none;"><tbody> <tr style="height:20px;"> <td style="overflow:hidden;padding:0px 3px 0px 3px;vertical-align:bottom;"></td> <td style="overflow:hidden;padding:0px 3px 0px 3px;vertical-align:bottom;"></td> <td style="overflow:hidden;padding:0px 3px 0px 3px;vertical-align:bottom;"></td> <td data-sheets-value='{"1":2,"2":"Ut-value"}' style="overflow:hidden;padding:0px 3px 0px 3px;vertical-align:bottom;font-weight:bold;text-align:center;">Ut-value</td> <td data-sheets-value='{"1":2,"2":"LT-value"}' style="overflow:hidden;padding:0px 3px 0px 3px;vertical-align:bottom;font-weight:bold;text-align:center;">LT-value</td> <td data-sheets-value='{"1":2,"2":"g-value"}' style="overflow:hidden;padding:0px 3px 0px 3px;vertical-align:bottom;font-weight:bold;text-align:center;">g-value</td> <td data-sheets-value='{"1":2,"2":"Rw-value "}' style="overflow:hidden;padding:0px 3px 0px 3px;vertical-align:bottom;font-weight:bold;text-align:center;">Rw-value </td> </tr> <tr style="height:20px;"> <td style="overflow:hidden;padding:0px 3px 0px 3px;vertical-align:bottom;"></td> <td style="overflow:hidden;padding:0px 3px 0px 3px;vertical-align:bottom;"></td> <td style="overflow:hidden;padding:0px 3px 0px 3px;vertical-align:bottom;"></td> <td data-sheets-numberformat='{"1":2,"2":"0.00","3":1}' data-sheets-value='{"1":2,"2":"EN 1873 : 2014"}' style="overflow:hidden;padding:0px 3px 0px 3px;vertical-align:bottom;text-align:center;">EN 1873 : 2014</td> <td data-sheets-numberformat='{"1":2,"2":"0","3":1}' data-sheets-value='{"1":2,"2":"EN ISO 13468 EN 16153 EN 410"}' style="overflow:hidden;padding:0px 3px 0px 3px;vertical-align:bottom;text-align:center;">EN ISO 13468 EN 16153 EN 410</td> <td data-sheets-numberformat='{"1":2,"2":"0","3":1}' data-sheets-value='{"1":2,"2":"EN 410"}' style="overflow:hidden;padding:0px 3px 0px 3px;vertical-align:bottom;text-align:center;">EN 410</td> <td data-sheets-value='{"1":2,"2":"EN ISO 140-3\t\t"}' style="overflow:hidden;padding:0px 3px 0px 3px;vertical-align:bottom;text-align:center;">EN ISO 140-3 </td> </tr> <tr style="height:20px;"> <td data-sheets-value='{"1":2,"2":"Material"}' style="border-bottom:1px solid #000000;overflow:hidden;padding:0px 3px 0px 3px;vertical-align:bottom;background-color:#000000;font-weight:bold;color:#ffffff;">Material</td> <td data-sheets-value='{"1":2,"2":"Walls"}' style="border-bottom:1px solid #000000;overflow:hidden;padding:0px 3px 0px 3px;vertical-align:bottom;background-color:#000000;font-weight:bold;color:#ffffff;">Walls</td> <td data-sheets-value='{"1":2,"2":"Shells"}' style="border-bottom:1px solid #000000;overflow:hidden;padding:0px 3px 0px 3px;vertical-align:bottom;background-color:#000000;font-weight:bold;color:#ffffff;">Shells</td> <td data-sheets-numberformat='{"1":2,"2":"0.00","3":1}' data-sheets-value='{"1":2,"2":"(W/m²K)\t"}' style="border-bottom:1px solid #000000;overflow:hidden;padding:0px 3px 0px 3px;vertical-align:bottom;background-color:#000000;font-weight:bold;color:#ffffff;text-align:center;">(W/m²K) </td> <td data-sheets-numberformat='{"1":2,"2":"0","3":1}' data-sheets-value='{"1":2,"2":"(%)"}' style="border-bottom:1px solid #000000;overflow:hidden;padding:0px 3px 0px 3px;vertical-align:bottom;background-color:#000000;font-weight:bold;color:#ffffff;text-align:center;">(%)</td> <td data-sheets-numberformat='{"1":2,"2":"0","3":1}' data-sheets-value='{"1":2,"2":"(%)"}' style="border-bottom:1px solid #000000;overflow:hidden;padding:0px 3px 0px 3px;vertical-align:bottom;background-color:#000000;font-weight:bold;color:#ffffff;text-align:center;">(%)</td> <td data-sheets-value='{"1":2,"2":"(dB)"}' style="border-bottom:1px solid #000000;overflow:hidden;padding:0px 3px 0px 3px;vertical-align:bottom;background-color:#000000;font-weight:bold;color:#ffffff;text-align:center;">(dB)</td> </tr> <tr style="height:20px;"> <td data-sheets-value='{"1":2,"2":"Acrylic"}' style="border-left:1px solid #000000;overflow:hidden;padding:0px 3px 0px 3px;vertical-align:bottom;">Acrylic</td> <td data-sheets-value='{"1":2,"2":"EW"}' style="overflow:hidden;padding:0px 3px 0px 3px;vertical-align:bottom;">EW</td> <td data-sheets-value='{"1":2,"2":"Clear (H)"}' style="overflow:hidden;padding:0px 3px 0px 3px;vertical-align:bottom;">Clear (H)</td> <td data-sheets-numberformat='{"1":2,"2":"0.00","3":1}' data-sheets-value='{"1":3,"3":1.19}' style="overflow:hidden;padding:0px 3px 0px 3px;vertical-align:bottom;text-align:center;">1.19</td> <td data-sheets-numberformat='{"1":2,"2":"0","3":1}' data-sheets-value='{"1":3,"3":36.9}' style="overflow:hidden;padding:0px 3px 0px 3px;vertical-align:bottom;text-align:center;">37</td> <td data-sheets-numberformat='{"1":2,"2":"0","3":1}' data-sheets-value='{"1":3,"3":57.42}' style="overflow:hidden;padding:0px 3px 0px 3px;vertical-align:bottom;text-align:center;">57</td> <td data-sheets-value='{"1":3,"3":24}' style="border-right:1px solid #000000;overflow:hidden;padding:0px 3px 0px 3px;vertical-align:bottom;text-align:center;">24</td> </tr> <tr style="height:20px;"> <td data-sheets-value='{"1":2,"2":"PMMA"}' style="border-left:1px solid #000000;overflow:hidden;padding:0px 3px 0px 3px;vertical-align:bottom;">PMMA</td> <td style="overflow:hidden;padding:0px 3px 0px 3px;vertical-align:bottom;"></td> <td data-sheets-value='{"1":2,"2":"Opal (O)"}' style="overflow:hidden;padding:0px 3px 0px 3px;vertical-align:bottom;">Opal (O)</td> <td data-sheets-numberformat='{"1":2,"2":"0.00","3":1}' data-sheets-value='{"1":3,"3":1.19}' style="overflow:hidden;padding:0px 3px 0px 3px;vertical-align:bottom;text-align:center;">1.19</td> <td data-sheets-numberformat='{"1":2,"2":"0","3":1}' data-sheets-value='{"1":3,"3":34.03}' style="overflow:hidden;padding:0px 3px 0px 3px;vertical-align:bottom;text-align:center;">34</td> <td data-sheets-numberformat='{"1":2,"2":"0","3":1}' data-sheets-value='{"1":3,"3":50.160000000000004}' style="overflow:hidden;padding:0px 3px 0px 3px;vertical-align:bottom;text-align:center;">50</td> <td data-sheets-value='{"1":3,"3":24}' style="border-right:1px solid #000000;overflow:hidden;padding:0px 3px 0px 3px;vertical-align:bottom;text-align:center;">24</td> </tr> <tr style="height:20px;"> <td style="border-left:1px solid #000000;overflow:hidden;padding:0px 3px 0px 3px;vertical-align:bottom;"></td> <td data-sheets-value='{"1":2,"2":"DW"}' style="overflow:hidden;padding:0px 3px 0px 3px;vertical-align:bottom;">DW</td> <td data-sheets-value='{"1":2,"2":"Clear (H/H)"}' style="overflow:hidden;padding:0px 3px 0px 3px;vertical-align:bottom;">Clear (H/H)</td> <td data-sheets-numberformat='{"1":2,"2":"0.00","3":1}' data-sheets-value='{"1":3,"3":0.98}' style="overflow:hidden;padding:0px 3px 0px 3px;vertical-align:bottom;text-align:center;">0.98</td> <td data-sheets-numberformat='{"1":2,"2":"0","3":1}' data-sheets-value='{"1":3,"3":33.21}' style="overflow:hidden;padding:0px 3px 0px 3px;vertical-align:bottom;text-align:center;">33</td> <td data-sheets-numberformat='{"1":2,"2":"0","3":1}' data-sheets-value='{"1":3,"3":49.5}' style="overflow:hidden;padding:0px 3px 0px 3px;vertical-align:bottom;text-align:center;">50</td> <td data-sheets-value='{"1":3,"3":26}' style="border-right:1px solid #000000;overflow:hidden;padding:0px 3px 0px 3px;vertical-align:bottom;text-align:center;">26</td> </tr> <tr style="height:20px;"> <td style="border-bottom:1px solid #000000;border-left:1px solid #000000;overflow:hidden;padding:0px 3px 0px 3px;vertical-align:bottom;"></td> <td style="border-bottom:1px solid #000000;overflow:hidden;padding:0px 3px 0px 3px;vertical-align:bottom;"></td> <td data-sheets-value='{"1":2,"2":"Opal (O/O)"}' style="border-bottom:1px solid #000000;overflow:hidden;padding:0px 3px 0px 3px;vertical-align:bottom;">Opal (O/O)</td> <td data-sheets-numberformat='{"1":2,"2":"0.00","3":1}' data-sheets-value='{"1":3,"3":0.98}' style="border-bottom:1px solid #000000;overflow:hidden;padding:0px 3px 0px 3px;vertical-align:bottom;text-align:center;">0.98</td> <td data-sheets-numberformat='{"1":2,"2":"0","3":1}' data-sheets-value='{"1":3,"3":28.29}' style="border-bottom:1px solid #000000;overflow:hidden;padding:0px 3px 0px 3px;vertical-align:bottom;text-align:center;">28</td> <td data-sheets-numberformat='{"1":2,"2":"0","3":1}' data-sheets-value='{"1":3,"3":38.28}' style="border-bottom:1px solid #000000;overflow:hidden;padding:0px 3px 0px 3px;vertical-align:bottom;text-align:center;">38</td> <td data-sheets-value='{"1":3,"3":26}' style="border-right:1px solid #000000;border-bottom:1px solid #000000;overflow:hidden;padding:0px 3px 0px 3px;vertical-align:bottom;text-align:center;">26</td> </tr> <tr style="height:20px;"> <td data-sheets-value='{"1":2,"2":"Polycarbonate "}' style="border-left:1px solid #000000;overflow:hidden;padding:0px 3px 0px 3px;vertical-align:bottom;">Polycarbonate </td> <td data-sheets-value='{"1":2,"2":"EW"}' style="overflow:hidden;padding:0px 3px 0px 3px;vertical-align:bottom;">EW</td> <td data-sheets-value='{"1":2,"2":"Clear (A)"}' style="overflow:hidden;padding:0px 3px 0px 3px;vertical-align:bottom;">Clear (A)</td> <td data-sheets-numberformat='{"1":2,"2":"0.00","3":1}' data-sheets-value='{"1":3,"3":1.19}' style="overflow:hidden;padding:0px 3px 0px 3px;vertical-align:bottom;text-align:center;">1.19</td> <td data-sheets-numberformat='{"1":2,"2":"0","3":1}' data-sheets-value='{"1":3,"3":36.08}' style="overflow:hidden;padding:0px 3px 0px 3px;vertical-align:bottom;text-align:center;">36</td> <td data-sheets-numberformat='{"1":2,"2":"0","3":1}' data-sheets-value='{"1":3,"3":54.78}' style="overflow:hidden;padding:0px 3px 0px 3px;vertical-align:bottom;text-align:center;">55</td> <td data-sheets-value='{"1":3,"3":24}' style="border-right:1px solid #000000;overflow:hidden;padding:0px 3px 0px 3px;vertical-align:bottom;text-align:center;">24</td> </tr> <tr style="height:20px;"> <td data-sheets-value='{"1":2,"2":"PC"}' style="border-left:1px solid #000000;overflow:hidden;padding:0px 3px 0px 3px;vertical-align:bottom;">PC</td> <td style="overflow:hidden;padding:0px 3px 0px 3px;vertical-align:bottom;"></td> <td data-sheets-value='{"1":2,"2":"Opal (D)"}' style="overflow:hidden;padding:0px 3px 0px 3px;vertical-align:bottom;">Opal (D)</td> <td data-sheets-numberformat='{"1":2,"2":"0.00","3":1}' data-sheets-value='{"1":3,"3":1.19}' style="overflow:hidden;padding:0px 3px 0px 3px;vertical-align:bottom;text-align:center;">1.19</td> <td data-sheets-numberformat='{"1":2,"2":"0","3":1}' data-sheets-value='{"1":3,"3":23.779999999999998}' style="overflow:hidden;padding:0px 3px 0px 3px;vertical-align:bottom;text-align:center;">24</td> <td data-sheets-numberformat='{"1":2,"2":"0","3":1}' data-sheets-value='{"1":3,"3":39.6}' style="overflow:hidden;padding:0px 3px 0px 3px;vertical-align:bottom;text-align:center;">40</td> <td data-sheets-value='{"1":3,"3":24}' style="border-right:1px solid #000000;overflow:hidden;padding:0px 3px 0px 3px;vertical-align:bottom;text-align:center;">24</td> </tr> <tr style="height:20px;"> <td style="border-left:1px solid #000000;overflow:hidden;padding:0px 3px 0px 3px;vertical-align:bottom;"></td> <td data-sheets-value='{"1":2,"2":"DW"}' style="overflow:hidden;padding:0px 3px 0px 3px;vertical-align:bottom;">DW</td> <td data-sheets-value='{"1":2,"2":"Clear (A/H)"}' style="overflow:hidden;padding:0px 3px 0px 3px;vertical-align:bottom;">Clear (A/H)</td> <td data-sheets-numberformat='{"1":2,"2":"0.00","3":1}' data-sheets-value='{"1":3,"3":0.98}' style="overflow:hidden;padding:0px 3px 0px 3px;vertical-align:bottom;text-align:center;">0.98</td> <td data-sheets-numberformat='{"1":2,"2":"0","3":1}' data-sheets-value='{"1":3,"3":32.39}' style="overflow:hidden;padding:0px 3px 0px 3px;vertical-align:bottom;text-align:center;">32</td> <td data-sheets-numberformat='{"1":2,"2":"0","3":1}' data-sheets-value='{"1":3,"3":47.52}' style="overflow:hidden;padding:0px 3px 0px 3px;vertical-align:bottom;text-align:center;">48</td> <td data-sheets-value='{"1":3,"3":26}' style="border-right:1px solid #000000;overflow:hidden;padding:0px 3px 0px 3px;vertical-align:bottom;text-align:center;">26</td> </tr> <tr style="height:20px;"> <td style="border-left:1px solid #000000;overflow:hidden;padding:0px 3px 0px 3px;vertical-align:bottom;"></td> <td style="overflow:hidden;padding:0px 3px 0px 3px;vertical-align:bottom;"></td> <td data-sheets-value='{"1":2,"2":"Clear (A/A)"}' style="overflow:hidden;padding:0px 3px 0px 3px;vertical-align:bottom;">Clear (A/A)</td> <td data-sheets-numberformat='{"1":2,"2":"0.00","3":1}' data-sheets-value='{"1":3,"3":0.98}' style="overflow:hidden;padding:0px 3px 0px 3px;vertical-align:bottom;text-align:center;">0.98</td> <td data-sheets-numberformat='{"1":2,"2":"0","3":1}' data-sheets-value='{"1":3,"3":31.569999999999997}' style="overflow:hidden;padding:0px 3px 0px 3px;vertical-align:bottom;text-align:center;">32</td> <td data-sheets-numberformat='{"1":2,"2":"0","3":1}' data-sheets-value='{"1":3,"3":45.54}' style="overflow:hidden;padding:0px 3px 0px 3px;vertical-align:bottom;text-align:center;">46</td> <td data-sheets-value='{"1":3,"3":26}' style="border-right:1px solid #000000;overflow:hidden;padding:0px 3px 0px 3px;vertical-align:bottom;text-align:center;">26</td> </tr> <tr style="height:20px;"> <td style="border-left:1px solid #000000;overflow:hidden;padding:0px 3px 0px 3px;vertical-align:bottom;"></td> <td style="overflow:hidden;padding:0px 3px 0px 3px;vertical-align:bottom;"></td> <td data-sheets-value='{"1":2,"2":"Opal (A/O)"}' style="overflow:hidden;padding:0px 3px 0px 3px;vertical-align:bottom;">Opal (A/O)</td> <td data-sheets-numberformat='{"1":2,"2":"0.00","3":1}' data-sheets-value='{"1":3,"3":0.98}' style="overflow:hidden;padding:0px 3px 0px 3px;vertical-align:bottom;text-align:center;">0.98</td> <td data-sheets-numberformat='{"1":2,"2":"0","3":1}' data-sheets-value='{"1":3,"3":29.93}' style="overflow:hidden;padding:0px 3px 0px 3px;vertical-align:bottom;text-align:center;">30</td> <td data-sheets-numberformat='{"1":2,"2":"0","3":1}' data-sheets-value='{"1":3,"3":41.580000000000005}' style="overflow:hidden;padding:0px 3px 0px 3px;vertical-align:bottom;text-align:center;">42</td> <td data-sheets-value='{"1":3,"3":26}' style="border-right:1px solid #000000;overflow:hidden;padding:0px 3px 0px 3px;vertical-align:bottom;text-align:center;">26</td> </tr> <tr style="height:20px;"> <td style="border-bottom:1px solid #000000;border-left:1px solid #000000;overflow:hidden;padding:0px 3px 0px 3px;vertical-align:bottom;"></td> <td style="border-bottom:1px solid #000000;overflow:hidden;padding:0px 3px 0px 3px;vertical-align:bottom;"></td> <td data-sheets-value='{"1":2,"2":"Opal (A/D)"}' style="border-bottom:1px solid #000000;overflow:hidden;padding:0px 3px 0px 3px;vertical-align:bottom;">Opal (A/D)</td> <td data-sheets-numberformat='{"1":2,"2":"0.00","3":1}' data-sheets-value='{"1":3,"3":0.98}' style="border-bottom:1px solid #000000;overflow:hidden;padding:0px 3px 0px 3px;vertical-align:bottom;text-align:center;">0.98</td> <td data-sheets-numberformat='{"1":2,"2":"0","3":1}' data-sheets-value='{"1":3,"3":20.91}' style="border-bottom:1px solid #000000;overflow:hidden;padding:0px 3px 0px 3px;vertical-align:bottom;text-align:center;">21</td> <td data-sheets-numberformat='{"1":2,"2":"0","3":1}' data-sheets-value='{"1":3,"3":33}' style="border-bottom:1px solid #000000;overflow:hidden;padding:0px 3px 0px 3px;vertical-align:bottom;text-align:center;">33</td> <td data-sheets-value='{"1":3,"3":26}' style="border-right:1px solid #000000;border-bottom:1px solid #000000;overflow:hidden;padding:0px 3px 0px 3px;vertical-align:bottom;text-align:center;">26</td> </tr> <tr style="height:20px;"> <td data-sheets-value='{"1":2,"2":"Polycarbonate"}' style="border-left:1px solid #000000;overflow:hidden;padding:0px 3px 0px 3px;vertical-align:bottom;">Polycarbonate</td> <td data-sheets-value='{"1":2,"2":"EW"}' style="overflow:hidden;padding:0px 3px 0px 3px;vertical-align:bottom;">EW</td> <td data-sheets-value='{"1":2,"2":"Heatstop Opal (T)"}' style="overflow:hidden;padding:0px 3px 0px 3px;vertical-align:bottom;">Heatstop Opal (T)</td> <td data-sheets-numberformat='{"1":2,"2":"0.00","3":1}' data-sheets-value='{"1":3,"3":1.19}' style="overflow:hidden;padding:0px 3px 0px 3px;vertical-align:bottom;text-align:center;">1.19</td> <td data-sheets-numberformat='{"1":2,"2":"0","3":1}' data-sheets-value='{"1":3,"3":20.09}' style="overflow:hidden;padding:0px 3px 0px 3px;vertical-align:bottom;text-align:center;">20</td> <td data-sheets-numberformat='{"1":2,"2":"0","3":1}' data-sheets-value='{"1":3,"3":38.940000000000005}' style="overflow:hidden;padding:0px 3px 0px 3px;vertical-align:bottom;text-align:center;">39</td> <td data-sheets-value='{"1":3,"3":24}' style="border-right:1px solid #000000;overflow:hidden;padding:0px 3px 0px 3px;vertical-align:bottom;text-align:center;">24</td> </tr> <tr style="height:20px;"> <td data-sheets-value='{"1":2,"2":"Heatstop PC"}' style="border-left:1px solid #000000;overflow:hidden;padding:0px 3px 0px 3px;vertical-align:bottom;">Heatstop PC</td> <td data-sheets-value='{"1":2,"2":"DW"}' style="overflow:hidden;padding:0px 3px 0px 3px;vertical-align:bottom;">DW</td> <td data-sheets-value='{"1":2,"2":"Clear (T/H)"}' style="overflow:hidden;padding:0px 3px 0px 3px;vertical-align:bottom;">Clear (T/H)</td> <td data-sheets-numberformat='{"1":2,"2":"0.00","3":1}' data-sheets-value='{"1":3,"3":0.98}' style="overflow:hidden;padding:0px 3px 0px 3px;vertical-align:bottom;text-align:center;">0.98</td> <td data-sheets-numberformat='{"1":2,"2":"0","3":1}' data-sheets-value='{"1":3,"3":18.04}' style="overflow:hidden;padding:0px 3px 0px 3px;vertical-align:bottom;text-align:center;">18</td> <td data-sheets-numberformat='{"1":2,"2":"0","3":1}' data-sheets-value='{"1":3,"3":33.660000000000004}' style="overflow:hidden;padding:0px 3px 0px 3px;vertical-align:bottom;text-align:center;">34</td> <td data-sheets-value='{"1":3,"3":26}' style="border-right:1px solid #000000;overflow:hidden;padding:0px 3px 0px 3px;vertical-align:bottom;text-align:center;">26</td> </tr> <tr style="height:20px;"> <td style="border-bottom:1px solid #000000;border-left:1px solid #000000;overflow:hidden;padding:0px 3px 0px 3px;vertical-align:bottom;"></td> <td style="border-bottom:1px solid #000000;overflow:hidden;padding:0px 3px 0px 3px;vertical-align:bottom;"></td> <td data-sheets-value='{"1":2,"2":"Opal (T/O)"}' style="border-bottom:1px solid #000000;overflow:hidden;padding:0px 3px 0px 3px;vertical-align:bottom;">Opal (T/O)</td> <td data-sheets-numberformat='{"1":2,"2":"0.00","3":1}' data-sheets-value='{"1":3,"3":0.98}' style="border-bottom:1px solid #000000;overflow:hidden;padding:0px 3px 0px 3px;vertical-align:bottom;text-align:center;">0.98</td> <td data-sheets-numberformat='{"1":2,"2":"0","3":1}' data-sheets-value='{"1":3,"3":16.81}' style="border-bottom:1px solid #000000;overflow:hidden;padding:0px 3px 0px 3px;vertical-align:bottom;text-align:center;">17</td> <td data-sheets-numberformat='{"1":2,"2":"0","3":1}' data-sheets-value='{"1":3,"3":29.700000000000003}' style="border-bottom:1px solid #000000;overflow:hidden;padding:0px 3px 0px 3px;vertical-align:bottom;text-align:center;">30</td> <td data-sheets-value='{"1":3,"3":26}' style="border-right:1px solid #000000;border-bottom:1px solid #000000;overflow:hidden;padding:0px 3px 0px 3px;vertical-align:bottom;text-align:center;">26</td> </tr> </tbody></table> | skylux-160-ce-met-koepel-en-pvc-opstand-16-00-met-lm-motor-pvc-raam-type-ep25-en-windvang-0700-x-1300-mm | 8586025697613 | 46872336073037
Smoke and heat exhaust (SHEV) | SHE system | Skylux | Skylux 160° CE with skylight and PVC curb 16/00 with LM-actuator, PVC frame type EP25 and spoiler 0700 x 1500 mm |  | 50315 | 5412970503156 | 4336.65 | Yes | 30-45 | 68.17 | 700 x 1500 mm | 1500 | 700 |  | PVC 16/00 (16 cm high & roof opening = daylight size) | Rectangular | 1.19 W/m²K - 0.98 W/m²K | 57% - 30% | 37% - 17% | 24dB - 26dB | 160° CE (for industry) | PVC frame EP25 | with spoiler | E | Single actuator | Maximum double-walled skylight possible for this product | Ut-value LT-value g-value Rw-value EN 1873 : 2014 EN ISO 13468 EN 16153 EN 410 EN 410 EN ISO 140-3 Material Walls Shells (W/m²K) (%) (%) (dB) Acrylic EW Clear (H) 1.19 37 57 24 PMMA Opal (O) 1.19 34 50 24 DW Clear (H/H) 0.98 33 50 26 Opal (O/O) 0.98 28 38 26 Polycarbonate EW Clear (A) 1.19 36 55 24 PC Opal (D) 1.19 24 40 24 DW Clear (A/H) 0.98 32 48 26 Clear (A/A) 0.98 32 46 26 Opal (A/O) 0.98 30 42 26 Opal (A/D) 0.98 21 33 26 Polycarbonate EW Heatstop Opal (T) 1.19 20 39 24 Heatstop PC DW Clear (T/H) 0.98 18 34 26 Opal (T/O) 0.98 17 30 26 | https://skylux.eu/en/products/skylux-160-ce-met-koepel-en-pvc-opstand-16-00-met-lm-motor-pvc-raam-type-ep25-en-windvang-0700-x-1500-mm | https://skylux.eu/cdn/shop/files/Skylux-160deg-CE-met-koepel-en-pvc-opstand-1600-met-LM-motor-pvc-raam-type-EP25-en-windvang-0700-x-1500-mm-RWA-systeem.jpg?v=1702979827&width=1600 | https://skylux.eu/cdn/shop/files/e5a82811-1bb0-48e4-a776-cacb59c7c092_be00ce52-117f-4260-970a-e365f0ea9119.jpg?v=1688550990&width=1600 | //skylux.eu/cdn/shop/files/E_MH_Mounting_instructions_Skylux_160_CE_LM.pdf?v=12406716259046007223 | //skylux.eu/cdn/shop/files/E_TD_Technical_File_Skylux_Skylux_160_CE_Electric.pdf?v=3667116872303399239 | <style type="text/css" id="isPasted"><!--td {border: 1px solid #cccccc;}br {mso-data-placement:same-cell;}--></style><table border="1" cellpadding="0" cellspacing="0" dir="ltr" style="table-layout:fixed;font-size:10pt;font-family:Arial;border-collapse:collapse;border:none;"><tbody> <tr style="height:20px;"> <td style="overflow:hidden;padding:0px 3px 0px 3px;vertical-align:bottom;"></td> <td style="overflow:hidden;padding:0px 3px 0px 3px;vertical-align:bottom;"></td> <td style="overflow:hidden;padding:0px 3px 0px 3px;vertical-align:bottom;"></td> <td data-sheets-value='{"1":2,"2":"Ut-value"}' style="overflow:hidden;padding:0px 3px 0px 3px;vertical-align:bottom;font-weight:bold;text-align:center;">Ut-value</td> <td data-sheets-value='{"1":2,"2":"LT-value"}' style="overflow:hidden;padding:0px 3px 0px 3px;vertical-align:bottom;font-weight:bold;text-align:center;">LT-value</td> <td data-sheets-value='{"1":2,"2":"g-value"}' style="overflow:hidden;padding:0px 3px 0px 3px;vertical-align:bottom;font-weight:bold;text-align:center;">g-value</td> <td data-sheets-value='{"1":2,"2":"Rw-value "}' style="overflow:hidden;padding:0px 3px 0px 3px;vertical-align:bottom;font-weight:bold;text-align:center;">Rw-value </td> </tr> <tr style="height:20px;"> <td style="overflow:hidden;padding:0px 3px 0px 3px;vertical-align:bottom;"></td> <td style="overflow:hidden;padding:0px 3px 0px 3px;vertical-align:bottom;"></td> <td style="overflow:hidden;padding:0px 3px 0px 3px;vertical-align:bottom;"></td> <td data-sheets-numberformat='{"1":2,"2":"0.00","3":1}' data-sheets-value='{"1":2,"2":"EN 1873 : 2014"}' style="overflow:hidden;padding:0px 3px 0px 3px;vertical-align:bottom;text-align:center;">EN 1873 : 2014</td> <td data-sheets-numberformat='{"1":2,"2":"0","3":1}' data-sheets-value='{"1":2,"2":"EN ISO 13468 EN 16153 EN 410"}' style="overflow:hidden;padding:0px 3px 0px 3px;vertical-align:bottom;text-align:center;">EN ISO 13468 EN 16153 EN 410</td> <td data-sheets-numberformat='{"1":2,"2":"0","3":1}' data-sheets-value='{"1":2,"2":"EN 410"}' style="overflow:hidden;padding:0px 3px 0px 3px;vertical-align:bottom;text-align:center;">EN 410</td> <td data-sheets-value='{"1":2,"2":"EN ISO 140-3\t\t"}' style="overflow:hidden;padding:0px 3px 0px 3px;vertical-align:bottom;text-align:center;">EN ISO 140-3 </td> </tr> <tr style="height:20px;"> <td data-sheets-value='{"1":2,"2":"Material"}' style="border-bottom:1px solid #000000;overflow:hidden;padding:0px 3px 0px 3px;vertical-align:bottom;background-color:#000000;font-weight:bold;color:#ffffff;">Material</td> <td data-sheets-value='{"1":2,"2":"Walls"}' style="border-bottom:1px solid #000000;overflow:hidden;padding:0px 3px 0px 3px;vertical-align:bottom;background-color:#000000;font-weight:bold;color:#ffffff;">Walls</td> <td data-sheets-value='{"1":2,"2":"Shells"}' style="border-bottom:1px solid #000000;overflow:hidden;padding:0px 3px 0px 3px;vertical-align:bottom;background-color:#000000;font-weight:bold;color:#ffffff;">Shells</td> <td data-sheets-numberformat='{"1":2,"2":"0.00","3":1}' data-sheets-value='{"1":2,"2":"(W/m²K)\t"}' style="border-bottom:1px solid #000000;overflow:hidden;padding:0px 3px 0px 3px;vertical-align:bottom;background-color:#000000;font-weight:bold;color:#ffffff;text-align:center;">(W/m²K) </td> <td data-sheets-numberformat='{"1":2,"2":"0","3":1}' data-sheets-value='{"1":2,"2":"(%)"}' style="border-bottom:1px solid #000000;overflow:hidden;padding:0px 3px 0px 3px;vertical-align:bottom;background-color:#000000;font-weight:bold;color:#ffffff;text-align:center;">(%)</td> <td data-sheets-numberformat='{"1":2,"2":"0","3":1}' data-sheets-value='{"1":2,"2":"(%)"}' style="border-bottom:1px solid #000000;overflow:hidden;padding:0px 3px 0px 3px;vertical-align:bottom;background-color:#000000;font-weight:bold;color:#ffffff;text-align:center;">(%)</td> <td data-sheets-value='{"1":2,"2":"(dB)"}' style="border-bottom:1px solid #000000;overflow:hidden;padding:0px 3px 0px 3px;vertical-align:bottom;background-color:#000000;font-weight:bold;color:#ffffff;text-align:center;">(dB)</td> </tr> <tr style="height:20px;"> <td data-sheets-value='{"1":2,"2":"Acrylic"}' style="border-left:1px solid #000000;overflow:hidden;padding:0px 3px 0px 3px;vertical-align:bottom;">Acrylic</td> <td data-sheets-value='{"1":2,"2":"EW"}' style="overflow:hidden;padding:0px 3px 0px 3px;vertical-align:bottom;">EW</td> <td data-sheets-value='{"1":2,"2":"Clear (H)"}' style="overflow:hidden;padding:0px 3px 0px 3px;vertical-align:bottom;">Clear (H)</td> <td data-sheets-numberformat='{"1":2,"2":"0.00","3":1}' data-sheets-value='{"1":3,"3":1.19}' style="overflow:hidden;padding:0px 3px 0px 3px;vertical-align:bottom;text-align:center;">1.19</td> <td data-sheets-numberformat='{"1":2,"2":"0","3":1}' data-sheets-value='{"1":3,"3":36.9}' style="overflow:hidden;padding:0px 3px 0px 3px;vertical-align:bottom;text-align:center;">37</td> <td data-sheets-numberformat='{"1":2,"2":"0","3":1}' data-sheets-value='{"1":3,"3":57.42}' style="overflow:hidden;padding:0px 3px 0px 3px;vertical-align:bottom;text-align:center;">57</td> <td data-sheets-value='{"1":3,"3":24}' style="border-right:1px solid #000000;overflow:hidden;padding:0px 3px 0px 3px;vertical-align:bottom;text-align:center;">24</td> </tr> <tr style="height:20px;"> <td data-sheets-value='{"1":2,"2":"PMMA"}' style="border-left:1px solid #000000;overflow:hidden;padding:0px 3px 0px 3px;vertical-align:bottom;">PMMA</td> <td style="overflow:hidden;padding:0px 3px 0px 3px;vertical-align:bottom;"></td> <td data-sheets-value='{"1":2,"2":"Opal (O)"}' style="overflow:hidden;padding:0px 3px 0px 3px;vertical-align:bottom;">Opal (O)</td> <td data-sheets-numberformat='{"1":2,"2":"0.00","3":1}' data-sheets-value='{"1":3,"3":1.19}' style="overflow:hidden;padding:0px 3px 0px 3px;vertical-align:bottom;text-align:center;">1.19</td> <td data-sheets-numberformat='{"1":2,"2":"0","3":1}' data-sheets-value='{"1":3,"3":34.03}' style="overflow:hidden;padding:0px 3px 0px 3px;vertical-align:bottom;text-align:center;">34</td> <td data-sheets-numberformat='{"1":2,"2":"0","3":1}' data-sheets-value='{"1":3,"3":50.160000000000004}' style="overflow:hidden;padding:0px 3px 0px 3px;vertical-align:bottom;text-align:center;">50</td> <td data-sheets-value='{"1":3,"3":24}' style="border-right:1px solid #000000;overflow:hidden;padding:0px 3px 0px 3px;vertical-align:bottom;text-align:center;">24</td> </tr> <tr style="height:20px;"> <td style="border-left:1px solid #000000;overflow:hidden;padding:0px 3px 0px 3px;vertical-align:bottom;"></td> <td data-sheets-value='{"1":2,"2":"DW"}' style="overflow:hidden;padding:0px 3px 0px 3px;vertical-align:bottom;">DW</td> <td data-sheets-value='{"1":2,"2":"Clear (H/H)"}' style="overflow:hidden;padding:0px 3px 0px 3px;vertical-align:bottom;">Clear (H/H)</td> <td data-sheets-numberformat='{"1":2,"2":"0.00","3":1}' data-sheets-value='{"1":3,"3":0.98}' style="overflow:hidden;padding:0px 3px 0px 3px;vertical-align:bottom;text-align:center;">0.98</td> <td data-sheets-numberformat='{"1":2,"2":"0","3":1}' data-sheets-value='{"1":3,"3":33.21}' style="overflow:hidden;padding:0px 3px 0px 3px;vertical-align:bottom;text-align:center;">33</td> <td data-sheets-numberformat='{"1":2,"2":"0","3":1}' data-sheets-value='{"1":3,"3":49.5}' style="overflow:hidden;padding:0px 3px 0px 3px;vertical-align:bottom;text-align:center;">50</td> <td data-sheets-value='{"1":3,"3":26}' style="border-right:1px solid #000000;overflow:hidden;padding:0px 3px 0px 3px;vertical-align:bottom;text-align:center;">26</td> </tr> <tr style="height:20px;"> <td style="border-bottom:1px solid #000000;border-left:1px solid #000000;overflow:hidden;padding:0px 3px 0px 3px;vertical-align:bottom;"></td> <td style="border-bottom:1px solid #000000;overflow:hidden;padding:0px 3px 0px 3px;vertical-align:bottom;"></td> <td data-sheets-value='{"1":2,"2":"Opal (O/O)"}' style="border-bottom:1px solid #000000;overflow:hidden;padding:0px 3px 0px 3px;vertical-align:bottom;">Opal (O/O)</td> <td data-sheets-numberformat='{"1":2,"2":"0.00","3":1}' data-sheets-value='{"1":3,"3":0.98}' style="border-bottom:1px solid #000000;overflow:hidden;padding:0px 3px 0px 3px;vertical-align:bottom;text-align:center;">0.98</td> <td data-sheets-numberformat='{"1":2,"2":"0","3":1}' data-sheets-value='{"1":3,"3":28.29}' style="border-bottom:1px solid #000000;overflow:hidden;padding:0px 3px 0px 3px;vertical-align:bottom;text-align:center;">28</td> <td data-sheets-numberformat='{"1":2,"2":"0","3":1}' data-sheets-value='{"1":3,"3":38.28}' style="border-bottom:1px solid #000000;overflow:hidden;padding:0px 3px 0px 3px;vertical-align:bottom;text-align:center;">38</td> <td data-sheets-value='{"1":3,"3":26}' style="border-right:1px solid #000000;border-bottom:1px solid #000000;overflow:hidden;padding:0px 3px 0px 3px;vertical-align:bottom;text-align:center;">26</td> </tr> <tr style="height:20px;"> <td data-sheets-value='{"1":2,"2":"Polycarbonate "}' style="border-left:1px solid #000000;overflow:hidden;padding:0px 3px 0px 3px;vertical-align:bottom;">Polycarbonate </td> <td data-sheets-value='{"1":2,"2":"EW"}' style="overflow:hidden;padding:0px 3px 0px 3px;vertical-align:bottom;">EW</td> <td data-sheets-value='{"1":2,"2":"Clear (A)"}' style="overflow:hidden;padding:0px 3px 0px 3px;vertical-align:bottom;">Clear (A)</td> <td data-sheets-numberformat='{"1":2,"2":"0.00","3":1}' data-sheets-value='{"1":3,"3":1.19}' style="overflow:hidden;padding:0px 3px 0px 3px;vertical-align:bottom;text-align:center;">1.19</td> <td data-sheets-numberformat='{"1":2,"2":"0","3":1}' data-sheets-value='{"1":3,"3":36.08}' style="overflow:hidden;padding:0px 3px 0px 3px;vertical-align:bottom;text-align:center;">36</td> <td data-sheets-numberformat='{"1":2,"2":"0","3":1}' data-sheets-value='{"1":3,"3":54.78}' style="overflow:hidden;padding:0px 3px 0px 3px;vertical-align:bottom;text-align:center;">55</td> <td data-sheets-value='{"1":3,"3":24}' style="border-right:1px solid #000000;overflow:hidden;padding:0px 3px 0px 3px;vertical-align:bottom;text-align:center;">24</td> </tr> <tr style="height:20px;"> <td data-sheets-value='{"1":2,"2":"PC"}' style="border-left:1px solid #000000;overflow:hidden;padding:0px 3px 0px 3px;vertical-align:bottom;">PC</td> <td style="overflow:hidden;padding:0px 3px 0px 3px;vertical-align:bottom;"></td> <td data-sheets-value='{"1":2,"2":"Opal (D)"}' style="overflow:hidden;padding:0px 3px 0px 3px;vertical-align:bottom;">Opal (D)</td> <td data-sheets-numberformat='{"1":2,"2":"0.00","3":1}' data-sheets-value='{"1":3,"3":1.19}' style="overflow:hidden;padding:0px 3px 0px 3px;vertical-align:bottom;text-align:center;">1.19</td> <td data-sheets-numberformat='{"1":2,"2":"0","3":1}' data-sheets-value='{"1":3,"3":23.779999999999998}' style="overflow:hidden;padding:0px 3px 0px 3px;vertical-align:bottom;text-align:center;">24</td> <td data-sheets-numberformat='{"1":2,"2":"0","3":1}' data-sheets-value='{"1":3,"3":39.6}' style="overflow:hidden;padding:0px 3px 0px 3px;vertical-align:bottom;text-align:center;">40</td> <td data-sheets-value='{"1":3,"3":24}' style="border-right:1px solid #000000;overflow:hidden;padding:0px 3px 0px 3px;vertical-align:bottom;text-align:center;">24</td> </tr> <tr style="height:20px;"> <td style="border-left:1px solid #000000;overflow:hidden;padding:0px 3px 0px 3px;vertical-align:bottom;"></td> <td data-sheets-value='{"1":2,"2":"DW"}' style="overflow:hidden;padding:0px 3px 0px 3px;vertical-align:bottom;">DW</td> <td data-sheets-value='{"1":2,"2":"Clear (A/H)"}' style="overflow:hidden;padding:0px 3px 0px 3px;vertical-align:bottom;">Clear (A/H)</td> <td data-sheets-numberformat='{"1":2,"2":"0.00","3":1}' data-sheets-value='{"1":3,"3":0.98}' style="overflow:hidden;padding:0px 3px 0px 3px;vertical-align:bottom;text-align:center;">0.98</td> <td data-sheets-numberformat='{"1":2,"2":"0","3":1}' data-sheets-value='{"1":3,"3":32.39}' style="overflow:hidden;padding:0px 3px 0px 3px;vertical-align:bottom;text-align:center;">32</td> <td data-sheets-numberformat='{"1":2,"2":"0","3":1}' data-sheets-value='{"1":3,"3":47.52}' style="overflow:hidden;padding:0px 3px 0px 3px;vertical-align:bottom;text-align:center;">48</td> <td data-sheets-value='{"1":3,"3":26}' style="border-right:1px solid #000000;overflow:hidden;padding:0px 3px 0px 3px;vertical-align:bottom;text-align:center;">26</td> </tr> <tr style="height:20px;"> <td style="border-left:1px solid #000000;overflow:hidden;padding:0px 3px 0px 3px;vertical-align:bottom;"></td> <td style="overflow:hidden;padding:0px 3px 0px 3px;vertical-align:bottom;"></td> <td data-sheets-value='{"1":2,"2":"Clear (A/A)"}' style="overflow:hidden;padding:0px 3px 0px 3px;vertical-align:bottom;">Clear (A/A)</td> <td data-sheets-numberformat='{"1":2,"2":"0.00","3":1}' data-sheets-value='{"1":3,"3":0.98}' style="overflow:hidden;padding:0px 3px 0px 3px;vertical-align:bottom;text-align:center;">0.98</td> <td data-sheets-numberformat='{"1":2,"2":"0","3":1}' data-sheets-value='{"1":3,"3":31.569999999999997}' style="overflow:hidden;padding:0px 3px 0px 3px;vertical-align:bottom;text-align:center;">32</td> <td data-sheets-numberformat='{"1":2,"2":"0","3":1}' data-sheets-value='{"1":3,"3":45.54}' style="overflow:hidden;padding:0px 3px 0px 3px;vertical-align:bottom;text-align:center;">46</td> <td data-sheets-value='{"1":3,"3":26}' style="border-right:1px solid #000000;overflow:hidden;padding:0px 3px 0px 3px;vertical-align:bottom;text-align:center;">26</td> </tr> <tr style="height:20px;"> <td style="border-left:1px solid #000000;overflow:hidden;padding:0px 3px 0px 3px;vertical-align:bottom;"></td> <td style="overflow:hidden;padding:0px 3px 0px 3px;vertical-align:bottom;"></td> <td data-sheets-value='{"1":2,"2":"Opal (A/O)"}' style="overflow:hidden;padding:0px 3px 0px 3px;vertical-align:bottom;">Opal (A/O)</td> <td data-sheets-numberformat='{"1":2,"2":"0.00","3":1}' data-sheets-value='{"1":3,"3":0.98}' style="overflow:hidden;padding:0px 3px 0px 3px;vertical-align:bottom;text-align:center;">0.98</td> <td data-sheets-numberformat='{"1":2,"2":"0","3":1}' data-sheets-value='{"1":3,"3":29.93}' style="overflow:hidden;padding:0px 3px 0px 3px;vertical-align:bottom;text-align:center;">30</td> <td data-sheets-numberformat='{"1":2,"2":"0","3":1}' data-sheets-value='{"1":3,"3":41.580000000000005}' style="overflow:hidden;padding:0px 3px 0px 3px;vertical-align:bottom;text-align:center;">42</td> <td data-sheets-value='{"1":3,"3":26}' style="border-right:1px solid #000000;overflow:hidden;padding:0px 3px 0px 3px;vertical-align:bottom;text-align:center;">26</td> </tr> <tr style="height:20px;"> <td style="border-bottom:1px solid #000000;border-left:1px solid #000000;overflow:hidden;padding:0px 3px 0px 3px;vertical-align:bottom;"></td> <td style="border-bottom:1px solid #000000;overflow:hidden;padding:0px 3px 0px 3px;vertical-align:bottom;"></td> <td data-sheets-value='{"1":2,"2":"Opal (A/D)"}' style="border-bottom:1px solid #000000;overflow:hidden;padding:0px 3px 0px 3px;vertical-align:bottom;">Opal (A/D)</td> <td data-sheets-numberformat='{"1":2,"2":"0.00","3":1}' data-sheets-value='{"1":3,"3":0.98}' style="border-bottom:1px solid #000000;overflow:hidden;padding:0px 3px 0px 3px;vertical-align:bottom;text-align:center;">0.98</td> <td data-sheets-numberformat='{"1":2,"2":"0","3":1}' data-sheets-value='{"1":3,"3":20.91}' style="border-bottom:1px solid #000000;overflow:hidden;padding:0px 3px 0px 3px;vertical-align:bottom;text-align:center;">21</td> <td data-sheets-numberformat='{"1":2,"2":"0","3":1}' data-sheets-value='{"1":3,"3":33}' style="border-bottom:1px solid #000000;overflow:hidden;padding:0px 3px 0px 3px;vertical-align:bottom;text-align:center;">33</td> <td data-sheets-value='{"1":3,"3":26}' style="border-right:1px solid #000000;border-bottom:1px solid #000000;overflow:hidden;padding:0px 3px 0px 3px;vertical-align:bottom;text-align:center;">26</td> </tr> <tr style="height:20px;"> <td data-sheets-value='{"1":2,"2":"Polycarbonate"}' style="border-left:1px solid #000000;overflow:hidden;padding:0px 3px 0px 3px;vertical-align:bottom;">Polycarbonate</td> <td data-sheets-value='{"1":2,"2":"EW"}' style="overflow:hidden;padding:0px 3px 0px 3px;vertical-align:bottom;">EW</td> <td data-sheets-value='{"1":2,"2":"Heatstop Opal (T)"}' style="overflow:hidden;padding:0px 3px 0px 3px;vertical-align:bottom;">Heatstop Opal (T)</td> <td data-sheets-numberformat='{"1":2,"2":"0.00","3":1}' data-sheets-value='{"1":3,"3":1.19}' style="overflow:hidden;padding:0px 3px 0px 3px;vertical-align:bottom;text-align:center;">1.19</td> <td data-sheets-numberformat='{"1":2,"2":"0","3":1}' data-sheets-value='{"1":3,"3":20.09}' style="overflow:hidden;padding:0px 3px 0px 3px;vertical-align:bottom;text-align:center;">20</td> <td data-sheets-numberformat='{"1":2,"2":"0","3":1}' data-sheets-value='{"1":3,"3":38.940000000000005}' style="overflow:hidden;padding:0px 3px 0px 3px;vertical-align:bottom;text-align:center;">39</td> <td data-sheets-value='{"1":3,"3":24}' style="border-right:1px solid #000000;overflow:hidden;padding:0px 3px 0px 3px;vertical-align:bottom;text-align:center;">24</td> </tr> <tr style="height:20px;"> <td data-sheets-value='{"1":2,"2":"Heatstop PC"}' style="border-left:1px solid #000000;overflow:hidden;padding:0px 3px 0px 3px;vertical-align:bottom;">Heatstop PC</td> <td data-sheets-value='{"1":2,"2":"DW"}' style="overflow:hidden;padding:0px 3px 0px 3px;vertical-align:bottom;">DW</td> <td data-sheets-value='{"1":2,"2":"Clear (T/H)"}' style="overflow:hidden;padding:0px 3px 0px 3px;vertical-align:bottom;">Clear (T/H)</td> <td data-sheets-numberformat='{"1":2,"2":"0.00","3":1}' data-sheets-value='{"1":3,"3":0.98}' style="overflow:hidden;padding:0px 3px 0px 3px;vertical-align:bottom;text-align:center;">0.98</td> <td data-sheets-numberformat='{"1":2,"2":"0","3":1}' data-sheets-value='{"1":3,"3":18.04}' style="overflow:hidden;padding:0px 3px 0px 3px;vertical-align:bottom;text-align:center;">18</td> <td data-sheets-numberformat='{"1":2,"2":"0","3":1}' data-sheets-value='{"1":3,"3":33.660000000000004}' style="overflow:hidden;padding:0px 3px 0px 3px;vertical-align:bottom;text-align:center;">34</td> <td data-sheets-value='{"1":3,"3":26}' style="border-right:1px solid #000000;overflow:hidden;padding:0px 3px 0px 3px;vertical-align:bottom;text-align:center;">26</td> </tr> <tr style="height:20px;"> <td style="border-bottom:1px solid #000000;border-left:1px solid #000000;overflow:hidden;padding:0px 3px 0px 3px;vertical-align:bottom;"></td> <td style="border-bottom:1px solid #000000;overflow:hidden;padding:0px 3px 0px 3px;vertical-align:bottom;"></td> <td data-sheets-value='{"1":2,"2":"Opal (T/O)"}' style="border-bottom:1px solid #000000;overflow:hidden;padding:0px 3px 0px 3px;vertical-align:bottom;">Opal (T/O)</td> <td data-sheets-numberformat='{"1":2,"2":"0.00","3":1}' data-sheets-value='{"1":3,"3":0.98}' style="border-bottom:1px solid #000000;overflow:hidden;padding:0px 3px 0px 3px;vertical-align:bottom;text-align:center;">0.98</td> <td data-sheets-numberformat='{"1":2,"2":"0","3":1}' data-sheets-value='{"1":3,"3":16.81}' style="border-bottom:1px solid #000000;overflow:hidden;padding:0px 3px 0px 3px;vertical-align:bottom;text-align:center;">17</td> <td data-sheets-numberformat='{"1":2,"2":"0","3":1}' data-sheets-value='{"1":3,"3":29.700000000000003}' style="border-bottom:1px solid #000000;overflow:hidden;padding:0px 3px 0px 3px;vertical-align:bottom;text-align:center;">30</td> <td data-sheets-value='{"1":3,"3":26}' style="border-right:1px solid #000000;border-bottom:1px solid #000000;overflow:hidden;padding:0px 3px 0px 3px;vertical-align:bottom;text-align:center;">26</td> </tr> </tbody></table> | skylux-160-ce-met-koepel-en-pvc-opstand-16-00-met-lm-motor-pvc-raam-type-ep25-en-windvang-0700-x-1500-mm | 8586025763149 | 46872336335181
Smoke and heat exhaust (SHEV) | SHE system | Skylux | Skylux 160° CE with skylight and PVC curb 16/00 with LM-actuator, PVC frame type EP25 and spoiler 0750 x 1050 mm |  | 50316 | 5412970503163 | 4160 | Yes | 30-45 | 61.67 | 750 x 1050 mm | 1050 | 750 |  | PVC 16/00 (16 cm high & roof opening = daylight size) | Rectangular | 1.19 W/m²K - 0.98 W/m²K | 57% - 30% | 37% - 17% | 24dB - 26dB | 160° CE (for industry) | PVC frame EP25 | with spoiler | E | Single actuator | Maximum double-walled skylight possible for this product | Ut-value LT-value g-value Rw-value EN 1873 : 2014 EN ISO 13468 EN 16153 EN 410 EN 410 EN ISO 140-3 Material Walls Shells (W/m²K) (%) (%) (dB) Acrylic EW Clear (H) 1.19 37 57 24 PMMA Opal (O) 1.19 34 50 24 DW Clear (H/H) 0.98 33 50 26 Opal (O/O) 0.98 28 38 26 Polycarbonate EW Clear (A) 1.19 36 55 24 PC Opal (D) 1.19 24 40 24 DW Clear (A/H) 0.98 32 48 26 Clear (A/A) 0.98 32 46 26 Opal (A/O) 0.98 30 42 26 Opal (A/D) 0.98 21 33 26 Polycarbonate EW Heatstop Opal (T) 1.19 20 39 24 Heatstop PC DW Clear (T/H) 0.98 18 34 26 Opal (T/O) 0.98 17 30 26 | https://skylux.eu/en/products/skylux-160-ce-met-koepel-en-pvc-opstand-16-00-met-lm-motor-pvc-raam-type-ep25-en-windvang-0750-x-1050-mm | https://skylux.eu/cdn/shop/files/Skylux-160deg-CE-met-koepel-en-pvc-opstand-1600-met-LM-motor-pvc-raam-type-EP25-en-windvang-0750-x-1050-mm-RWA-systeem.jpg?v=1702979832&width=1600 | https://skylux.eu/cdn/shop/files/e5a82811-1bb0-48e4-a776-cacb59c7c092_5cca4077-95d2-4b8d-b96c-4d421f00f395.jpg?v=1688550991&width=1600 | //skylux.eu/cdn/shop/files/E_MH_Mounting_instructions_Skylux_160_CE_LM.pdf?v=12406716259046007223 | //skylux.eu/cdn/shop/files/E_TD_Technical_File_Skylux_Skylux_160_CE_Electric.pdf?v=3667116872303399239 | <style type="text/css" id="isPasted"><!--td {border: 1px solid #cccccc;}br {mso-data-placement:same-cell;}--></style><table border="1" cellpadding="0" cellspacing="0" dir="ltr" style="table-layout:fixed;font-size:10pt;font-family:Arial;border-collapse:collapse;border:none;"><tbody> <tr style="height:20px;"> <td style="overflow:hidden;padding:0px 3px 0px 3px;vertical-align:bottom;"></td> <td style="overflow:hidden;padding:0px 3px 0px 3px;vertical-align:bottom;"></td> <td style="overflow:hidden;padding:0px 3px 0px 3px;vertical-align:bottom;"></td> <td data-sheets-value='{"1":2,"2":"Ut-value"}' style="overflow:hidden;padding:0px 3px 0px 3px;vertical-align:bottom;font-weight:bold;text-align:center;">Ut-value</td> <td data-sheets-value='{"1":2,"2":"LT-value"}' style="overflow:hidden;padding:0px 3px 0px 3px;vertical-align:bottom;font-weight:bold;text-align:center;">LT-value</td> <td data-sheets-value='{"1":2,"2":"g-value"}' style="overflow:hidden;padding:0px 3px 0px 3px;vertical-align:bottom;font-weight:bold;text-align:center;">g-value</td> <td data-sheets-value='{"1":2,"2":"Rw-value "}' style="overflow:hidden;padding:0px 3px 0px 3px;vertical-align:bottom;font-weight:bold;text-align:center;">Rw-value </td> </tr> <tr style="height:20px;"> <td style="overflow:hidden;padding:0px 3px 0px 3px;vertical-align:bottom;"></td> <td style="overflow:hidden;padding:0px 3px 0px 3px;vertical-align:bottom;"></td> <td style="overflow:hidden;padding:0px 3px 0px 3px;vertical-align:bottom;"></td> <td data-sheets-numberformat='{"1":2,"2":"0.00","3":1}' data-sheets-value='{"1":2,"2":"EN 1873 : 2014"}' style="overflow:hidden;padding:0px 3px 0px 3px;vertical-align:bottom;text-align:center;">EN 1873 : 2014</td> <td data-sheets-numberformat='{"1":2,"2":"0","3":1}' data-sheets-value='{"1":2,"2":"EN ISO 13468 EN 16153 EN 410"}' style="overflow:hidden;padding:0px 3px 0px 3px;vertical-align:bottom;text-align:center;">EN ISO 13468 EN 16153 EN 410</td> <td data-sheets-numberformat='{"1":2,"2":"0","3":1}' data-sheets-value='{"1":2,"2":"EN 410"}' style="overflow:hidden;padding:0px 3px 0px 3px;vertical-align:bottom;text-align:center;">EN 410</td> <td data-sheets-value='{"1":2,"2":"EN ISO 140-3\t\t"}' style="overflow:hidden;padding:0px 3px 0px 3px;vertical-align:bottom;text-align:center;">EN ISO 140-3 </td> </tr> <tr style="height:20px;"> <td data-sheets-value='{"1":2,"2":"Material"}' style="border-bottom:1px solid #000000;overflow:hidden;padding:0px 3px 0px 3px;vertical-align:bottom;background-color:#000000;font-weight:bold;color:#ffffff;">Material</td> <td data-sheets-value='{"1":2,"2":"Walls"}' style="border-bottom:1px solid #000000;overflow:hidden;padding:0px 3px 0px 3px;vertical-align:bottom;background-color:#000000;font-weight:bold;color:#ffffff;">Walls</td> <td data-sheets-value='{"1":2,"2":"Shells"}' style="border-bottom:1px solid #000000;overflow:hidden;padding:0px 3px 0px 3px;vertical-align:bottom;background-color:#000000;font-weight:bold;color:#ffffff;">Shells</td> <td data-sheets-numberformat='{"1":2,"2":"0.00","3":1}' data-sheets-value='{"1":2,"2":"(W/m²K)\t"}' style="border-bottom:1px solid #000000;overflow:hidden;padding:0px 3px 0px 3px;vertical-align:bottom;background-color:#000000;font-weight:bold;color:#ffffff;text-align:center;">(W/m²K) </td> <td data-sheets-numberformat='{"1":2,"2":"0","3":1}' data-sheets-value='{"1":2,"2":"(%)"}' style="border-bottom:1px solid #000000;overflow:hidden;padding:0px 3px 0px 3px;vertical-align:bottom;background-color:#000000;font-weight:bold;color:#ffffff;text-align:center;">(%)</td> <td data-sheets-numberformat='{"1":2,"2":"0","3":1}' data-sheets-value='{"1":2,"2":"(%)"}' style="border-bottom:1px solid #000000;overflow:hidden;padding:0px 3px 0px 3px;vertical-align:bottom;background-color:#000000;font-weight:bold;color:#ffffff;text-align:center;">(%)</td> <td data-sheets-value='{"1":2,"2":"(dB)"}' style="border-bottom:1px solid #000000;overflow:hidden;padding:0px 3px 0px 3px;vertical-align:bottom;background-color:#000000;font-weight:bold;color:#ffffff;text-align:center;">(dB)</td> </tr> <tr style="height:20px;"> <td data-sheets-value='{"1":2,"2":"Acrylic"}' style="border-left:1px solid #000000;overflow:hidden;padding:0px 3px 0px 3px;vertical-align:bottom;">Acrylic</td> <td data-sheets-value='{"1":2,"2":"EW"}' style="overflow:hidden;padding:0px 3px 0px 3px;vertical-align:bottom;">EW</td> <td data-sheets-value='{"1":2,"2":"Clear (H)"}' style="overflow:hidden;padding:0px 3px 0px 3px;vertical-align:bottom;">Clear (H)</td> <td data-sheets-numberformat='{"1":2,"2":"0.00","3":1}' data-sheets-value='{"1":3,"3":1.19}' style="overflow:hidden;padding:0px 3px 0px 3px;vertical-align:bottom;text-align:center;">1.19</td> <td data-sheets-numberformat='{"1":2,"2":"0","3":1}' data-sheets-value='{"1":3,"3":36.9}' style="overflow:hidden;padding:0px 3px 0px 3px;vertical-align:bottom;text-align:center;">37</td> <td data-sheets-numberformat='{"1":2,"2":"0","3":1}' data-sheets-value='{"1":3,"3":57.42}' style="overflow:hidden;padding:0px 3px 0px 3px;vertical-align:bottom;text-align:center;">57</td> <td data-sheets-value='{"1":3,"3":24}' style="border-right:1px solid #000000;overflow:hidden;padding:0px 3px 0px 3px;vertical-align:bottom;text-align:center;">24</td> </tr> <tr style="height:20px;"> <td data-sheets-value='{"1":2,"2":"PMMA"}' style="border-left:1px solid #000000;overflow:hidden;padding:0px 3px 0px 3px;vertical-align:bottom;">PMMA</td> <td style="overflow:hidden;padding:0px 3px 0px 3px;vertical-align:bottom;"></td> <td data-sheets-value='{"1":2,"2":"Opal (O)"}' style="overflow:hidden;padding:0px 3px 0px 3px;vertical-align:bottom;">Opal (O)</td> <td data-sheets-numberformat='{"1":2,"2":"0.00","3":1}' data-sheets-value='{"1":3,"3":1.19}' style="overflow:hidden;padding:0px 3px 0px 3px;vertical-align:bottom;text-align:center;">1.19</td> <td data-sheets-numberformat='{"1":2,"2":"0","3":1}' data-sheets-value='{"1":3,"3":34.03}' style="overflow:hidden;padding:0px 3px 0px 3px;vertical-align:bottom;text-align:center;">34</td> <td data-sheets-numberformat='{"1":2,"2":"0","3":1}' data-sheets-value='{"1":3,"3":50.160000000000004}' style="overflow:hidden;padding:0px 3px 0px 3px;vertical-align:bottom;text-align:center;">50</td> <td data-sheets-value='{"1":3,"3":24}' style="border-right:1px solid #000000;overflow:hidden;padding:0px 3px 0px 3px;vertical-align:bottom;text-align:center;">24</td> </tr> <tr style="height:20px;"> <td style="border-left:1px solid #000000;overflow:hidden;padding:0px 3px 0px 3px;vertical-align:bottom;"></td> <td data-sheets-value='{"1":2,"2":"DW"}' style="overflow:hidden;padding:0px 3px 0px 3px;vertical-align:bottom;">DW</td> <td data-sheets-value='{"1":2,"2":"Clear (H/H)"}' style="overflow:hidden;padding:0px 3px 0px 3px;vertical-align:bottom;">Clear (H/H)</td> <td data-sheets-numberformat='{"1":2,"2":"0.00","3":1}' data-sheets-value='{"1":3,"3":0.98}' style="overflow:hidden;padding:0px 3px 0px 3px;vertical-align:bottom;text-align:center;">0.98</td> <td data-sheets-numberformat='{"1":2,"2":"0","3":1}' data-sheets-value='{"1":3,"3":33.21}' style="overflow:hidden;padding:0px 3px 0px 3px;vertical-align:bottom;text-align:center;">33</td> <td data-sheets-numberformat='{"1":2,"2":"0","3":1}' data-sheets-value='{"1":3,"3":49.5}' style="overflow:hidden;padding:0px 3px 0px 3px;vertical-align:bottom;text-align:center;">50</td> <td data-sheets-value='{"1":3,"3":26}' style="border-right:1px solid #000000;overflow:hidden;padding:0px 3px 0px 3px;vertical-align:bottom;text-align:center;">26</td> </tr> <tr style="height:20px;"> <td style="border-bottom:1px solid #000000;border-left:1px solid #000000;overflow:hidden;padding:0px 3px 0px 3px;vertical-align:bottom;"></td> <td style="border-bottom:1px solid #000000;overflow:hidden;padding:0px 3px 0px 3px;vertical-align:bottom;"></td> <td data-sheets-value='{"1":2,"2":"Opal (O/O)"}' style="border-bottom:1px solid #000000;overflow:hidden;padding:0px 3px 0px 3px;vertical-align:bottom;">Opal (O/O)</td> <td data-sheets-numberformat='{"1":2,"2":"0.00","3":1}' data-sheets-value='{"1":3,"3":0.98}' style="border-bottom:1px solid #000000;overflow:hidden;padding:0px 3px 0px 3px;vertical-align:bottom;text-align:center;">0.98</td> <td data-sheets-numberformat='{"1":2,"2":"0","3":1}' data-sheets-value='{"1":3,"3":28.29}' style="border-bottom:1px solid #000000;overflow:hidden;padding:0px 3px 0px 3px;vertical-align:bottom;text-align:center;">28</td> <td data-sheets-numberformat='{"1":2,"2":"0","3":1}' data-sheets-value='{"1":3,"3":38.28}' style="border-bottom:1px solid #000000;overflow:hidden;padding:0px 3px 0px 3px;vertical-align:bottom;text-align:center;">38</td> <td data-sheets-value='{"1":3,"3":26}' style="border-right:1px solid #000000;border-bottom:1px solid #000000;overflow:hidden;padding:0px 3px 0px 3px;vertical-align:bottom;text-align:center;">26</td> </tr> <tr style="height:20px;"> <td data-sheets-value='{"1":2,"2":"Polycarbonate "}' style="border-left:1px solid #000000;overflow:hidden;padding:0px 3px 0px 3px;vertical-align:bottom;">Polycarbonate </td> <td data-sheets-value='{"1":2,"2":"EW"}' style="overflow:hidden;padding:0px 3px 0px 3px;vertical-align:bottom;">EW</td> <td data-sheets-value='{"1":2,"2":"Clear (A)"}' style="overflow:hidden;padding:0px 3px 0px 3px;vertical-align:bottom;">Clear (A)</td> <td data-sheets-numberformat='{"1":2,"2":"0.00","3":1}' data-sheets-value='{"1":3,"3":1.19}' style="overflow:hidden;padding:0px 3px 0px 3px;vertical-align:bottom;text-align:center;">1.19</td> <td data-sheets-numberformat='{"1":2,"2":"0","3":1}' data-sheets-value='{"1":3,"3":36.08}' style="overflow:hidden;padding:0px 3px 0px 3px;vertical-align:bottom;text-align:center;">36</td> <td data-sheets-numberformat='{"1":2,"2":"0","3":1}' data-sheets-value='{"1":3,"3":54.78}' style="overflow:hidden;padding:0px 3px 0px 3px;vertical-align:bottom;text-align:center;">55</td> <td data-sheets-value='{"1":3,"3":24}' style="border-right:1px solid #000000;overflow:hidden;padding:0px 3px 0px 3px;vertical-align:bottom;text-align:center;">24</td> </tr> <tr style="height:20px;"> <td data-sheets-value='{"1":2,"2":"PC"}' style="border-left:1px solid #000000;overflow:hidden;padding:0px 3px 0px 3px;vertical-align:bottom;">PC</td> <td style="overflow:hidden;padding:0px 3px 0px 3px;vertical-align:bottom;"></td> <td data-sheets-value='{"1":2,"2":"Opal (D)"}' style="overflow:hidden;padding:0px 3px 0px 3px;vertical-align:bottom;">Opal (D)</td> <td data-sheets-numberformat='{"1":2,"2":"0.00","3":1}' data-sheets-value='{"1":3,"3":1.19}' style="overflow:hidden;padding:0px 3px 0px 3px;vertical-align:bottom;text-align:center;">1.19</td> <td data-sheets-numberformat='{"1":2,"2":"0","3":1}' data-sheets-value='{"1":3,"3":23.779999999999998}' style="overflow:hidden;padding:0px 3px 0px 3px;vertical-align:bottom;text-align:center;">24</td> <td data-sheets-numberformat='{"1":2,"2":"0","3":1}' data-sheets-value='{"1":3,"3":39.6}' style="overflow:hidden;padding:0px 3px 0px 3px;vertical-align:bottom;text-align:center;">40</td> <td data-sheets-value='{"1":3,"3":24}' style="border-right:1px solid #000000;overflow:hidden;padding:0px 3px 0px 3px;vertical-align:bottom;text-align:center;">24</td> </tr> <tr style="height:20px;"> <td style="border-left:1px solid #000000;overflow:hidden;padding:0px 3px 0px 3px;vertical-align:bottom;"></td> <td data-sheets-value='{"1":2,"2":"DW"}' style="overflow:hidden;padding:0px 3px 0px 3px;vertical-align:bottom;">DW</td> <td data-sheets-value='{"1":2,"2":"Clear (A/H)"}' style="overflow:hidden;padding:0px 3px 0px 3px;vertical-align:bottom;">Clear (A/H)</td> <td data-sheets-numberformat='{"1":2,"2":"0.00","3":1}' data-sheets-value='{"1":3,"3":0.98}' style="overflow:hidden;padding:0px 3px 0px 3px;vertical-align:bottom;text-align:center;">0.98</td> <td data-sheets-numberformat='{"1":2,"2":"0","3":1}' data-sheets-value='{"1":3,"3":32.39}' style="overflow:hidden;padding:0px 3px 0px 3px;vertical-align:bottom;text-align:center;">32</td> <td data-sheets-numberformat='{"1":2,"2":"0","3":1}' data-sheets-value='{"1":3,"3":47.52}' style="overflow:hidden;padding:0px 3px 0px 3px;vertical-align:bottom;text-align:center;">48</td> <td data-sheets-value='{"1":3,"3":26}' style="border-right:1px solid #000000;overflow:hidden;padding:0px 3px 0px 3px;vertical-align:bottom;text-align:center;">26</td> </tr> <tr style="height:20px;"> <td style="border-left:1px solid #000000;overflow:hidden;padding:0px 3px 0px 3px;vertical-align:bottom;"></td> <td style="overflow:hidden;padding:0px 3px 0px 3px;vertical-align:bottom;"></td> <td data-sheets-value='{"1":2,"2":"Clear (A/A)"}' style="overflow:hidden;padding:0px 3px 0px 3px;vertical-align:bottom;">Clear (A/A)</td> <td data-sheets-numberformat='{"1":2,"2":"0.00","3":1}' data-sheets-value='{"1":3,"3":0.98}' style="overflow:hidden;padding:0px 3px 0px 3px;vertical-align:bottom;text-align:center;">0.98</td> <td data-sheets-numberformat='{"1":2,"2":"0","3":1}' data-sheets-value='{"1":3,"3":31.569999999999997}' style="overflow:hidden;padding:0px 3px 0px 3px;vertical-align:bottom;text-align:center;">32</td> <td data-sheets-numberformat='{"1":2,"2":"0","3":1}' data-sheets-value='{"1":3,"3":45.54}' style="overflow:hidden;padding:0px 3px 0px 3px;vertical-align:bottom;text-align:center;">46</td> <td data-sheets-value='{"1":3,"3":26}' style="border-right:1px solid #000000;overflow:hidden;padding:0px 3px 0px 3px;vertical-align:bottom;text-align:center;">26</td> </tr> <tr style="height:20px;"> <td style="border-left:1px solid #000000;overflow:hidden;padding:0px 3px 0px 3px;vertical-align:bottom;"></td> <td style="overflow:hidden;padding:0px 3px 0px 3px;vertical-align:bottom;"></td> <td data-sheets-value='{"1":2,"2":"Opal (A/O)"}' style="overflow:hidden;padding:0px 3px 0px 3px;vertical-align:bottom;">Opal (A/O)</td> <td data-sheets-numberformat='{"1":2,"2":"0.00","3":1}' data-sheets-value='{"1":3,"3":0.98}' style="overflow:hidden;padding:0px 3px 0px 3px;vertical-align:bottom;text-align:center;">0.98</td> <td data-sheets-numberformat='{"1":2,"2":"0","3":1}' data-sheets-value='{"1":3,"3":29.93}' style="overflow:hidden;padding:0px 3px 0px 3px;vertical-align:bottom;text-align:center;">30</td> <td data-sheets-numberformat='{"1":2,"2":"0","3":1}' data-sheets-value='{"1":3,"3":41.580000000000005}' style="overflow:hidden;padding:0px 3px 0px 3px;vertical-align:bottom;text-align:center;">42</td> <td data-sheets-value='{"1":3,"3":26}' style="border-right:1px solid #000000;overflow:hidden;padding:0px 3px 0px 3px;vertical-align:bottom;text-align:center;">26</td> </tr> <tr style="height:20px;"> <td style="border-bottom:1px solid #000000;border-left:1px solid #000000;overflow:hidden;padding:0px 3px 0px 3px;vertical-align:bottom;"></td> <td style="border-bottom:1px solid #000000;overflow:hidden;padding:0px 3px 0px 3px;vertical-align:bottom;"></td> <td data-sheets-value='{"1":2,"2":"Opal (A/D)"}' style="border-bottom:1px solid #000000;overflow:hidden;padding:0px 3px 0px 3px;vertical-align:bottom;">Opal (A/D)</td> <td data-sheets-numberformat='{"1":2,"2":"0.00","3":1}' data-sheets-value='{"1":3,"3":0.98}' style="border-bottom:1px solid #000000;overflow:hidden;padding:0px 3px 0px 3px;vertical-align:bottom;text-align:center;">0.98</td> <td data-sheets-numberformat='{"1":2,"2":"0","3":1}' data-sheets-value='{"1":3,"3":20.91}' style="border-bottom:1px solid #000000;overflow:hidden;padding:0px 3px 0px 3px;vertical-align:bottom;text-align:center;">21</td> <td data-sheets-numberformat='{"1":2,"2":"0","3":1}' data-sheets-value='{"1":3,"3":33}' style="border-bottom:1px solid #000000;overflow:hidden;padding:0px 3px 0px 3px;vertical-align:bottom;text-align:center;">33</td> <td data-sheets-value='{"1":3,"3":26}' style="border-right:1px solid #000000;border-bottom:1px solid #000000;overflow:hidden;padding:0px 3px 0px 3px;vertical-align:bottom;text-align:center;">26</td> </tr> <tr style="height:20px;"> <td data-sheets-value='{"1":2,"2":"Polycarbonate"}' style="border-left:1px solid #000000;overflow:hidden;padding:0px 3px 0px 3px;vertical-align:bottom;">Polycarbonate</td> <td data-sheets-value='{"1":2,"2":"EW"}' style="overflow:hidden;padding:0px 3px 0px 3px;vertical-align:bottom;">EW</td> <td data-sheets-value='{"1":2,"2":"Heatstop Opal (T)"}' style="overflow:hidden;padding:0px 3px 0px 3px;vertical-align:bottom;">Heatstop Opal (T)</td> <td data-sheets-numberformat='{"1":2,"2":"0.00","3":1}' data-sheets-value='{"1":3,"3":1.19}' style="overflow:hidden;padding:0px 3px 0px 3px;vertical-align:bottom;text-align:center;">1.19</td> <td data-sheets-numberformat='{"1":2,"2":"0","3":1}' data-sheets-value='{"1":3,"3":20.09}' style="overflow:hidden;padding:0px 3px 0px 3px;vertical-align:bottom;text-align:center;">20</td> <td data-sheets-numberformat='{"1":2,"2":"0","3":1}' data-sheets-value='{"1":3,"3":38.940000000000005}' style="overflow:hidden;padding:0px 3px 0px 3px;vertical-align:bottom;text-align:center;">39</td> <td data-sheets-value='{"1":3,"3":24}' style="border-right:1px solid #000000;overflow:hidden;padding:0px 3px 0px 3px;vertical-align:bottom;text-align:center;">24</td> </tr> <tr style="height:20px;"> <td data-sheets-value='{"1":2,"2":"Heatstop PC"}' style="border-left:1px solid #000000;overflow:hidden;padding:0px 3px 0px 3px;vertical-align:bottom;">Heatstop PC</td> <td data-sheets-value='{"1":2,"2":"DW"}' style="overflow:hidden;padding:0px 3px 0px 3px;vertical-align:bottom;">DW</td> <td data-sheets-value='{"1":2,"2":"Clear (T/H)"}' style="overflow:hidden;padding:0px 3px 0px 3px;vertical-align:bottom;">Clear (T/H)</td> <td data-sheets-numberformat='{"1":2,"2":"0.00","3":1}' data-sheets-value='{"1":3,"3":0.98}' style="overflow:hidden;padding:0px 3px 0px 3px;vertical-align:bottom;text-align:center;">0.98</td> <td data-sheets-numberformat='{"1":2,"2":"0","3":1}' data-sheets-value='{"1":3,"3":18.04}' style="overflow:hidden;padding:0px 3px 0px 3px;vertical-align:bottom;text-align:center;">18</td> <td data-sheets-numberformat='{"1":2,"2":"0","3":1}' data-sheets-value='{"1":3,"3":33.660000000000004}' style="overflow:hidden;padding:0px 3px 0px 3px;vertical-align:bottom;text-align:center;">34</td> <td data-sheets-value='{"1":3,"3":26}' style="border-right:1px solid #000000;overflow:hidden;padding:0px 3px 0px 3px;vertical-align:bottom;text-align:center;">26</td> </tr> <tr style="height:20px;"> <td style="border-bottom:1px solid #000000;border-left:1px solid #000000;overflow:hidden;padding:0px 3px 0px 3px;vertical-align:bottom;"></td> <td style="border-bottom:1px solid #000000;overflow:hidden;padding:0px 3px 0px 3px;vertical-align:bottom;"></td> <td data-sheets-value='{"1":2,"2":"Opal (T/O)"}' style="border-bottom:1px solid #000000;overflow:hidden;padding:0px 3px 0px 3px;vertical-align:bottom;">Opal (T/O)</td> <td data-sheets-numberformat='{"1":2,"2":"0.00","3":1}' data-sheets-value='{"1":3,"3":0.98}' style="border-bottom:1px solid #000000;overflow:hidden;padding:0px 3px 0px 3px;vertical-align:bottom;text-align:center;">0.98</td> <td data-sheets-numberformat='{"1":2,"2":"0","3":1}' data-sheets-value='{"1":3,"3":16.81}' style="border-bottom:1px solid #000000;overflow:hidden;padding:0px 3px 0px 3px;vertical-align:bottom;text-align:center;">17</td> <td data-sheets-numberformat='{"1":2,"2":"0","3":1}' data-sheets-value='{"1":3,"3":29.700000000000003}' style="border-bottom:1px solid #000000;overflow:hidden;padding:0px 3px 0px 3px;vertical-align:bottom;text-align:center;">30</td> <td data-sheets-value='{"1":3,"3":26}' style="border-right:1px solid #000000;border-bottom:1px solid #000000;overflow:hidden;padding:0px 3px 0px 3px;vertical-align:bottom;text-align:center;">26</td> </tr> </tbody></table> | skylux-160-ce-met-koepel-en-pvc-opstand-16-00-met-lm-motor-pvc-raam-type-ep25-en-windvang-0750-x-1050-mm | 8586025795917 | 46872336367949
Smoke and heat exhaust (SHEV) | SHE system | Skylux | Skylux 160° CE with skylight and PVC curb 16/00 with LM-actuator, PVC frame type EP25 and spoiler 0750 x 1250 mm |  | 50317 | 5412970503170 | 4208.4 | Yes | 30-45 | 63.83 | 750 x 1250 mm | 1250 | 750 |  | PVC 16/00 (16 cm high & roof opening = daylight size) | Rectangular | 1.19 W/m²K - 0.98 W/m²K | 57% - 30% | 37% - 17% | 24dB - 26dB | 160° CE (for industry) | PVC frame EP25 | with spoiler | E | Single actuator | Maximum double-walled skylight possible for this product | Ut-value LT-value g-value Rw-value EN 1873 : 2014 EN ISO 13468 EN 16153 EN 410 EN 410 EN ISO 140-3 Material Walls Shells (W/m²K) (%) (%) (dB) Acrylic EW Clear (H) 1.19 37 57 24 PMMA Opal (O) 1.19 34 50 24 DW Clear (H/H) 0.98 33 50 26 Opal (O/O) 0.98 28 38 26 Polycarbonate EW Clear (A) 1.19 36 55 24 PC Opal (D) 1.19 24 40 24 DW Clear (A/H) 0.98 32 48 26 Clear (A/A) 0.98 32 46 26 Opal (A/O) 0.98 30 42 26 Opal (A/D) 0.98 21 33 26 Polycarbonate EW Heatstop Opal (T) 1.19 20 39 24 Heatstop PC DW Clear (T/H) 0.98 18 34 26 Opal (T/O) 0.98 17 30 26 | https://skylux.eu/en/products/skylux-160-ce-met-koepel-en-pvc-opstand-16-00-met-lm-motor-pvc-raam-type-ep25-en-windvang-0750-x-1250-mm | https://skylux.eu/cdn/shop/files/Skylux-160deg-CE-met-koepel-en-pvc-opstand-1600-met-LM-motor-pvc-raam-type-EP25-en-windvang-0750-x-1250-mm-RWA-systeem.jpg?v=1702979838&width=1600 | https://skylux.eu/cdn/shop/files/e5a82811-1bb0-48e4-a776-cacb59c7c092_ef738711-14b5-4585-80da-59450e46bc5b.jpg?v=1688550992&width=1600 | //skylux.eu/cdn/shop/files/E_MH_Mounting_instructions_Skylux_160_CE_LM.pdf?v=12406716259046007223 | //skylux.eu/cdn/shop/files/E_TD_Technical_File_Skylux_Skylux_160_CE_Electric.pdf?v=3667116872303399239 | <style type="text/css" id="isPasted"><!--td {border: 1px solid #cccccc;}br {mso-data-placement:same-cell;}--></style><table border="1" cellpadding="0" cellspacing="0" dir="ltr" style="table-layout:fixed;font-size:10pt;font-family:Arial;border-collapse:collapse;border:none;"><tbody> <tr style="height:20px;"> <td style="overflow:hidden;padding:0px 3px 0px 3px;vertical-align:bottom;"></td> <td style="overflow:hidden;padding:0px 3px 0px 3px;vertical-align:bottom;"></td> <td style="overflow:hidden;padding:0px 3px 0px 3px;vertical-align:bottom;"></td> <td data-sheets-value='{"1":2,"2":"Ut-value"}' style="overflow:hidden;padding:0px 3px 0px 3px;vertical-align:bottom;font-weight:bold;text-align:center;">Ut-value</td> <td data-sheets-value='{"1":2,"2":"LT-value"}' style="overflow:hidden;padding:0px 3px 0px 3px;vertical-align:bottom;font-weight:bold;text-align:center;">LT-value</td> <td data-sheets-value='{"1":2,"2":"g-value"}' style="overflow:hidden;padding:0px 3px 0px 3px;vertical-align:bottom;font-weight:bold;text-align:center;">g-value</td> <td data-sheets-value='{"1":2,"2":"Rw-value "}' style="overflow:hidden;padding:0px 3px 0px 3px;vertical-align:bottom;font-weight:bold;text-align:center;">Rw-value </td> </tr> <tr style="height:20px;"> <td style="overflow:hidden;padding:0px 3px 0px 3px;vertical-align:bottom;"></td> <td style="overflow:hidden;padding:0px 3px 0px 3px;vertical-align:bottom;"></td> <td style="overflow:hidden;padding:0px 3px 0px 3px;vertical-align:bottom;"></td> <td data-sheets-numberformat='{"1":2,"2":"0.00","3":1}' data-sheets-value='{"1":2,"2":"EN 1873 : 2014"}' style="overflow:hidden;padding:0px 3px 0px 3px;vertical-align:bottom;text-align:center;">EN 1873 : 2014</td> <td data-sheets-numberformat='{"1":2,"2":"0","3":1}' data-sheets-value='{"1":2,"2":"EN ISO 13468 EN 16153 EN 410"}' style="overflow:hidden;padding:0px 3px 0px 3px;vertical-align:bottom;text-align:center;">EN ISO 13468 EN 16153 EN 410</td> <td data-sheets-numberformat='{"1":2,"2":"0","3":1}' data-sheets-value='{"1":2,"2":"EN 410"}' style="overflow:hidden;padding:0px 3px 0px 3px;vertical-align:bottom;text-align:center;">EN 410</td> <td data-sheets-value='{"1":2,"2":"EN ISO 140-3\t\t"}' style="overflow:hidden;padding:0px 3px 0px 3px;vertical-align:bottom;text-align:center;">EN ISO 140-3 </td> </tr> <tr style="height:20px;"> <td data-sheets-value='{"1":2,"2":"Material"}' style="border-bottom:1px solid #000000;overflow:hidden;padding:0px 3px 0px 3px;vertical-align:bottom;background-color:#000000;font-weight:bold;color:#ffffff;">Material</td> <td data-sheets-value='{"1":2,"2":"Walls"}' style="border-bottom:1px solid #000000;overflow:hidden;padding:0px 3px 0px 3px;vertical-align:bottom;background-color:#000000;font-weight:bold;color:#ffffff;">Walls</td> <td data-sheets-value='{"1":2,"2":"Shells"}' style="border-bottom:1px solid #000000;overflow:hidden;padding:0px 3px 0px 3px;vertical-align:bottom;background-color:#000000;font-weight:bold;color:#ffffff;">Shells</td> <td data-sheets-numberformat='{"1":2,"2":"0.00","3":1}' data-sheets-value='{"1":2,"2":"(W/m²K)\t"}' style="border-bottom:1px solid #000000;overflow:hidden;padding:0px 3px 0px 3px;vertical-align:bottom;background-color:#000000;font-weight:bold;color:#ffffff;text-align:center;">(W/m²K) </td> <td data-sheets-numberformat='{"1":2,"2":"0","3":1}' data-sheets-value='{"1":2,"2":"(%)"}' style="border-bottom:1px solid #000000;overflow:hidden;padding:0px 3px 0px 3px;vertical-align:bottom;background-color:#000000;font-weight:bold;color:#ffffff;text-align:center;">(%)</td> <td data-sheets-numberformat='{"1":2,"2":"0","3":1}' data-sheets-value='{"1":2,"2":"(%)"}' style="border-bottom:1px solid #000000;overflow:hidden;padding:0px 3px 0px 3px;vertical-align:bottom;background-color:#000000;font-weight:bold;color:#ffffff;text-align:center;">(%)</td> <td data-sheets-value='{"1":2,"2":"(dB)"}' style="border-bottom:1px solid #000000;overflow:hidden;padding:0px 3px 0px 3px;vertical-align:bottom;background-color:#000000;font-weight:bold;color:#ffffff;text-align:center;">(dB)</td> </tr> <tr style="height:20px;"> <td data-sheets-value='{"1":2,"2":"Acrylic"}' style="border-left:1px solid #000000;overflow:hidden;padding:0px 3px 0px 3px;vertical-align:bottom;">Acrylic</td> <td data-sheets-value='{"1":2,"2":"EW"}' style="overflow:hidden;padding:0px 3px 0px 3px;vertical-align:bottom;">EW</td> <td data-sheets-value='{"1":2,"2":"Clear (H)"}' style="overflow:hidden;padding:0px 3px 0px 3px;vertical-align:bottom;">Clear (H)</td> <td data-sheets-numberformat='{"1":2,"2":"0.00","3":1}' data-sheets-value='{"1":3,"3":1.19}' style="overflow:hidden;padding:0px 3px 0px 3px;vertical-align:bottom;text-align:center;">1.19</td> <td data-sheets-numberformat='{"1":2,"2":"0","3":1}' data-sheets-value='{"1":3,"3":36.9}' style="overflow:hidden;padding:0px 3px 0px 3px;vertical-align:bottom;text-align:center;">37</td> <td data-sheets-numberformat='{"1":2,"2":"0","3":1}' data-sheets-value='{"1":3,"3":57.42}' style="overflow:hidden;padding:0px 3px 0px 3px;vertical-align:bottom;text-align:center;">57</td> <td data-sheets-value='{"1":3,"3":24}' style="border-right:1px solid #000000;overflow:hidden;padding:0px 3px 0px 3px;vertical-align:bottom;text-align:center;">24</td> </tr> <tr style="height:20px;"> <td data-sheets-value='{"1":2,"2":"PMMA"}' style="border-left:1px solid #000000;overflow:hidden;padding:0px 3px 0px 3px;vertical-align:bottom;">PMMA</td> <td style="overflow:hidden;padding:0px 3px 0px 3px;vertical-align:bottom;"></td> <td data-sheets-value='{"1":2,"2":"Opal (O)"}' style="overflow:hidden;padding:0px 3px 0px 3px;vertical-align:bottom;">Opal (O)</td> <td data-sheets-numberformat='{"1":2,"2":"0.00","3":1}' data-sheets-value='{"1":3,"3":1.19}' style="overflow:hidden;padding:0px 3px 0px 3px;vertical-align:bottom;text-align:center;">1.19</td> <td data-sheets-numberformat='{"1":2,"2":"0","3":1}' data-sheets-value='{"1":3,"3":34.03}' style="overflow:hidden;padding:0px 3px 0px 3px;vertical-align:bottom;text-align:center;">34</td> <td data-sheets-numberformat='{"1":2,"2":"0","3":1}' data-sheets-value='{"1":3,"3":50.160000000000004}' style="overflow:hidden;padding:0px 3px 0px 3px;vertical-align:bottom;text-align:center;">50</td> <td data-sheets-value='{"1":3,"3":24}' style="border-right:1px solid #000000;overflow:hidden;padding:0px 3px 0px 3px;vertical-align:bottom;text-align:center;">24</td> </tr> <tr style="height:20px;"> <td style="border-left:1px solid #000000;overflow:hidden;padding:0px 3px 0px 3px;vertical-align:bottom;"></td> <td data-sheets-value='{"1":2,"2":"DW"}' style="overflow:hidden;padding:0px 3px 0px 3px;vertical-align:bottom;">DW</td> <td data-sheets-value='{"1":2,"2":"Clear (H/H)"}' style="overflow:hidden;padding:0px 3px 0px 3px;vertical-align:bottom;">Clear (H/H)</td> <td data-sheets-numberformat='{"1":2,"2":"0.00","3":1}' data-sheets-value='{"1":3,"3":0.98}' style="overflow:hidden;padding:0px 3px 0px 3px;vertical-align:bottom;text-align:center;">0.98</td> <td data-sheets-numberformat='{"1":2,"2":"0","3":1}' data-sheets-value='{"1":3,"3":33.21}' style="overflow:hidden;padding:0px 3px 0px 3px;vertical-align:bottom;text-align:center;">33</td> <td data-sheets-numberformat='{"1":2,"2":"0","3":1}' data-sheets-value='{"1":3,"3":49.5}' style="overflow:hidden;padding:0px 3px 0px 3px;vertical-align:bottom;text-align:center;">50</td> <td data-sheets-value='{"1":3,"3":26}' style="border-right:1px solid #000000;overflow:hidden;padding:0px 3px 0px 3px;vertical-align:bottom;text-align:center;">26</td> </tr> <tr style="height:20px;"> <td style="border-bottom:1px solid #000000;border-left:1px solid #000000;overflow:hidden;padding:0px 3px 0px 3px;vertical-align:bottom;"></td> <td style="border-bottom:1px solid #000000;overflow:hidden;padding:0px 3px 0px 3px;vertical-align:bottom;"></td> <td data-sheets-value='{"1":2,"2":"Opal (O/O)"}' style="border-bottom:1px solid #000000;overflow:hidden;padding:0px 3px 0px 3px;vertical-align:bottom;">Opal (O/O)</td> <td data-sheets-numberformat='{"1":2,"2":"0.00","3":1}' data-sheets-value='{"1":3,"3":0.98}' style="border-bottom:1px solid #000000;overflow:hidden;padding:0px 3px 0px 3px;vertical-align:bottom;text-align:center;">0.98</td> <td data-sheets-numberformat='{"1":2,"2":"0","3":1}' data-sheets-value='{"1":3,"3":28.29}' style="border-bottom:1px solid #000000;overflow:hidden;padding:0px 3px 0px 3px;vertical-align:bottom;text-align:center;">28</td> <td data-sheets-numberformat='{"1":2,"2":"0","3":1}' data-sheets-value='{"1":3,"3":38.28}' style="border-bottom:1px solid #000000;overflow:hidden;padding:0px 3px 0px 3px;vertical-align:bottom;text-align:center;">38</td> <td data-sheets-value='{"1":3,"3":26}' style="border-right:1px solid #000000;border-bottom:1px solid #000000;overflow:hidden;padding:0px 3px 0px 3px;vertical-align:bottom;text-align:center;">26</td> </tr> <tr style="height:20px;"> <td data-sheets-value='{"1":2,"2":"Polycarbonate "}' style="border-left:1px solid #000000;overflow:hidden;padding:0px 3px 0px 3px;vertical-align:bottom;">Polycarbonate </td> <td data-sheets-value='{"1":2,"2":"EW"}' style="overflow:hidden;padding:0px 3px 0px 3px;vertical-align:bottom;">EW</td> <td data-sheets-value='{"1":2,"2":"Clear (A)"}' style="overflow:hidden;padding:0px 3px 0px 3px;vertical-align:bottom;">Clear (A)</td> <td data-sheets-numberformat='{"1":2,"2":"0.00","3":1}' data-sheets-value='{"1":3,"3":1.19}' style="overflow:hidden;padding:0px 3px 0px 3px;vertical-align:bottom;text-align:center;">1.19</td> <td data-sheets-numberformat='{"1":2,"2":"0","3":1}' data-sheets-value='{"1":3,"3":36.08}' style="overflow:hidden;padding:0px 3px 0px 3px;vertical-align:bottom;text-align:center;">36</td> <td data-sheets-numberformat='{"1":2,"2":"0","3":1}' data-sheets-value='{"1":3,"3":54.78}' style="overflow:hidden;padding:0px 3px 0px 3px;vertical-align:bottom;text-align:center;">55</td> <td data-sheets-value='{"1":3,"3":24}' style="border-right:1px solid #000000;overflow:hidden;padding:0px 3px 0px 3px;vertical-align:bottom;text-align:center;">24</td> </tr> <tr style="height:20px;"> <td data-sheets-value='{"1":2,"2":"PC"}' style="border-left:1px solid #000000;overflow:hidden;padding:0px 3px 0px 3px;vertical-align:bottom;">PC</td> <td style="overflow:hidden;padding:0px 3px 0px 3px;vertical-align:bottom;"></td> <td data-sheets-value='{"1":2,"2":"Opal (D)"}' style="overflow:hidden;padding:0px 3px 0px 3px;vertical-align:bottom;">Opal (D)</td> <td data-sheets-numberformat='{"1":2,"2":"0.00","3":1}' data-sheets-value='{"1":3,"3":1.19}' style="overflow:hidden;padding:0px 3px 0px 3px;vertical-align:bottom;text-align:center;">1.19</td> <td data-sheets-numberformat='{"1":2,"2":"0","3":1}' data-sheets-value='{"1":3,"3":23.779999999999998}' style="overflow:hidden;padding:0px 3px 0px 3px;vertical-align:bottom;text-align:center;">24</td> <td data-sheets-numberformat='{"1":2,"2":"0","3":1}' data-sheets-value='{"1":3,"3":39.6}' style="overflow:hidden;padding:0px 3px 0px 3px;vertical-align:bottom;text-align:center;">40</td> <td data-sheets-value='{"1":3,"3":24}' style="border-right:1px solid #000000;overflow:hidden;padding:0px 3px 0px 3px;vertical-align:bottom;text-align:center;">24</td> </tr> <tr style="height:20px;"> <td style="border-left:1px solid #000000;overflow:hidden;padding:0px 3px 0px 3px;vertical-align:bottom;"></td> <td data-sheets-value='{"1":2,"2":"DW"}' style="overflow:hidden;padding:0px 3px 0px 3px;vertical-align:bottom;">DW</td> <td data-sheets-value='{"1":2,"2":"Clear (A/H)"}' style="overflow:hidden;padding:0px 3px 0px 3px;vertical-align:bottom;">Clear (A/H)</td> <td data-sheets-numberformat='{"1":2,"2":"0.00","3":1}' data-sheets-value='{"1":3,"3":0.98}' style="overflow:hidden;padding:0px 3px 0px 3px;vertical-align:bottom;text-align:center;">0.98</td> <td data-sheets-numberformat='{"1":2,"2":"0","3":1}' data-sheets-value='{"1":3,"3":32.39}' style="overflow:hidden;padding:0px 3px 0px 3px;vertical-align:bottom;text-align:center;">32</td> <td data-sheets-numberformat='{"1":2,"2":"0","3":1}' data-sheets-value='{"1":3,"3":47.52}' style="overflow:hidden;padding:0px 3px 0px 3px;vertical-align:bottom;text-align:center;">48</td> <td data-sheets-value='{"1":3,"3":26}' style="border-right:1px solid #000000;overflow:hidden;padding:0px 3px 0px 3px;vertical-align:bottom;text-align:center;">26</td> </tr> <tr style="height:20px;"> <td style="border-left:1px solid #000000;overflow:hidden;padding:0px 3px 0px 3px;vertical-align:bottom;"></td> <td style="overflow:hidden;padding:0px 3px 0px 3px;vertical-align:bottom;"></td> <td data-sheets-value='{"1":2,"2":"Clear (A/A)"}' style="overflow:hidden;padding:0px 3px 0px 3px;vertical-align:bottom;">Clear (A/A)</td> <td data-sheets-numberformat='{"1":2,"2":"0.00","3":1}' data-sheets-value='{"1":3,"3":0.98}' style="overflow:hidden;padding:0px 3px 0px 3px;vertical-align:bottom;text-align:center;">0.98</td> <td data-sheets-numberformat='{"1":2,"2":"0","3":1}' data-sheets-value='{"1":3,"3":31.569999999999997}' style="overflow:hidden;padding:0px 3px 0px 3px;vertical-align:bottom;text-align:center;">32</td> <td data-sheets-numberformat='{"1":2,"2":"0","3":1}' data-sheets-value='{"1":3,"3":45.54}' style="overflow:hidden;padding:0px 3px 0px 3px;vertical-align:bottom;text-align:center;">46</td> <td data-sheets-value='{"1":3,"3":26}' style="border-right:1px solid #000000;overflow:hidden;padding:0px 3px 0px 3px;vertical-align:bottom;text-align:center;">26</td> </tr> <tr style="height:20px;"> <td style="border-left:1px solid #000000;overflow:hidden;padding:0px 3px 0px 3px;vertical-align:bottom;"></td> <td style="overflow:hidden;padding:0px 3px 0px 3px;vertical-align:bottom;"></td> <td data-sheets-value='{"1":2,"2":"Opal (A/O)"}' style="overflow:hidden;padding:0px 3px 0px 3px;vertical-align:bottom;">Opal (A/O)</td> <td data-sheets-numberformat='{"1":2,"2":"0.00","3":1}' data-sheets-value='{"1":3,"3":0.98}' style="overflow:hidden;padding:0px 3px 0px 3px;vertical-align:bottom;text-align:center;">0.98</td> <td data-sheets-numberformat='{"1":2,"2":"0","3":1}' data-sheets-value='{"1":3,"3":29.93}' style="overflow:hidden;padding:0px 3px 0px 3px;vertical-align:bottom;text-align:center;">30</td> <td data-sheets-numberformat='{"1":2,"2":"0","3":1}' data-sheets-value='{"1":3,"3":41.580000000000005}' style="overflow:hidden;padding:0px 3px 0px 3px;vertical-align:bottom;text-align:center;">42</td> <td data-sheets-value='{"1":3,"3":26}' style="border-right:1px solid #000000;overflow:hidden;padding:0px 3px 0px 3px;vertical-align:bottom;text-align:center;">26</td> </tr> <tr style="height:20px;"> <td style="border-bottom:1px solid #000000;border-left:1px solid #000000;overflow:hidden;padding:0px 3px 0px 3px;vertical-align:bottom;"></td> <td style="border-bottom:1px solid #000000;overflow:hidden;padding:0px 3px 0px 3px;vertical-align:bottom;"></td> <td data-sheets-value='{"1":2,"2":"Opal (A/D)"}' style="border-bottom:1px solid #000000;overflow:hidden;padding:0px 3px 0px 3px;vertical-align:bottom;">Opal (A/D)</td> <td data-sheets-numberformat='{"1":2,"2":"0.00","3":1}' data-sheets-value='{"1":3,"3":0.98}' style="border-bottom:1px solid #000000;overflow:hidden;padding:0px 3px 0px 3px;vertical-align:bottom;text-align:center;">0.98</td> <td data-sheets-numberformat='{"1":2,"2":"0","3":1}' data-sheets-value='{"1":3,"3":20.91}' style="border-bottom:1px solid #000000;overflow:hidden;padding:0px 3px 0px 3px;vertical-align:bottom;text-align:center;">21</td> <td data-sheets-numberformat='{"1":2,"2":"0","3":1}' data-sheets-value='{"1":3,"3":33}' style="border-bottom:1px solid #000000;overflow:hidden;padding:0px 3px 0px 3px;vertical-align:bottom;text-align:center;">33</td> <td data-sheets-value='{"1":3,"3":26}' style="border-right:1px solid #000000;border-bottom:1px solid #000000;overflow:hidden;padding:0px 3px 0px 3px;vertical-align:bottom;text-align:center;">26</td> </tr> <tr style="height:20px;"> <td data-sheets-value='{"1":2,"2":"Polycarbonate"}' style="border-left:1px solid #000000;overflow:hidden;padding:0px 3px 0px 3px;vertical-align:bottom;">Polycarbonate</td> <td data-sheets-value='{"1":2,"2":"EW"}' style="overflow:hidden;padding:0px 3px 0px 3px;vertical-align:bottom;">EW</td> <td data-sheets-value='{"1":2,"2":"Heatstop Opal (T)"}' style="overflow:hidden;padding:0px 3px 0px 3px;vertical-align:bottom;">Heatstop Opal (T)</td> <td data-sheets-numberformat='{"1":2,"2":"0.00","3":1}' data-sheets-value='{"1":3,"3":1.19}' style="overflow:hidden;padding:0px 3px 0px 3px;vertical-align:bottom;text-align:center;">1.19</td> <td data-sheets-numberformat='{"1":2,"2":"0","3":1}' data-sheets-value='{"1":3,"3":20.09}' style="overflow:hidden;padding:0px 3px 0px 3px;vertical-align:bottom;text-align:center;">20</td> <td data-sheets-numberformat='{"1":2,"2":"0","3":1}' data-sheets-value='{"1":3,"3":38.940000000000005}' style="overflow:hidden;padding:0px 3px 0px 3px;vertical-align:bottom;text-align:center;">39</td> <td data-sheets-value='{"1":3,"3":24}' style="border-right:1px solid #000000;overflow:hidden;padding:0px 3px 0px 3px;vertical-align:bottom;text-align:center;">24</td> </tr> <tr style="height:20px;"> <td data-sheets-value='{"1":2,"2":"Heatstop PC"}' style="border-left:1px solid #000000;overflow:hidden;padding:0px 3px 0px 3px;vertical-align:bottom;">Heatstop PC</td> <td data-sheets-value='{"1":2,"2":"DW"}' style="overflow:hidden;padding:0px 3px 0px 3px;vertical-align:bottom;">DW</td> <td data-sheets-value='{"1":2,"2":"Clear (T/H)"}' style="overflow:hidden;padding:0px 3px 0px 3px;vertical-align:bottom;">Clear (T/H)</td> <td data-sheets-numberformat='{"1":2,"2":"0.00","3":1}' data-sheets-value='{"1":3,"3":0.98}' style="overflow:hidden;padding:0px 3px 0px 3px;vertical-align:bottom;text-align:center;">0.98</td> <td data-sheets-numberformat='{"1":2,"2":"0","3":1}' data-sheets-value='{"1":3,"3":18.04}' style="overflow:hidden;padding:0px 3px 0px 3px;vertical-align:bottom;text-align:center;">18</td> <td data-sheets-numberformat='{"1":2,"2":"0","3":1}' data-sheets-value='{"1":3,"3":33.660000000000004}' style="overflow:hidden;padding:0px 3px 0px 3px;vertical-align:bottom;text-align:center;">34</td> <td data-sheets-value='{"1":3,"3":26}' style="border-right:1px solid #000000;overflow:hidden;padding:0px 3px 0px 3px;vertical-align:bottom;text-align:center;">26</td> </tr> <tr style="height:20px;"> <td style="border-bottom:1px solid #000000;border-left:1px solid #000000;overflow:hidden;padding:0px 3px 0px 3px;vertical-align:bottom;"></td> <td style="border-bottom:1px solid #000000;overflow:hidden;padding:0px 3px 0px 3px;vertical-align:bottom;"></td> <td data-sheets-value='{"1":2,"2":"Opal (T/O)"}' style="border-bottom:1px solid #000000;overflow:hidden;padding:0px 3px 0px 3px;vertical-align:bottom;">Opal (T/O)</td> <td data-sheets-numberformat='{"1":2,"2":"0.00","3":1}' data-sheets-value='{"1":3,"3":0.98}' style="border-bottom:1px solid #000000;overflow:hidden;padding:0px 3px 0px 3px;vertical-align:bottom;text-align:center;">0.98</td> <td data-sheets-numberformat='{"1":2,"2":"0","3":1}' data-sheets-value='{"1":3,"3":16.81}' style="border-bottom:1px solid #000000;overflow:hidden;padding:0px 3px 0px 3px;vertical-align:bottom;text-align:center;">17</td> <td data-sheets-numberformat='{"1":2,"2":"0","3":1}' data-sheets-value='{"1":3,"3":29.700000000000003}' style="border-bottom:1px solid #000000;overflow:hidden;padding:0px 3px 0px 3px;vertical-align:bottom;text-align:center;">30</td> <td data-sheets-value='{"1":3,"3":26}' style="border-right:1px solid #000000;border-bottom:1px solid #000000;overflow:hidden;padding:0px 3px 0px 3px;vertical-align:bottom;text-align:center;">26</td> </tr> </tbody></table> | skylux-160-ce-met-koepel-en-pvc-opstand-16-00-met-lm-motor-pvc-raam-type-ep25-en-windvang-0750-x-1250-mm | 8586025828685 | 46872336433485
Smoke and heat exhaust (SHEV) | SHE system | Skylux | Skylux 160° CE with skylight and PVC curb 16/00 with LM-actuator, PVC frame type EP25 and spoiler 0800 x 1100 mm |  | 50318 | 5412970503187 | 4160 | Yes | 30-45 | 63.08 | 800 x 1100 mm | 1100 | 800 |  | PVC 16/00 (16 cm high & roof opening = daylight size) | Rectangular | 1.19 W/m²K - 0.98 W/m²K | 57% - 30% | 37% - 17% | 24dB - 26dB | 160° CE (for industry) | PVC frame EP25 | with spoiler | E | Single actuator | Maximum double-walled skylight possible for this product | Ut-value LT-value g-value Rw-value EN 1873 : 2014 EN ISO 13468 EN 16153 EN 410 EN 410 EN ISO 140-3 Material Walls Shells (W/m²K) (%) (%) (dB) Acrylic EW Clear (H) 1.19 37 57 24 PMMA Opal (O) 1.19 34 50 24 DW Clear (H/H) 0.98 33 50 26 Opal (O/O) 0.98 28 38 26 Polycarbonate EW Clear (A) 1.19 36 55 24 PC Opal (D) 1.19 24 40 24 DW Clear (A/H) 0.98 32 48 26 Clear (A/A) 0.98 32 46 26 Opal (A/O) 0.98 30 42 26 Opal (A/D) 0.98 21 33 26 Polycarbonate EW Heatstop Opal (T) 1.19 20 39 24 Heatstop PC DW Clear (T/H) 0.98 18 34 26 Opal (T/O) 0.98 17 30 26 | https://skylux.eu/en/products/skylux-160-ce-met-koepel-en-pvc-opstand-16-00-met-lm-motor-pvc-raam-type-ep25-en-windvang-0800-x-1100-mm | https://skylux.eu/cdn/shop/files/Skylux-160deg-CE-met-koepel-en-pvc-opstand-1600-met-LM-motor-pvc-raam-type-EP25-en-windvang-0800-x-1100-mm-RWA-systeem.jpg?v=1702979843&width=1600 | https://skylux.eu/cdn/shop/files/e5a82811-1bb0-48e4-a776-cacb59c7c092_b95f7bf4-d4ef-4c82-8845-48af29fa3b4b.jpg?v=1688550993&width=1600 | //skylux.eu/cdn/shop/files/E_MH_Mounting_instructions_Skylux_160_CE_LM.pdf?v=12406716259046007223 | //skylux.eu/cdn/shop/files/E_TD_Technical_File_Skylux_Skylux_160_CE_Electric.pdf?v=3667116872303399239 | <style type="text/css" id="isPasted"><!--td {border: 1px solid #cccccc;}br {mso-data-placement:same-cell;}--></style><table border="1" cellpadding="0" cellspacing="0" dir="ltr" style="table-layout:fixed;font-size:10pt;font-family:Arial;border-collapse:collapse;border:none;"><tbody> <tr style="height:20px;"> <td style="overflow:hidden;padding:0px 3px 0px 3px;vertical-align:bottom;"></td> <td style="overflow:hidden;padding:0px 3px 0px 3px;vertical-align:bottom;"></td> <td style="overflow:hidden;padding:0px 3px 0px 3px;vertical-align:bottom;"></td> <td data-sheets-value='{"1":2,"2":"Ut-value"}' style="overflow:hidden;padding:0px 3px 0px 3px;vertical-align:bottom;font-weight:bold;text-align:center;">Ut-value</td> <td data-sheets-value='{"1":2,"2":"LT-value"}' style="overflow:hidden;padding:0px 3px 0px 3px;vertical-align:bottom;font-weight:bold;text-align:center;">LT-value</td> <td data-sheets-value='{"1":2,"2":"g-value"}' style="overflow:hidden;padding:0px 3px 0px 3px;vertical-align:bottom;font-weight:bold;text-align:center;">g-value</td> <td data-sheets-value='{"1":2,"2":"Rw-value "}' style="overflow:hidden;padding:0px 3px 0px 3px;vertical-align:bottom;font-weight:bold;text-align:center;">Rw-value </td> </tr> <tr style="height:20px;"> <td style="overflow:hidden;padding:0px 3px 0px 3px;vertical-align:bottom;"></td> <td style="overflow:hidden;padding:0px 3px 0px 3px;vertical-align:bottom;"></td> <td style="overflow:hidden;padding:0px 3px 0px 3px;vertical-align:bottom;"></td> <td data-sheets-numberformat='{"1":2,"2":"0.00","3":1}' data-sheets-value='{"1":2,"2":"EN 1873 : 2014"}' style="overflow:hidden;padding:0px 3px 0px 3px;vertical-align:bottom;text-align:center;">EN 1873 : 2014</td> <td data-sheets-numberformat='{"1":2,"2":"0","3":1}' data-sheets-value='{"1":2,"2":"EN ISO 13468 EN 16153 EN 410"}' style="overflow:hidden;padding:0px 3px 0px 3px;vertical-align:bottom;text-align:center;">EN ISO 13468 EN 16153 EN 410</td> <td data-sheets-numberformat='{"1":2,"2":"0","3":1}' data-sheets-value='{"1":2,"2":"EN 410"}' style="overflow:hidden;padding:0px 3px 0px 3px;vertical-align:bottom;text-align:center;">EN 410</td> <td data-sheets-value='{"1":2,"2":"EN ISO 140-3\t\t"}' style="overflow:hidden;padding:0px 3px 0px 3px;vertical-align:bottom;text-align:center;">EN ISO 140-3 </td> </tr> <tr style="height:20px;"> <td data-sheets-value='{"1":2,"2":"Material"}' style="border-bottom:1px solid #000000;overflow:hidden;padding:0px 3px 0px 3px;vertical-align:bottom;background-color:#000000;font-weight:bold;color:#ffffff;">Material</td> <td data-sheets-value='{"1":2,"2":"Walls"}' style="border-bottom:1px solid #000000;overflow:hidden;padding:0px 3px 0px 3px;vertical-align:bottom;background-color:#000000;font-weight:bold;color:#ffffff;">Walls</td> <td data-sheets-value='{"1":2,"2":"Shells"}' style="border-bottom:1px solid #000000;overflow:hidden;padding:0px 3px 0px 3px;vertical-align:bottom;background-color:#000000;font-weight:bold;color:#ffffff;">Shells</td> <td data-sheets-numberformat='{"1":2,"2":"0.00","3":1}' data-sheets-value='{"1":2,"2":"(W/m²K)\t"}' style="border-bottom:1px solid #000000;overflow:hidden;padding:0px 3px 0px 3px;vertical-align:bottom;background-color:#000000;font-weight:bold;color:#ffffff;text-align:center;">(W/m²K) </td> <td data-sheets-numberformat='{"1":2,"2":"0","3":1}' data-sheets-value='{"1":2,"2":"(%)"}' style="border-bottom:1px solid #000000;overflow:hidden;padding:0px 3px 0px 3px;vertical-align:bottom;background-color:#000000;font-weight:bold;color:#ffffff;text-align:center;">(%)</td> <td data-sheets-numberformat='{"1":2,"2":"0","3":1}' data-sheets-value='{"1":2,"2":"(%)"}' style="border-bottom:1px solid #000000;overflow:hidden;padding:0px 3px 0px 3px;vertical-align:bottom;background-color:#000000;font-weight:bold;color:#ffffff;text-align:center;">(%)</td> <td data-sheets-value='{"1":2,"2":"(dB)"}' style="border-bottom:1px solid #000000;overflow:hidden;padding:0px 3px 0px 3px;vertical-align:bottom;background-color:#000000;font-weight:bold;color:#ffffff;text-align:center;">(dB)</td> </tr> <tr style="height:20px;"> <td data-sheets-value='{"1":2,"2":"Acrylic"}' style="border-left:1px solid #000000;overflow:hidden;padding:0px 3px 0px 3px;vertical-align:bottom;">Acrylic</td> <td data-sheets-value='{"1":2,"2":"EW"}' style="overflow:hidden;padding:0px 3px 0px 3px;vertical-align:bottom;">EW</td> <td data-sheets-value='{"1":2,"2":"Clear (H)"}' style="overflow:hidden;padding:0px 3px 0px 3px;vertical-align:bottom;">Clear (H)</td> <td data-sheets-numberformat='{"1":2,"2":"0.00","3":1}' data-sheets-value='{"1":3,"3":1.19}' style="overflow:hidden;padding:0px 3px 0px 3px;vertical-align:bottom;text-align:center;">1.19</td> <td data-sheets-numberformat='{"1":2,"2":"0","3":1}' data-sheets-value='{"1":3,"3":36.9}' style="overflow:hidden;padding:0px 3px 0px 3px;vertical-align:bottom;text-align:center;">37</td> <td data-sheets-numberformat='{"1":2,"2":"0","3":1}' data-sheets-value='{"1":3,"3":57.42}' style="overflow:hidden;padding:0px 3px 0px 3px;vertical-align:bottom;text-align:center;">57</td> <td data-sheets-value='{"1":3,"3":24}' style="border-right:1px solid #000000;overflow:hidden;padding:0px 3px 0px 3px;vertical-align:bottom;text-align:center;">24</td> </tr> <tr style="height:20px;"> <td data-sheets-value='{"1":2,"2":"PMMA"}' style="border-left:1px solid #000000;overflow:hidden;padding:0px 3px 0px 3px;vertical-align:bottom;">PMMA</td> <td style="overflow:hidden;padding:0px 3px 0px 3px;vertical-align:bottom;"></td> <td data-sheets-value='{"1":2,"2":"Opal (O)"}' style="overflow:hidden;padding:0px 3px 0px 3px;vertical-align:bottom;">Opal (O)</td> <td data-sheets-numberformat='{"1":2,"2":"0.00","3":1}' data-sheets-value='{"1":3,"3":1.19}' style="overflow:hidden;padding:0px 3px 0px 3px;vertical-align:bottom;text-align:center;">1.19</td> <td data-sheets-numberformat='{"1":2,"2":"0","3":1}' data-sheets-value='{"1":3,"3":34.03}' style="overflow:hidden;padding:0px 3px 0px 3px;vertical-align:bottom;text-align:center;">34</td> <td data-sheets-numberformat='{"1":2,"2":"0","3":1}' data-sheets-value='{"1":3,"3":50.160000000000004}' style="overflow:hidden;padding:0px 3px 0px 3px;vertical-align:bottom;text-align:center;">50</td> <td data-sheets-value='{"1":3,"3":24}' style="border-right:1px solid #000000;overflow:hidden;padding:0px 3px 0px 3px;vertical-align:bottom;text-align:center;">24</td> </tr> <tr style="height:20px;"> <td style="border-left:1px solid #000000;overflow:hidden;padding:0px 3px 0px 3px;vertical-align:bottom;"></td> <td data-sheets-value='{"1":2,"2":"DW"}' style="overflow:hidden;padding:0px 3px 0px 3px;vertical-align:bottom;">DW</td> <td data-sheets-value='{"1":2,"2":"Clear (H/H)"}' style="overflow:hidden;padding:0px 3px 0px 3px;vertical-align:bottom;">Clear (H/H)</td> <td data-sheets-numberformat='{"1":2,"2":"0.00","3":1}' data-sheets-value='{"1":3,"3":0.98}' style="overflow:hidden;padding:0px 3px 0px 3px;vertical-align:bottom;text-align:center;">0.98</td> <td data-sheets-numberformat='{"1":2,"2":"0","3":1}' data-sheets-value='{"1":3,"3":33.21}' style="overflow:hidden;padding:0px 3px 0px 3px;vertical-align:bottom;text-align:center;">33</td> <td data-sheets-numberformat='{"1":2,"2":"0","3":1}' data-sheets-value='{"1":3,"3":49.5}' style="overflow:hidden;padding:0px 3px 0px 3px;vertical-align:bottom;text-align:center;">50</td> <td data-sheets-value='{"1":3,"3":26}' style="border-right:1px solid #000000;overflow:hidden;padding:0px 3px 0px 3px;vertical-align:bottom;text-align:center;">26</td> </tr> <tr style="height:20px;"> <td style="border-bottom:1px solid #000000;border-left:1px solid #000000;overflow:hidden;padding:0px 3px 0px 3px;vertical-align:bottom;"></td> <td style="border-bottom:1px solid #000000;overflow:hidden;padding:0px 3px 0px 3px;vertical-align:bottom;"></td> <td data-sheets-value='{"1":2,"2":"Opal (O/O)"}' style="border-bottom:1px solid #000000;overflow:hidden;padding:0px 3px 0px 3px;vertical-align:bottom;">Opal (O/O)</td> <td data-sheets-numberformat='{"1":2,"2":"0.00","3":1}' data-sheets-value='{"1":3,"3":0.98}' style="border-bottom:1px solid #000000;overflow:hidden;padding:0px 3px 0px 3px;vertical-align:bottom;text-align:center;">0.98</td> <td data-sheets-numberformat='{"1":2,"2":"0","3":1}' data-sheets-value='{"1":3,"3":28.29}' style="border-bottom:1px solid #000000;overflow:hidden;padding:0px 3px 0px 3px;vertical-align:bottom;text-align:center;">28</td> <td data-sheets-numberformat='{"1":2,"2":"0","3":1}' data-sheets-value='{"1":3,"3":38.28}' style="border-bottom:1px solid #000000;overflow:hidden;padding:0px 3px 0px 3px;vertical-align:bottom;text-align:center;">38</td> <td data-sheets-value='{"1":3,"3":26}' style="border-right:1px solid #000000;border-bottom:1px solid #000000;overflow:hidden;padding:0px 3px 0px 3px;vertical-align:bottom;text-align:center;">26</td> </tr> <tr style="height:20px;"> <td data-sheets-value='{"1":2,"2":"Polycarbonate "}' style="border-left:1px solid #000000;overflow:hidden;padding:0px 3px 0px 3px;vertical-align:bottom;">Polycarbonate </td> <td data-sheets-value='{"1":2,"2":"EW"}' style="overflow:hidden;padding:0px 3px 0px 3px;vertical-align:bottom;">EW</td> <td data-sheets-value='{"1":2,"2":"Clear (A)"}' style="overflow:hidden;padding:0px 3px 0px 3px;vertical-align:bottom;">Clear (A)</td> <td data-sheets-numberformat='{"1":2,"2":"0.00","3":1}' data-sheets-value='{"1":3,"3":1.19}' style="overflow:hidden;padding:0px 3px 0px 3px;vertical-align:bottom;text-align:center;">1.19</td> <td data-sheets-numberformat='{"1":2,"2":"0","3":1}' data-sheets-value='{"1":3,"3":36.08}' style="overflow:hidden;padding:0px 3px 0px 3px;vertical-align:bottom;text-align:center;">36</td> <td data-sheets-numberformat='{"1":2,"2":"0","3":1}' data-sheets-value='{"1":3,"3":54.78}' style="overflow:hidden;padding:0px 3px 0px 3px;vertical-align:bottom;text-align:center;">55</td> <td data-sheets-value='{"1":3,"3":24}' style="border-right:1px solid #000000;overflow:hidden;padding:0px 3px 0px 3px;vertical-align:bottom;text-align:center;">24</td> </tr> <tr style="height:20px;"> <td data-sheets-value='{"1":2,"2":"PC"}' style="border-left:1px solid #000000;overflow:hidden;padding:0px 3px 0px 3px;vertical-align:bottom;">PC</td> <td style="overflow:hidden;padding:0px 3px 0px 3px;vertical-align:bottom;"></td> <td data-sheets-value='{"1":2,"2":"Opal (D)"}' style="overflow:hidden;padding:0px 3px 0px 3px;vertical-align:bottom;">Opal (D)</td> <td data-sheets-numberformat='{"1":2,"2":"0.00","3":1}' data-sheets-value='{"1":3,"3":1.19}' style="overflow:hidden;padding:0px 3px 0px 3px;vertical-align:bottom;text-align:center;">1.19</td> <td data-sheets-numberformat='{"1":2,"2":"0","3":1}' data-sheets-value='{"1":3,"3":23.779999999999998}' style="overflow:hidden;padding:0px 3px 0px 3px;vertical-align:bottom;text-align:center;">24</td> <td data-sheets-numberformat='{"1":2,"2":"0","3":1}' data-sheets-value='{"1":3,"3":39.6}' style="overflow:hidden;padding:0px 3px 0px 3px;vertical-align:bottom;text-align:center;">40</td> <td data-sheets-value='{"1":3,"3":24}' style="border-right:1px solid #000000;overflow:hidden;padding:0px 3px 0px 3px;vertical-align:bottom;text-align:center;">24</td> </tr> <tr style="height:20px;"> <td style="border-left:1px solid #000000;overflow:hidden;padding:0px 3px 0px 3px;vertical-align:bottom;"></td> <td data-sheets-value='{"1":2,"2":"DW"}' style="overflow:hidden;padding:0px 3px 0px 3px;vertical-align:bottom;">DW</td> <td data-sheets-value='{"1":2,"2":"Clear (A/H)"}' style="overflow:hidden;padding:0px 3px 0px 3px;vertical-align:bottom;">Clear (A/H)</td> <td data-sheets-numberformat='{"1":2,"2":"0.00","3":1}' data-sheets-value='{"1":3,"3":0.98}' style="overflow:hidden;padding:0px 3px 0px 3px;vertical-align:bottom;text-align:center;">0.98</td> <td data-sheets-numberformat='{"1":2,"2":"0","3":1}' data-sheets-value='{"1":3,"3":32.39}' style="overflow:hidden;padding:0px 3px 0px 3px;vertical-align:bottom;text-align:center;">32</td> <td data-sheets-numberformat='{"1":2,"2":"0","3":1}' data-sheets-value='{"1":3,"3":47.52}' style="overflow:hidden;padding:0px 3px 0px 3px;vertical-align:bottom;text-align:center;">48</td> <td data-sheets-value='{"1":3,"3":26}' style="border-right:1px solid #000000;overflow:hidden;padding:0px 3px 0px 3px;vertical-align:bottom;text-align:center;">26</td> </tr> <tr style="height:20px;"> <td style="border-left:1px solid #000000;overflow:hidden;padding:0px 3px 0px 3px;vertical-align:bottom;"></td> <td style="overflow:hidden;padding:0px 3px 0px 3px;vertical-align:bottom;"></td> <td data-sheets-value='{"1":2,"2":"Clear (A/A)"}' style="overflow:hidden;padding:0px 3px 0px 3px;vertical-align:bottom;">Clear (A/A)</td> <td data-sheets-numberformat='{"1":2,"2":"0.00","3":1}' data-sheets-value='{"1":3,"3":0.98}' style="overflow:hidden;padding:0px 3px 0px 3px;vertical-align:bottom;text-align:center;">0.98</td> <td data-sheets-numberformat='{"1":2,"2":"0","3":1}' data-sheets-value='{"1":3,"3":31.569999999999997}' style="overflow:hidden;padding:0px 3px 0px 3px;vertical-align:bottom;text-align:center;">32</td> <td data-sheets-numberformat='{"1":2,"2":"0","3":1}' data-sheets-value='{"1":3,"3":45.54}' style="overflow:hidden;padding:0px 3px 0px 3px;vertical-align:bottom;text-align:center;">46</td> <td data-sheets-value='{"1":3,"3":26}' style="border-right:1px solid #000000;overflow:hidden;padding:0px 3px 0px 3px;vertical-align:bottom;text-align:center;">26</td> </tr> <tr style="height:20px;"> <td style="border-left:1px solid #000000;overflow:hidden;padding:0px 3px 0px 3px;vertical-align:bottom;"></td> <td style="overflow:hidden;padding:0px 3px 0px 3px;vertical-align:bottom;"></td> <td data-sheets-value='{"1":2,"2":"Opal (A/O)"}' style="overflow:hidden;padding:0px 3px 0px 3px;vertical-align:bottom;">Opal (A/O)</td> <td data-sheets-numberformat='{"1":2,"2":"0.00","3":1}' data-sheets-value='{"1":3,"3":0.98}' style="overflow:hidden;padding:0px 3px 0px 3px;vertical-align:bottom;text-align:center;">0.98</td> <td data-sheets-numberformat='{"1":2,"2":"0","3":1}' data-sheets-value='{"1":3,"3":29.93}' style="overflow:hidden;padding:0px 3px 0px 3px;vertical-align:bottom;text-align:center;">30</td> <td data-sheets-numberformat='{"1":2,"2":"0","3":1}' data-sheets-value='{"1":3,"3":41.580000000000005}' style="overflow:hidden;padding:0px 3px 0px 3px;vertical-align:bottom;text-align:center;">42</td> <td data-sheets-value='{"1":3,"3":26}' style="border-right:1px solid #000000;overflow:hidden;padding:0px 3px 0px 3px;vertical-align:bottom;text-align:center;">26</td> </tr> <tr style="height:20px;"> <td style="border-bottom:1px solid #000000;border-left:1px solid #000000;overflow:hidden;padding:0px 3px 0px 3px;vertical-align:bottom;"></td> <td style="border-bottom:1px solid #000000;overflow:hidden;padding:0px 3px 0px 3px;vertical-align:bottom;"></td> <td data-sheets-value='{"1":2,"2":"Opal (A/D)"}' style="border-bottom:1px solid #000000;overflow:hidden;padding:0px 3px 0px 3px;vertical-align:bottom;">Opal (A/D)</td> <td data-sheets-numberformat='{"1":2,"2":"0.00","3":1}' data-sheets-value='{"1":3,"3":0.98}' style="border-bottom:1px solid #000000;overflow:hidden;padding:0px 3px 0px 3px;vertical-align:bottom;text-align:center;">0.98</td> <td data-sheets-numberformat='{"1":2,"2":"0","3":1}' data-sheets-value='{"1":3,"3":20.91}' style="border-bottom:1px solid #000000;overflow:hidden;padding:0px 3px 0px 3px;vertical-align:bottom;text-align:center;">21</td> <td data-sheets-numberformat='{"1":2,"2":"0","3":1}' data-sheets-value='{"1":3,"3":33}' style="border-bottom:1px solid #000000;overflow:hidden;padding:0px 3px 0px 3px;vertical-align:bottom;text-align:center;">33</td> <td data-sheets-value='{"1":3,"3":26}' style="border-right:1px solid #000000;border-bottom:1px solid #000000;overflow:hidden;padding:0px 3px 0px 3px;vertical-align:bottom;text-align:center;">26</td> </tr> <tr style="height:20px;"> <td data-sheets-value='{"1":2,"2":"Polycarbonate"}' style="border-left:1px solid #000000;overflow:hidden;padding:0px 3px 0px 3px;vertical-align:bottom;">Polycarbonate</td> <td data-sheets-value='{"1":2,"2":"EW"}' style="overflow:hidden;padding:0px 3px 0px 3px;vertical-align:bottom;">EW</td> <td data-sheets-value='{"1":2,"2":"Heatstop Opal (T)"}' style="overflow:hidden;padding:0px 3px 0px 3px;vertical-align:bottom;">Heatstop Opal (T)</td> <td data-sheets-numberformat='{"1":2,"2":"0.00","3":1}' data-sheets-value='{"1":3,"3":1.19}' style="overflow:hidden;padding:0px 3px 0px 3px;vertical-align:bottom;text-align:center;">1.19</td> <td data-sheets-numberformat='{"1":2,"2":"0","3":1}' data-sheets-value='{"1":3,"3":20.09}' style="overflow:hidden;padding:0px 3px 0px 3px;vertical-align:bottom;text-align:center;">20</td> <td data-sheets-numberformat='{"1":2,"2":"0","3":1}' data-sheets-value='{"1":3,"3":38.940000000000005}' style="overflow:hidden;padding:0px 3px 0px 3px;vertical-align:bottom;text-align:center;">39</td> <td data-sheets-value='{"1":3,"3":24}' style="border-right:1px solid #000000;overflow:hidden;padding:0px 3px 0px 3px;vertical-align:bottom;text-align:center;">24</td> </tr> <tr style="height:20px;"> <td data-sheets-value='{"1":2,"2":"Heatstop PC"}' style="border-left:1px solid #000000;overflow:hidden;padding:0px 3px 0px 3px;vertical-align:bottom;">Heatstop PC</td> <td data-sheets-value='{"1":2,"2":"DW"}' style="overflow:hidden;padding:0px 3px 0px 3px;vertical-align:bottom;">DW</td> <td data-sheets-value='{"1":2,"2":"Clear (T/H)"}' style="overflow:hidden;padding:0px 3px 0px 3px;vertical-align:bottom;">Clear (T/H)</td> <td data-sheets-numberformat='{"1":2,"2":"0.00","3":1}' data-sheets-value='{"1":3,"3":0.98}' style="overflow:hidden;padding:0px 3px 0px 3px;vertical-align:bottom;text-align:center;">0.98</td> <td data-sheets-numberformat='{"1":2,"2":"0","3":1}' data-sheets-value='{"1":3,"3":18.04}' style="overflow:hidden;padding:0px 3px 0px 3px;vertical-align:bottom;text-align:center;">18</td> <td data-sheets-numberformat='{"1":2,"2":"0","3":1}' data-sheets-value='{"1":3,"3":33.660000000000004}' style="overflow:hidden;padding:0px 3px 0px 3px;vertical-align:bottom;text-align:center;">34</td> <td data-sheets-value='{"1":3,"3":26}' style="border-right:1px solid #000000;overflow:hidden;padding:0px 3px 0px 3px;vertical-align:bottom;text-align:center;">26</td> </tr> <tr style="height:20px;"> <td style="border-bottom:1px solid #000000;border-left:1px solid #000000;overflow:hidden;padding:0px 3px 0px 3px;vertical-align:bottom;"></td> <td style="border-bottom:1px solid #000000;overflow:hidden;padding:0px 3px 0px 3px;vertical-align:bottom;"></td> <td data-sheets-value='{"1":2,"2":"Opal (T/O)"}' style="border-bottom:1px solid #000000;overflow:hidden;padding:0px 3px 0px 3px;vertical-align:bottom;">Opal (T/O)</td> <td data-sheets-numberformat='{"1":2,"2":"0.00","3":1}' data-sheets-value='{"1":3,"3":0.98}' style="border-bottom:1px solid #000000;overflow:hidden;padding:0px 3px 0px 3px;vertical-align:bottom;text-align:center;">0.98</td> <td data-sheets-numberformat='{"1":2,"2":"0","3":1}' data-sheets-value='{"1":3,"3":16.81}' style="border-bottom:1px solid #000000;overflow:hidden;padding:0px 3px 0px 3px;vertical-align:bottom;text-align:center;">17</td> <td data-sheets-numberformat='{"1":2,"2":"0","3":1}' data-sheets-value='{"1":3,"3":29.700000000000003}' style="border-bottom:1px solid #000000;overflow:hidden;padding:0px 3px 0px 3px;vertical-align:bottom;text-align:center;">30</td> <td data-sheets-value='{"1":3,"3":26}' style="border-right:1px solid #000000;border-bottom:1px solid #000000;overflow:hidden;padding:0px 3px 0px 3px;vertical-align:bottom;text-align:center;">26</td> </tr> </tbody></table> | skylux-160-ce-met-koepel-en-pvc-opstand-16-00-met-lm-motor-pvc-raam-type-ep25-en-windvang-0800-x-1100-mm | 8586025861453 | 46872336499021
Smoke and heat exhaust (SHEV) | SHE system | Skylux | Skylux 160° CE with skylight and PVC curb 16/00 with LM-actuator, PVC frame type EP25 and spoiler 0800 x 1300 mm |  | 50319 | 5412970503194 | 4279.8 | Yes | 30-45 | 66.17 | 800 x 1300 mm | 1300 | 800 |  | PVC 16/00 (16 cm high & roof opening = daylight size) | Rectangular | 1.19 W/m²K - 0.98 W/m²K | 57% - 30% | 37% - 17% | 24dB - 26dB | 160° CE (for industry) | PVC frame EP25 | with spoiler | E | Single actuator | Maximum double-walled skylight possible for this product | Ut-value LT-value g-value Rw-value EN 1873 : 2014 EN ISO 13468 EN 16153 EN 410 EN 410 EN ISO 140-3 Material Walls Shells (W/m²K) (%) (%) (dB) Acrylic EW Clear (H) 1.19 37 57 24 PMMA Opal (O) 1.19 34 50 24 DW Clear (H/H) 0.98 33 50 26 Opal (O/O) 0.98 28 38 26 Polycarbonate EW Clear (A) 1.19 36 55 24 PC Opal (D) 1.19 24 40 24 DW Clear (A/H) 0.98 32 48 26 Clear (A/A) 0.98 32 46 26 Opal (A/O) 0.98 30 42 26 Opal (A/D) 0.98 21 33 26 Polycarbonate EW Heatstop Opal (T) 1.19 20 39 24 Heatstop PC DW Clear (T/H) 0.98 18 34 26 Opal (T/O) 0.98 17 30 26 | https://skylux.eu/en/products/skylux-160-ce-met-koepel-en-pvc-opstand-16-00-met-lm-motor-pvc-raam-type-ep25-en-windvang-0800-x-1300-mm | https://skylux.eu/cdn/shop/files/Skylux-160deg-CE-met-koepel-en-pvc-opstand-1600-met-LM-motor-pvc-raam-type-EP25-en-windvang-0800-x-1300-mm-RWA-systeem.jpg?v=1702979849&width=1600 | https://skylux.eu/cdn/shop/files/e5a82811-1bb0-48e4-a776-cacb59c7c092_797ff685-38d2-42db-8e0f-23a349f5828c.jpg?v=1688550994&width=1600 | //skylux.eu/cdn/shop/files/E_MH_Mounting_instructions_Skylux_160_CE_LM.pdf?v=12406716259046007223 | //skylux.eu/cdn/shop/files/E_TD_Technical_File_Skylux_Skylux_160_CE_Electric.pdf?v=3667116872303399239 | <style type="text/css" id="isPasted"><!--td {border: 1px solid #cccccc;}br {mso-data-placement:same-cell;}--></style><table border="1" cellpadding="0" cellspacing="0" dir="ltr" style="table-layout:fixed;font-size:10pt;font-family:Arial;border-collapse:collapse;border:none;"><tbody> <tr style="height:20px;"> <td style="overflow:hidden;padding:0px 3px 0px 3px;vertical-align:bottom;"></td> <td style="overflow:hidden;padding:0px 3px 0px 3px;vertical-align:bottom;"></td> <td style="overflow:hidden;padding:0px 3px 0px 3px;vertical-align:bottom;"></td> <td data-sheets-value='{"1":2,"2":"Ut-value"}' style="overflow:hidden;padding:0px 3px 0px 3px;vertical-align:bottom;font-weight:bold;text-align:center;">Ut-value</td> <td data-sheets-value='{"1":2,"2":"LT-value"}' style="overflow:hidden;padding:0px 3px 0px 3px;vertical-align:bottom;font-weight:bold;text-align:center;">LT-value</td> <td data-sheets-value='{"1":2,"2":"g-value"}' style="overflow:hidden;padding:0px 3px 0px 3px;vertical-align:bottom;font-weight:bold;text-align:center;">g-value</td> <td data-sheets-value='{"1":2,"2":"Rw-value "}' style="overflow:hidden;padding:0px 3px 0px 3px;vertical-align:bottom;font-weight:bold;text-align:center;">Rw-value </td> </tr> <tr style="height:20px;"> <td style="overflow:hidden;padding:0px 3px 0px 3px;vertical-align:bottom;"></td> <td style="overflow:hidden;padding:0px 3px 0px 3px;vertical-align:bottom;"></td> <td style="overflow:hidden;padding:0px 3px 0px 3px;vertical-align:bottom;"></td> <td data-sheets-numberformat='{"1":2,"2":"0.00","3":1}' data-sheets-value='{"1":2,"2":"EN 1873 : 2014"}' style="overflow:hidden;padding:0px 3px 0px 3px;vertical-align:bottom;text-align:center;">EN 1873 : 2014</td> <td data-sheets-numberformat='{"1":2,"2":"0","3":1}' data-sheets-value='{"1":2,"2":"EN ISO 13468 EN 16153 EN 410"}' style="overflow:hidden;padding:0px 3px 0px 3px;vertical-align:bottom;text-align:center;">EN ISO 13468 EN 16153 EN 410</td> <td data-sheets-numberformat='{"1":2,"2":"0","3":1}' data-sheets-value='{"1":2,"2":"EN 410"}' style="overflow:hidden;padding:0px 3px 0px 3px;vertical-align:bottom;text-align:center;">EN 410</td> <td data-sheets-value='{"1":2,"2":"EN ISO 140-3\t\t"}' style="overflow:hidden;padding:0px 3px 0px 3px;vertical-align:bottom;text-align:center;">EN ISO 140-3 </td> </tr> <tr style="height:20px;"> <td data-sheets-value='{"1":2,"2":"Material"}' style="border-bottom:1px solid #000000;overflow:hidden;padding:0px 3px 0px 3px;vertical-align:bottom;background-color:#000000;font-weight:bold;color:#ffffff;">Material</td> <td data-sheets-value='{"1":2,"2":"Walls"}' style="border-bottom:1px solid #000000;overflow:hidden;padding:0px 3px 0px 3px;vertical-align:bottom;background-color:#000000;font-weight:bold;color:#ffffff;">Walls</td> <td data-sheets-value='{"1":2,"2":"Shells"}' style="border-bottom:1px solid #000000;overflow:hidden;padding:0px 3px 0px 3px;vertical-align:bottom;background-color:#000000;font-weight:bold;color:#ffffff;">Shells</td> <td data-sheets-numberformat='{"1":2,"2":"0.00","3":1}' data-sheets-value='{"1":2,"2":"(W/m²K)\t"}' style="border-bottom:1px solid #000000;overflow:hidden;padding:0px 3px 0px 3px;vertical-align:bottom;background-color:#000000;font-weight:bold;color:#ffffff;text-align:center;">(W/m²K) </td> <td data-sheets-numberformat='{"1":2,"2":"0","3":1}' data-sheets-value='{"1":2,"2":"(%)"}' style="border-bottom:1px solid #000000;overflow:hidden;padding:0px 3px 0px 3px;vertical-align:bottom;background-color:#000000;font-weight:bold;color:#ffffff;text-align:center;">(%)</td> <td data-sheets-numberformat='{"1":2,"2":"0","3":1}' data-sheets-value='{"1":2,"2":"(%)"}' style="border-bottom:1px solid #000000;overflow:hidden;padding:0px 3px 0px 3px;vertical-align:bottom;background-color:#000000;font-weight:bold;color:#ffffff;text-align:center;">(%)</td> <td data-sheets-value='{"1":2,"2":"(dB)"}' style="border-bottom:1px solid #000000;overflow:hidden;padding:0px 3px 0px 3px;vertical-align:bottom;background-color:#000000;font-weight:bold;color:#ffffff;text-align:center;">(dB)</td> </tr> <tr style="height:20px;"> <td data-sheets-value='{"1":2,"2":"Acrylic"}' style="border-left:1px solid #000000;overflow:hidden;padding:0px 3px 0px 3px;vertical-align:bottom;">Acrylic</td> <td data-sheets-value='{"1":2,"2":"EW"}' style="overflow:hidden;padding:0px 3px 0px 3px;vertical-align:bottom;">EW</td> <td data-sheets-value='{"1":2,"2":"Clear (H)"}' style="overflow:hidden;padding:0px 3px 0px 3px;vertical-align:bottom;">Clear (H)</td> <td data-sheets-numberformat='{"1":2,"2":"0.00","3":1}' data-sheets-value='{"1":3,"3":1.19}' style="overflow:hidden;padding:0px 3px 0px 3px;vertical-align:bottom;text-align:center;">1.19</td> <td data-sheets-numberformat='{"1":2,"2":"0","3":1}' data-sheets-value='{"1":3,"3":36.9}' style="overflow:hidden;padding:0px 3px 0px 3px;vertical-align:bottom;text-align:center;">37</td> <td data-sheets-numberformat='{"1":2,"2":"0","3":1}' data-sheets-value='{"1":3,"3":57.42}' style="overflow:hidden;padding:0px 3px 0px 3px;vertical-align:bottom;text-align:center;">57</td> <td data-sheets-value='{"1":3,"3":24}' style="border-right:1px solid #000000;overflow:hidden;padding:0px 3px 0px 3px;vertical-align:bottom;text-align:center;">24</td> </tr> <tr style="height:20px;"> <td data-sheets-value='{"1":2,"2":"PMMA"}' style="border-left:1px solid #000000;overflow:hidden;padding:0px 3px 0px 3px;vertical-align:bottom;">PMMA</td> <td style="overflow:hidden;padding:0px 3px 0px 3px;vertical-align:bottom;"></td> <td data-sheets-value='{"1":2,"2":"Opal (O)"}' style="overflow:hidden;padding:0px 3px 0px 3px;vertical-align:bottom;">Opal (O)</td> <td data-sheets-numberformat='{"1":2,"2":"0.00","3":1}' data-sheets-value='{"1":3,"3":1.19}' style="overflow:hidden;padding:0px 3px 0px 3px;vertical-align:bottom;text-align:center;">1.19</td> <td data-sheets-numberformat='{"1":2,"2":"0","3":1}' data-sheets-value='{"1":3,"3":34.03}' style="overflow:hidden;padding:0px 3px 0px 3px;vertical-align:bottom;text-align:center;">34</td> <td data-sheets-numberformat='{"1":2,"2":"0","3":1}' data-sheets-value='{"1":3,"3":50.160000000000004}' style="overflow:hidden;padding:0px 3px 0px 3px;vertical-align:bottom;text-align:center;">50</td> <td data-sheets-value='{"1":3,"3":24}' style="border-right:1px solid #000000;overflow:hidden;padding:0px 3px 0px 3px;vertical-align:bottom;text-align:center;">24</td> </tr> <tr style="height:20px;"> <td style="border-left:1px solid #000000;overflow:hidden;padding:0px 3px 0px 3px;vertical-align:bottom;"></td> <td data-sheets-value='{"1":2,"2":"DW"}' style="overflow:hidden;padding:0px 3px 0px 3px;vertical-align:bottom;">DW</td> <td data-sheets-value='{"1":2,"2":"Clear (H/H)"}' style="overflow:hidden;padding:0px 3px 0px 3px;vertical-align:bottom;">Clear (H/H)</td> <td data-sheets-numberformat='{"1":2,"2":"0.00","3":1}' data-sheets-value='{"1":3,"3":0.98}' style="overflow:hidden;padding:0px 3px 0px 3px;vertical-align:bottom;text-align:center;">0.98</td> <td data-sheets-numberformat='{"1":2,"2":"0","3":1}' data-sheets-value='{"1":3,"3":33.21}' style="overflow:hidden;padding:0px 3px 0px 3px;vertical-align:bottom;text-align:center;">33</td> <td data-sheets-numberformat='{"1":2,"2":"0","3":1}' data-sheets-value='{"1":3,"3":49.5}' style="overflow:hidden;padding:0px 3px 0px 3px;vertical-align:bottom;text-align:center;">50</td> <td data-sheets-value='{"1":3,"3":26}' style="border-right:1px solid #000000;overflow:hidden;padding:0px 3px 0px 3px;vertical-align:bottom;text-align:center;">26</td> </tr> <tr style="height:20px;"> <td style="border-bottom:1px solid #000000;border-left:1px solid #000000;overflow:hidden;padding:0px 3px 0px 3px;vertical-align:bottom;"></td> <td style="border-bottom:1px solid #000000;overflow:hidden;padding:0px 3px 0px 3px;vertical-align:bottom;"></td> <td data-sheets-value='{"1":2,"2":"Opal (O/O)"}' style="border-bottom:1px solid #000000;overflow:hidden;padding:0px 3px 0px 3px;vertical-align:bottom;">Opal (O/O)</td> <td data-sheets-numberformat='{"1":2,"2":"0.00","3":1}' data-sheets-value='{"1":3,"3":0.98}' style="border-bottom:1px solid #000000;overflow:hidden;padding:0px 3px 0px 3px;vertical-align:bottom;text-align:center;">0.98</td> <td data-sheets-numberformat='{"1":2,"2":"0","3":1}' data-sheets-value='{"1":3,"3":28.29}' style="border-bottom:1px solid #000000;overflow:hidden;padding:0px 3px 0px 3px;vertical-align:bottom;text-align:center;">28</td> <td data-sheets-numberformat='{"1":2,"2":"0","3":1}' data-sheets-value='{"1":3,"3":38.28}' style="border-bottom:1px solid #000000;overflow:hidden;padding:0px 3px 0px 3px;vertical-align:bottom;text-align:center;">38</td> <td data-sheets-value='{"1":3,"3":26}' style="border-right:1px solid #000000;border-bottom:1px solid #000000;overflow:hidden;padding:0px 3px 0px 3px;vertical-align:bottom;text-align:center;">26</td> </tr> <tr style="height:20px;"> <td data-sheets-value='{"1":2,"2":"Polycarbonate "}' style="border-left:1px solid #000000;overflow:hidden;padding:0px 3px 0px 3px;vertical-align:bottom;">Polycarbonate </td> <td data-sheets-value='{"1":2,"2":"EW"}' style="overflow:hidden;padding:0px 3px 0px 3px;vertical-align:bottom;">EW</td> <td data-sheets-value='{"1":2,"2":"Clear (A)"}' style="overflow:hidden;padding:0px 3px 0px 3px;vertical-align:bottom;">Clear (A)</td> <td data-sheets-numberformat='{"1":2,"2":"0.00","3":1}' data-sheets-value='{"1":3,"3":1.19}' style="overflow:hidden;padding:0px 3px 0px 3px;vertical-align:bottom;text-align:center;">1.19</td> <td data-sheets-numberformat='{"1":2,"2":"0","3":1}' data-sheets-value='{"1":3,"3":36.08}' style="overflow:hidden;padding:0px 3px 0px 3px;vertical-align:bottom;text-align:center;">36</td> <td data-sheets-numberformat='{"1":2,"2":"0","3":1}' data-sheets-value='{"1":3,"3":54.78}' style="overflow:hidden;padding:0px 3px 0px 3px;vertical-align:bottom;text-align:center;">55</td> <td data-sheets-value='{"1":3,"3":24}' style="border-right:1px solid #000000;overflow:hidden;padding:0px 3px 0px 3px;vertical-align:bottom;text-align:center;">24</td> </tr> <tr style="height:20px;"> <td data-sheets-value='{"1":2,"2":"PC"}' style="border-left:1px solid #000000;overflow:hidden;padding:0px 3px 0px 3px;vertical-align:bottom;">PC</td> <td style="overflow:hidden;padding:0px 3px 0px 3px;vertical-align:bottom;"></td> <td data-sheets-value='{"1":2,"2":"Opal (D)"}' style="overflow:hidden;padding:0px 3px 0px 3px;vertical-align:bottom;">Opal (D)</td> <td data-sheets-numberformat='{"1":2,"2":"0.00","3":1}' data-sheets-value='{"1":3,"3":1.19}' style="overflow:hidden;padding:0px 3px 0px 3px;vertical-align:bottom;text-align:center;">1.19</td> <td data-sheets-numberformat='{"1":2,"2":"0","3":1}' data-sheets-value='{"1":3,"3":23.779999999999998}' style="overflow:hidden;padding:0px 3px 0px 3px;vertical-align:bottom;text-align:center;">24</td> <td data-sheets-numberformat='{"1":2,"2":"0","3":1}' data-sheets-value='{"1":3,"3":39.6}' style="overflow:hidden;padding:0px 3px 0px 3px;vertical-align:bottom;text-align:center;">40</td> <td data-sheets-value='{"1":3,"3":24}' style="border-right:1px solid #000000;overflow:hidden;padding:0px 3px 0px 3px;vertical-align:bottom;text-align:center;">24</td> </tr> <tr style="height:20px;"> <td style="border-left:1px solid #000000;overflow:hidden;padding:0px 3px 0px 3px;vertical-align:bottom;"></td> <td data-sheets-value='{"1":2,"2":"DW"}' style="overflow:hidden;padding:0px 3px 0px 3px;vertical-align:bottom;">DW</td> <td data-sheets-value='{"1":2,"2":"Clear (A/H)"}' style="overflow:hidden;padding:0px 3px 0px 3px;vertical-align:bottom;">Clear (A/H)</td> <td data-sheets-numberformat='{"1":2,"2":"0.00","3":1}' data-sheets-value='{"1":3,"3":0.98}' style="overflow:hidden;padding:0px 3px 0px 3px;vertical-align:bottom;text-align:center;">0.98</td> <td data-sheets-numberformat='{"1":2,"2":"0","3":1}' data-sheets-value='{"1":3,"3":32.39}' style="overflow:hidden;padding:0px 3px 0px 3px;vertical-align:bottom;text-align:center;">32</td> <td data-sheets-numberformat='{"1":2,"2":"0","3":1}' data-sheets-value='{"1":3,"3":47.52}' style="overflow:hidden;padding:0px 3px 0px 3px;vertical-align:bottom;text-align:center;">48</td> <td data-sheets-value='{"1":3,"3":26}' style="border-right:1px solid #000000;overflow:hidden;padding:0px 3px 0px 3px;vertical-align:bottom;text-align:center;">26</td> </tr> <tr style="height:20px;"> <td style="border-left:1px solid #000000;overflow:hidden;padding:0px 3px 0px 3px;vertical-align:bottom;"></td> <td style="overflow:hidden;padding:0px 3px 0px 3px;vertical-align:bottom;"></td> <td data-sheets-value='{"1":2,"2":"Clear (A/A)"}' style="overflow:hidden;padding:0px 3px 0px 3px;vertical-align:bottom;">Clear (A/A)</td> <td data-sheets-numberformat='{"1":2,"2":"0.00","3":1}' data-sheets-value='{"1":3,"3":0.98}' style="overflow:hidden;padding:0px 3px 0px 3px;vertical-align:bottom;text-align:center;">0.98</td> <td data-sheets-numberformat='{"1":2,"2":"0","3":1}' data-sheets-value='{"1":3,"3":31.569999999999997}' style="overflow:hidden;padding:0px 3px 0px 3px;vertical-align:bottom;text-align:center;">32</td> <td data-sheets-numberformat='{"1":2,"2":"0","3":1}' data-sheets-value='{"1":3,"3":45.54}' style="overflow:hidden;padding:0px 3px 0px 3px;vertical-align:bottom;text-align:center;">46</td> <td data-sheets-value='{"1":3,"3":26}' style="border-right:1px solid #000000;overflow:hidden;padding:0px 3px 0px 3px;vertical-align:bottom;text-align:center;">26</td> </tr> <tr style="height:20px;"> <td style="border-left:1px solid #000000;overflow:hidden;padding:0px 3px 0px 3px;vertical-align:bottom;"></td> <td style="overflow:hidden;padding:0px 3px 0px 3px;vertical-align:bottom;"></td> <td data-sheets-value='{"1":2,"2":"Opal (A/O)"}' style="overflow:hidden;padding:0px 3px 0px 3px;vertical-align:bottom;">Opal (A/O)</td> <td data-sheets-numberformat='{"1":2,"2":"0.00","3":1}' data-sheets-value='{"1":3,"3":0.98}' style="overflow:hidden;padding:0px 3px 0px 3px;vertical-align:bottom;text-align:center;">0.98</td> <td data-sheets-numberformat='{"1":2,"2":"0","3":1}' data-sheets-value='{"1":3,"3":29.93}' style="overflow:hidden;padding:0px 3px 0px 3px;vertical-align:bottom;text-align:center;">30</td> <td data-sheets-numberformat='{"1":2,"2":"0","3":1}' data-sheets-value='{"1":3,"3":41.580000000000005}' style="overflow:hidden;padding:0px 3px 0px 3px;vertical-align:bottom;text-align:center;">42</td> <td data-sheets-value='{"1":3,"3":26}' style="border-right:1px solid #000000;overflow:hidden;padding:0px 3px 0px 3px;vertical-align:bottom;text-align:center;">26</td> </tr> <tr style="height:20px;"> <td style="border-bottom:1px solid #000000;border-left:1px solid #000000;overflow:hidden;padding:0px 3px 0px 3px;vertical-align:bottom;"></td> <td style="border-bottom:1px solid #000000;overflow:hidden;padding:0px 3px 0px 3px;vertical-align:bottom;"></td> <td data-sheets-value='{"1":2,"2":"Opal (A/D)"}' style="border-bottom:1px solid #000000;overflow:hidden;padding:0px 3px 0px 3px;vertical-align:bottom;">Opal (A/D)</td> <td data-sheets-numberformat='{"1":2,"2":"0.00","3":1}' data-sheets-value='{"1":3,"3":0.98}' style="border-bottom:1px solid #000000;overflow:hidden;padding:0px 3px 0px 3px;vertical-align:bottom;text-align:center;">0.98</td> <td data-sheets-numberformat='{"1":2,"2":"0","3":1}' data-sheets-value='{"1":3,"3":20.91}' style="border-bottom:1px solid #000000;overflow:hidden;padding:0px 3px 0px 3px;vertical-align:bottom;text-align:center;">21</td> <td data-sheets-numberformat='{"1":2,"2":"0","3":1}' data-sheets-value='{"1":3,"3":33}' style="border-bottom:1px solid #000000;overflow:hidden;padding:0px 3px 0px 3px;vertical-align:bottom;text-align:center;">33</td> <td data-sheets-value='{"1":3,"3":26}' style="border-right:1px solid #000000;border-bottom:1px solid #000000;overflow:hidden;padding:0px 3px 0px 3px;vertical-align:bottom;text-align:center;">26</td> </tr> <tr style="height:20px;"> <td data-sheets-value='{"1":2,"2":"Polycarbonate"}' style="border-left:1px solid #000000;overflow:hidden;padding:0px 3px 0px 3px;vertical-align:bottom;">Polycarbonate</td> <td data-sheets-value='{"1":2,"2":"EW"}' style="overflow:hidden;padding:0px 3px 0px 3px;vertical-align:bottom;">EW</td> <td data-sheets-value='{"1":2,"2":"Heatstop Opal (T)"}' style="overflow:hidden;padding:0px 3px 0px 3px;vertical-align:bottom;">Heatstop Opal (T)</td> <td data-sheets-numberformat='{"1":2,"2":"0.00","3":1}' data-sheets-value='{"1":3,"3":1.19}' style="overflow:hidden;padding:0px 3px 0px 3px;vertical-align:bottom;text-align:center;">1.19</td> <td data-sheets-numberformat='{"1":2,"2":"0","3":1}' data-sheets-value='{"1":3,"3":20.09}' style="overflow:hidden;padding:0px 3px 0px 3px;vertical-align:bottom;text-align:center;">20</td> <td data-sheets-numberformat='{"1":2,"2":"0","3":1}' data-sheets-value='{"1":3,"3":38.940000000000005}' style="overflow:hidden;padding:0px 3px 0px 3px;vertical-align:bottom;text-align:center;">39</td> <td data-sheets-value='{"1":3,"3":24}' style="border-right:1px solid #000000;overflow:hidden;padding:0px 3px 0px 3px;vertical-align:bottom;text-align:center;">24</td> </tr> <tr style="height:20px;"> <td data-sheets-value='{"1":2,"2":"Heatstop PC"}' style="border-left:1px solid #000000;overflow:hidden;padding:0px 3px 0px 3px;vertical-align:bottom;">Heatstop PC</td> <td data-sheets-value='{"1":2,"2":"DW"}' style="overflow:hidden;padding:0px 3px 0px 3px;vertical-align:bottom;">DW</td> <td data-sheets-value='{"1":2,"2":"Clear (T/H)"}' style="overflow:hidden;padding:0px 3px 0px 3px;vertical-align:bottom;">Clear (T/H)</td> <td data-sheets-numberformat='{"1":2,"2":"0.00","3":1}' data-sheets-value='{"1":3,"3":0.98}' style="overflow:hidden;padding:0px 3px 0px 3px;vertical-align:bottom;text-align:center;">0.98</td> <td data-sheets-numberformat='{"1":2,"2":"0","3":1}' data-sheets-value='{"1":3,"3":18.04}' style="overflow:hidden;padding:0px 3px 0px 3px;vertical-align:bottom;text-align:center;">18</td> <td data-sheets-numberformat='{"1":2,"2":"0","3":1}' data-sheets-value='{"1":3,"3":33.660000000000004}' style="overflow:hidden;padding:0px 3px 0px 3px;vertical-align:bottom;text-align:center;">34</td> <td data-sheets-value='{"1":3,"3":26}' style="border-right:1px solid #000000;overflow:hidden;padding:0px 3px 0px 3px;vertical-align:bottom;text-align:center;">26</td> </tr> <tr style="height:20px;"> <td style="border-bottom:1px solid #000000;border-left:1px solid #000000;overflow:hidden;padding:0px 3px 0px 3px;vertical-align:bottom;"></td> <td style="border-bottom:1px solid #000000;overflow:hidden;padding:0px 3px 0px 3px;vertical-align:bottom;"></td> <td data-sheets-value='{"1":2,"2":"Opal (T/O)"}' style="border-bottom:1px solid #000000;overflow:hidden;padding:0px 3px 0px 3px;vertical-align:bottom;">Opal (T/O)</td> <td data-sheets-numberformat='{"1":2,"2":"0.00","3":1}' data-sheets-value='{"1":3,"3":0.98}' style="border-bottom:1px solid #000000;overflow:hidden;padding:0px 3px 0px 3px;vertical-align:bottom;text-align:center;">0.98</td> <td data-sheets-numberformat='{"1":2,"2":"0","3":1}' data-sheets-value='{"1":3,"3":16.81}' style="border-bottom:1px solid #000000;overflow:hidden;padding:0px 3px 0px 3px;vertical-align:bottom;text-align:center;">17</td> <td data-sheets-numberformat='{"1":2,"2":"0","3":1}' data-sheets-value='{"1":3,"3":29.700000000000003}' style="border-bottom:1px solid #000000;overflow:hidden;padding:0px 3px 0px 3px;vertical-align:bottom;text-align:center;">30</td> <td data-sheets-value='{"1":3,"3":26}' style="border-right:1px solid #000000;border-bottom:1px solid #000000;overflow:hidden;padding:0px 3px 0px 3px;vertical-align:bottom;text-align:center;">26</td> </tr> </tbody></table> | skylux-160-ce-met-koepel-en-pvc-opstand-16-00-met-lm-motor-pvc-raam-type-ep25-en-windvang-0800-x-1300-mm | 8586025894221 | 46872336564557
Smoke and heat exhaust (SHEV) | SHE system | Skylux | Skylux 160° CE with skylight and PVC curb 16/00 with LM-actuator, PVC frame type EP25 and spoiler 0800 x 1400 mm |  | 50320 | 5412970503200 | 4448 | Yes | 30-45 | 64.99 | 800 x 1400 mm | 1400 | 800 |  | PVC 16/00 (16 cm high & roof opening = daylight size) | Rectangular | 1.19 W/m²K - 0.98 W/m²K | 57% - 30% | 37% - 17% | 24dB - 26dB | 160° CE (for industry) | PVC frame EP25 | with spoiler | E | Single actuator | Maximum double-walled skylight possible for this product | Ut-value LT-value g-value Rw-value EN 1873 : 2014 EN ISO 13468 EN 16153 EN 410 EN 410 EN ISO 140-3 Material Walls Shells (W/m²K) (%) (%) (dB) Acrylic EW Clear (H) 1.19 37 57 24 PMMA Opal (O) 1.19 34 50 24 DW Clear (H/H) 0.98 33 50 26 Opal (O/O) 0.98 28 38 26 Polycarbonate EW Clear (A) 1.19 36 55 24 PC Opal (D) 1.19 24 40 24 DW Clear (A/H) 0.98 32 48 26 Clear (A/A) 0.98 32 46 26 Opal (A/O) 0.98 30 42 26 Opal (A/D) 0.98 21 33 26 Polycarbonate EW Heatstop Opal (T) 1.19 20 39 24 Heatstop PC DW Clear (T/H) 0.98 18 34 26 Opal (T/O) 0.98 17 30 26 | https://skylux.eu/en/products/skylux-160-ce-met-koepel-en-pvc-opstand-16-00-met-lm-motor-pvc-raam-type-ep25-en-windvang-0800-x-1400-mm | https://skylux.eu/cdn/shop/files/Skylux-160deg-CE-met-koepel-en-pvc-opstand-1600-met-LM-motor-pvc-raam-type-EP25-en-windvang-0800-x-1400-mm-RWA-systeem.jpg?v=1702979854&width=1600 | https://skylux.eu/cdn/shop/files/e5a82811-1bb0-48e4-a776-cacb59c7c092_a94da102-c750-40c8-bd60-130eaa4a2657.jpg?v=1688550995&width=1600 | //skylux.eu/cdn/shop/files/E_MH_Mounting_instructions_Skylux_160_CE_LM.pdf?v=12406716259046007223 | //skylux.eu/cdn/shop/files/E_TD_Technical_File_Skylux_Skylux_160_CE_Electric.pdf?v=3667116872303399239 | <style type="text/css" id="isPasted"><!--td {border: 1px solid #cccccc;}br {mso-data-placement:same-cell;}--></style><table border="1" cellpadding="0" cellspacing="0" dir="ltr" style="table-layout:fixed;font-size:10pt;font-family:Arial;border-collapse:collapse;border:none;"><tbody> <tr style="height:20px;"> <td style="overflow:hidden;padding:0px 3px 0px 3px;vertical-align:bottom;"></td> <td style="overflow:hidden;padding:0px 3px 0px 3px;vertical-align:bottom;"></td> <td style="overflow:hidden;padding:0px 3px 0px 3px;vertical-align:bottom;"></td> <td data-sheets-value='{"1":2,"2":"Ut-value"}' style="overflow:hidden;padding:0px 3px 0px 3px;vertical-align:bottom;font-weight:bold;text-align:center;">Ut-value</td> <td data-sheets-value='{"1":2,"2":"LT-value"}' style="overflow:hidden;padding:0px 3px 0px 3px;vertical-align:bottom;font-weight:bold;text-align:center;">LT-value</td> <td data-sheets-value='{"1":2,"2":"g-value"}' style="overflow:hidden;padding:0px 3px 0px 3px;vertical-align:bottom;font-weight:bold;text-align:center;">g-value</td> <td data-sheets-value='{"1":2,"2":"Rw-value "}' style="overflow:hidden;padding:0px 3px 0px 3px;vertical-align:bottom;font-weight:bold;text-align:center;">Rw-value </td> </tr> <tr style="height:20px;"> <td style="overflow:hidden;padding:0px 3px 0px 3px;vertical-align:bottom;"></td> <td style="overflow:hidden;padding:0px 3px 0px 3px;vertical-align:bottom;"></td> <td style="overflow:hidden;padding:0px 3px 0px 3px;vertical-align:bottom;"></td> <td data-sheets-numberformat='{"1":2,"2":"0.00","3":1}' data-sheets-value='{"1":2,"2":"EN 1873 : 2014"}' style="overflow:hidden;padding:0px 3px 0px 3px;vertical-align:bottom;text-align:center;">EN 1873 : 2014</td> <td data-sheets-numberformat='{"1":2,"2":"0","3":1}' data-sheets-value='{"1":2,"2":"EN ISO 13468 EN 16153 EN 410"}' style="overflow:hidden;padding:0px 3px 0px 3px;vertical-align:bottom;text-align:center;">EN ISO 13468 EN 16153 EN 410</td> <td data-sheets-numberformat='{"1":2,"2":"0","3":1}' data-sheets-value='{"1":2,"2":"EN 410"}' style="overflow:hidden;padding:0px 3px 0px 3px;vertical-align:bottom;text-align:center;">EN 410</td> <td data-sheets-value='{"1":2,"2":"EN ISO 140-3\t\t"}' style="overflow:hidden;padding:0px 3px 0px 3px;vertical-align:bottom;text-align:center;">EN ISO 140-3 </td> </tr> <tr style="height:20px;"> <td data-sheets-value='{"1":2,"2":"Material"}' style="border-bottom:1px solid #000000;overflow:hidden;padding:0px 3px 0px 3px;vertical-align:bottom;background-color:#000000;font-weight:bold;color:#ffffff;">Material</td> <td data-sheets-value='{"1":2,"2":"Walls"}' style="border-bottom:1px solid #000000;overflow:hidden;padding:0px 3px 0px 3px;vertical-align:bottom;background-color:#000000;font-weight:bold;color:#ffffff;">Walls</td> <td data-sheets-value='{"1":2,"2":"Shells"}' style="border-bottom:1px solid #000000;overflow:hidden;padding:0px 3px 0px 3px;vertical-align:bottom;background-color:#000000;font-weight:bold;color:#ffffff;">Shells</td> <td data-sheets-numberformat='{"1":2,"2":"0.00","3":1}' data-sheets-value='{"1":2,"2":"(W/m²K)\t"}' style="border-bottom:1px solid #000000;overflow:hidden;padding:0px 3px 0px 3px;vertical-align:bottom;background-color:#000000;font-weight:bold;color:#ffffff;text-align:center;">(W/m²K) </td> <td data-sheets-numberformat='{"1":2,"2":"0","3":1}' data-sheets-value='{"1":2,"2":"(%)"}' style="border-bottom:1px solid #000000;overflow:hidden;padding:0px 3px 0px 3px;vertical-align:bottom;background-color:#000000;font-weight:bold;color:#ffffff;text-align:center;">(%)</td> <td data-sheets-numberformat='{"1":2,"2":"0","3":1}' data-sheets-value='{"1":2,"2":"(%)"}' style="border-bottom:1px solid #000000;overflow:hidden;padding:0px 3px 0px 3px;vertical-align:bottom;background-color:#000000;font-weight:bold;color:#ffffff;text-align:center;">(%)</td> <td data-sheets-value='{"1":2,"2":"(dB)"}' style="border-bottom:1px solid #000000;overflow:hidden;padding:0px 3px 0px 3px;vertical-align:bottom;background-color:#000000;font-weight:bold;color:#ffffff;text-align:center;">(dB)</td> </tr> <tr style="height:20px;"> <td data-sheets-value='{"1":2,"2":"Acrylic"}' style="border-left:1px solid #000000;overflow:hidden;padding:0px 3px 0px 3px;vertical-align:bottom;">Acrylic</td> <td data-sheets-value='{"1":2,"2":"EW"}' style="overflow:hidden;padding:0px 3px 0px 3px;vertical-align:bottom;">EW</td> <td data-sheets-value='{"1":2,"2":"Clear (H)"}' style="overflow:hidden;padding:0px 3px 0px 3px;vertical-align:bottom;">Clear (H)</td> <td data-sheets-numberformat='{"1":2,"2":"0.00","3":1}' data-sheets-value='{"1":3,"3":1.19}' style="overflow:hidden;padding:0px 3px 0px 3px;vertical-align:bottom;text-align:center;">1.19</td> <td data-sheets-numberformat='{"1":2,"2":"0","3":1}' data-sheets-value='{"1":3,"3":36.9}' style="overflow:hidden;padding:0px 3px 0px 3px;vertical-align:bottom;text-align:center;">37</td> <td data-sheets-numberformat='{"1":2,"2":"0","3":1}' data-sheets-value='{"1":3,"3":57.42}' style="overflow:hidden;padding:0px 3px 0px 3px;vertical-align:bottom;text-align:center;">57</td> <td data-sheets-value='{"1":3,"3":24}' style="border-right:1px solid #000000;overflow:hidden;padding:0px 3px 0px 3px;vertical-align:bottom;text-align:center;">24</td> </tr> <tr style="height:20px;"> <td data-sheets-value='{"1":2,"2":"PMMA"}' style="border-left:1px solid #000000;overflow:hidden;padding:0px 3px 0px 3px;vertical-align:bottom;">PMMA</td> <td style="overflow:hidden;padding:0px 3px 0px 3px;vertical-align:bottom;"></td> <td data-sheets-value='{"1":2,"2":"Opal (O)"}' style="overflow:hidden;padding:0px 3px 0px 3px;vertical-align:bottom;">Opal (O)</td> <td data-sheets-numberformat='{"1":2,"2":"0.00","3":1}' data-sheets-value='{"1":3,"3":1.19}' style="overflow:hidden;padding:0px 3px 0px 3px;vertical-align:bottom;text-align:center;">1.19</td> <td data-sheets-numberformat='{"1":2,"2":"0","3":1}' data-sheets-value='{"1":3,"3":34.03}' style="overflow:hidden;padding:0px 3px 0px 3px;vertical-align:bottom;text-align:center;">34</td> <td data-sheets-numberformat='{"1":2,"2":"0","3":1}' data-sheets-value='{"1":3,"3":50.160000000000004}' style="overflow:hidden;padding:0px 3px 0px 3px;vertical-align:bottom;text-align:center;">50</td> <td data-sheets-value='{"1":3,"3":24}' style="border-right:1px solid #000000;overflow:hidden;padding:0px 3px 0px 3px;vertical-align:bottom;text-align:center;">24</td> </tr> <tr style="height:20px;"> <td style="border-left:1px solid #000000;overflow:hidden;padding:0px 3px 0px 3px;vertical-align:bottom;"></td> <td data-sheets-value='{"1":2,"2":"DW"}' style="overflow:hidden;padding:0px 3px 0px 3px;vertical-align:bottom;">DW</td> <td data-sheets-value='{"1":2,"2":"Clear (H/H)"}' style="overflow:hidden;padding:0px 3px 0px 3px;vertical-align:bottom;">Clear (H/H)</td> <td data-sheets-numberformat='{"1":2,"2":"0.00","3":1}' data-sheets-value='{"1":3,"3":0.98}' style="overflow:hidden;padding:0px 3px 0px 3px;vertical-align:bottom;text-align:center;">0.98</td> <td data-sheets-numberformat='{"1":2,"2":"0","3":1}' data-sheets-value='{"1":3,"3":33.21}' style="overflow:hidden;padding:0px 3px 0px 3px;vertical-align:bottom;text-align:center;">33</td> <td data-sheets-numberformat='{"1":2,"2":"0","3":1}' data-sheets-value='{"1":3,"3":49.5}' style="overflow:hidden;padding:0px 3px 0px 3px;vertical-align:bottom;text-align:center;">50</td> <td data-sheets-value='{"1":3,"3":26}' style="border-right:1px solid #000000;overflow:hidden;padding:0px 3px 0px 3px;vertical-align:bottom;text-align:center;">26</td> </tr> <tr style="height:20px;"> <td style="border-bottom:1px solid #000000;border-left:1px solid #000000;overflow:hidden;padding:0px 3px 0px 3px;vertical-align:bottom;"></td> <td style="border-bottom:1px solid #000000;overflow:hidden;padding:0px 3px 0px 3px;vertical-align:bottom;"></td> <td data-sheets-value='{"1":2,"2":"Opal (O/O)"}' style="border-bottom:1px solid #000000;overflow:hidden;padding:0px 3px 0px 3px;vertical-align:bottom;">Opal (O/O)</td> <td data-sheets-numberformat='{"1":2,"2":"0.00","3":1}' data-sheets-value='{"1":3,"3":0.98}' style="border-bottom:1px solid #000000;overflow:hidden;padding:0px 3px 0px 3px;vertical-align:bottom;text-align:center;">0.98</td> <td data-sheets-numberformat='{"1":2,"2":"0","3":1}' data-sheets-value='{"1":3,"3":28.29}' style="border-bottom:1px solid #000000;overflow:hidden;padding:0px 3px 0px 3px;vertical-align:bottom;text-align:center;">28</td> <td data-sheets-numberformat='{"1":2,"2":"0","3":1}' data-sheets-value='{"1":3,"3":38.28}' style="border-bottom:1px solid #000000;overflow:hidden;padding:0px 3px 0px 3px;vertical-align:bottom;text-align:center;">38</td> <td data-sheets-value='{"1":3,"3":26}' style="border-right:1px solid #000000;border-bottom:1px solid #000000;overflow:hidden;padding:0px 3px 0px 3px;vertical-align:bottom;text-align:center;">26</td> </tr> <tr style="height:20px;"> <td data-sheets-value='{"1":2,"2":"Polycarbonate "}' style="border-left:1px solid #000000;overflow:hidden;padding:0px 3px 0px 3px;vertical-align:bottom;">Polycarbonate </td> <td data-sheets-value='{"1":2,"2":"EW"}' style="overflow:hidden;padding:0px 3px 0px 3px;vertical-align:bottom;">EW</td> <td data-sheets-value='{"1":2,"2":"Clear (A)"}' style="overflow:hidden;padding:0px 3px 0px 3px;vertical-align:bottom;">Clear (A)</td> <td data-sheets-numberformat='{"1":2,"2":"0.00","3":1}' data-sheets-value='{"1":3,"3":1.19}' style="overflow:hidden;padding:0px 3px 0px 3px;vertical-align:bottom;text-align:center;">1.19</td> <td data-sheets-numberformat='{"1":2,"2":"0","3":1}' data-sheets-value='{"1":3,"3":36.08}' style="overflow:hidden;padding:0px 3px 0px 3px;vertical-align:bottom;text-align:center;">36</td> <td data-sheets-numberformat='{"1":2,"2":"0","3":1}' data-sheets-value='{"1":3,"3":54.78}' style="overflow:hidden;padding:0px 3px 0px 3px;vertical-align:bottom;text-align:center;">55</td> <td data-sheets-value='{"1":3,"3":24}' style="border-right:1px solid #000000;overflow:hidden;padding:0px 3px 0px 3px;vertical-align:bottom;text-align:center;">24</td> </tr> <tr style="height:20px;"> <td data-sheets-value='{"1":2,"2":"PC"}' style="border-left:1px solid #000000;overflow:hidden;padding:0px 3px 0px 3px;vertical-align:bottom;">PC</td> <td style="overflow:hidden;padding:0px 3px 0px 3px;vertical-align:bottom;"></td> <td data-sheets-value='{"1":2,"2":"Opal (D)"}' style="overflow:hidden;padding:0px 3px 0px 3px;vertical-align:bottom;">Opal (D)</td> <td data-sheets-numberformat='{"1":2,"2":"0.00","3":1}' data-sheets-value='{"1":3,"3":1.19}' style="overflow:hidden;padding:0px 3px 0px 3px;vertical-align:bottom;text-align:center;">1.19</td> <td data-sheets-numberformat='{"1":2,"2":"0","3":1}' data-sheets-value='{"1":3,"3":23.779999999999998}' style="overflow:hidden;padding:0px 3px 0px 3px;vertical-align:bottom;text-align:center;">24</td> <td data-sheets-numberformat='{"1":2,"2":"0","3":1}' data-sheets-value='{"1":3,"3":39.6}' style="overflow:hidden;padding:0px 3px 0px 3px;vertical-align:bottom;text-align:center;">40</td> <td data-sheets-value='{"1":3,"3":24}' style="border-right:1px solid #000000;overflow:hidden;padding:0px 3px 0px 3px;vertical-align:bottom;text-align:center;">24</td> </tr> <tr style="height:20px;"> <td style="border-left:1px solid #000000;overflow:hidden;padding:0px 3px 0px 3px;vertical-align:bottom;"></td> <td data-sheets-value='{"1":2,"2":"DW"}' style="overflow:hidden;padding:0px 3px 0px 3px;vertical-align:bottom;">DW</td> <td data-sheets-value='{"1":2,"2":"Clear (A/H)"}' style="overflow:hidden;padding:0px 3px 0px 3px;vertical-align:bottom;">Clear (A/H)</td> <td data-sheets-numberformat='{"1":2,"2":"0.00","3":1}' data-sheets-value='{"1":3,"3":0.98}' style="overflow:hidden;padding:0px 3px 0px 3px;vertical-align:bottom;text-align:center;">0.98</td> <td data-sheets-numberformat='{"1":2,"2":"0","3":1}' data-sheets-value='{"1":3,"3":32.39}' style="overflow:hidden;padding:0px 3px 0px 3px;vertical-align:bottom;text-align:center;">32</td> <td data-sheets-numberformat='{"1":2,"2":"0","3":1}' data-sheets-value='{"1":3,"3":47.52}' style="overflow:hidden;padding:0px 3px 0px 3px;vertical-align:bottom;text-align:center;">48</td> <td data-sheets-value='{"1":3,"3":26}' style="border-right:1px solid #000000;overflow:hidden;padding:0px 3px 0px 3px;vertical-align:bottom;text-align:center;">26</td> </tr> <tr style="height:20px;"> <td style="border-left:1px solid #000000;overflow:hidden;padding:0px 3px 0px 3px;vertical-align:bottom;"></td> <td style="overflow:hidden;padding:0px 3px 0px 3px;vertical-align:bottom;"></td> <td data-sheets-value='{"1":2,"2":"Clear (A/A)"}' style="overflow:hidden;padding:0px 3px 0px 3px;vertical-align:bottom;">Clear (A/A)</td> <td data-sheets-numberformat='{"1":2,"2":"0.00","3":1}' data-sheets-value='{"1":3,"3":0.98}' style="overflow:hidden;padding:0px 3px 0px 3px;vertical-align:bottom;text-align:center;">0.98</td> <td data-sheets-numberformat='{"1":2,"2":"0","3":1}' data-sheets-value='{"1":3,"3":31.569999999999997}' style="overflow:hidden;padding:0px 3px 0px 3px;vertical-align:bottom;text-align:center;">32</td> <td data-sheets-numberformat='{"1":2,"2":"0","3":1}' data-sheets-value='{"1":3,"3":45.54}' style="overflow:hidden;padding:0px 3px 0px 3px;vertical-align:bottom;text-align:center;">46</td> <td data-sheets-value='{"1":3,"3":26}' style="border-right:1px solid #000000;overflow:hidden;padding:0px 3px 0px 3px;vertical-align:bottom;text-align:center;">26</td> </tr> <tr style="height:20px;"> <td style="border-left:1px solid #000000;overflow:hidden;padding:0px 3px 0px 3px;vertical-align:bottom;"></td> <td style="overflow:hidden;padding:0px 3px 0px 3px;vertical-align:bottom;"></td> <td data-sheets-value='{"1":2,"2":"Opal (A/O)"}' style="overflow:hidden;padding:0px 3px 0px 3px;vertical-align:bottom;">Opal (A/O)</td> <td data-sheets-numberformat='{"1":2,"2":"0.00","3":1}' data-sheets-value='{"1":3,"3":0.98}' style="overflow:hidden;padding:0px 3px 0px 3px;vertical-align:bottom;text-align:center;">0.98</td> <td data-sheets-numberformat='{"1":2,"2":"0","3":1}' data-sheets-value='{"1":3,"3":29.93}' style="overflow:hidden;padding:0px 3px 0px 3px;vertical-align:bottom;text-align:center;">30</td> <td data-sheets-numberformat='{"1":2,"2":"0","3":1}' data-sheets-value='{"1":3,"3":41.580000000000005}' style="overflow:hidden;padding:0px 3px 0px 3px;vertical-align:bottom;text-align:center;">42</td> <td data-sheets-value='{"1":3,"3":26}' style="border-right:1px solid #000000;overflow:hidden;padding:0px 3px 0px 3px;vertical-align:bottom;text-align:center;">26</td> </tr> <tr style="height:20px;"> <td style="border-bottom:1px solid #000000;border-left:1px solid #000000;overflow:hidden;padding:0px 3px 0px 3px;vertical-align:bottom;"></td> <td style="border-bottom:1px solid #000000;overflow:hidden;padding:0px 3px 0px 3px;vertical-align:bottom;"></td> <td data-sheets-value='{"1":2,"2":"Opal (A/D)"}' style="border-bottom:1px solid #000000;overflow:hidden;padding:0px 3px 0px 3px;vertical-align:bottom;">Opal (A/D)</td> <td data-sheets-numberformat='{"1":2,"2":"0.00","3":1}' data-sheets-value='{"1":3,"3":0.98}' style="border-bottom:1px solid #000000;overflow:hidden;padding:0px 3px 0px 3px;vertical-align:bottom;text-align:center;">0.98</td> <td data-sheets-numberformat='{"1":2,"2":"0","3":1}' data-sheets-value='{"1":3,"3":20.91}' style="border-bottom:1px solid #000000;overflow:hidden;padding:0px 3px 0px 3px;vertical-align:bottom;text-align:center;">21</td> <td data-sheets-numberformat='{"1":2,"2":"0","3":1}' data-sheets-value='{"1":3,"3":33}' style="border-bottom:1px solid #000000;overflow:hidden;padding:0px 3px 0px 3px;vertical-align:bottom;text-align:center;">33</td> <td data-sheets-value='{"1":3,"3":26}' style="border-right:1px solid #000000;border-bottom:1px solid #000000;overflow:hidden;padding:0px 3px 0px 3px;vertical-align:bottom;text-align:center;">26</td> </tr> <tr style="height:20px;"> <td data-sheets-value='{"1":2,"2":"Polycarbonate"}' style="border-left:1px solid #000000;overflow:hidden;padding:0px 3px 0px 3px;vertical-align:bottom;">Polycarbonate</td> <td data-sheets-value='{"1":2,"2":"EW"}' style="overflow:hidden;padding:0px 3px 0px 3px;vertical-align:bottom;">EW</td> <td data-sheets-value='{"1":2,"2":"Heatstop Opal (T)"}' style="overflow:hidden;padding:0px 3px 0px 3px;vertical-align:bottom;">Heatstop Opal (T)</td> <td data-sheets-numberformat='{"1":2,"2":"0.00","3":1}' data-sheets-value='{"1":3,"3":1.19}' style="overflow:hidden;padding:0px 3px 0px 3px;vertical-align:bottom;text-align:center;">1.19</td> <td data-sheets-numberformat='{"1":2,"2":"0","3":1}' data-sheets-value='{"1":3,"3":20.09}' style="overflow:hidden;padding:0px 3px 0px 3px;vertical-align:bottom;text-align:center;">20</td> <td data-sheets-numberformat='{"1":2,"2":"0","3":1}' data-sheets-value='{"1":3,"3":38.940000000000005}' style="overflow:hidden;padding:0px 3px 0px 3px;vertical-align:bottom;text-align:center;">39</td> <td data-sheets-value='{"1":3,"3":24}' style="border-right:1px solid #000000;overflow:hidden;padding:0px 3px 0px 3px;vertical-align:bottom;text-align:center;">24</td> </tr> <tr style="height:20px;"> <td data-sheets-value='{"1":2,"2":"Heatstop PC"}' style="border-left:1px solid #000000;overflow:hidden;padding:0px 3px 0px 3px;vertical-align:bottom;">Heatstop PC</td> <td data-sheets-value='{"1":2,"2":"DW"}' style="overflow:hidden;padding:0px 3px 0px 3px;vertical-align:bottom;">DW</td> <td data-sheets-value='{"1":2,"2":"Clear (T/H)"}' style="overflow:hidden;padding:0px 3px 0px 3px;vertical-align:bottom;">Clear (T/H)</td> <td data-sheets-numberformat='{"1":2,"2":"0.00","3":1}' data-sheets-value='{"1":3,"3":0.98}' style="overflow:hidden;padding:0px 3px 0px 3px;vertical-align:bottom;text-align:center;">0.98</td> <td data-sheets-numberformat='{"1":2,"2":"0","3":1}' data-sheets-value='{"1":3,"3":18.04}' style="overflow:hidden;padding:0px 3px 0px 3px;vertical-align:bottom;text-align:center;">18</td> <td data-sheets-numberformat='{"1":2,"2":"0","3":1}' data-sheets-value='{"1":3,"3":33.660000000000004}' style="overflow:hidden;padding:0px 3px 0px 3px;vertical-align:bottom;text-align:center;">34</td> <td data-sheets-value='{"1":3,"3":26}' style="border-right:1px solid #000000;overflow:hidden;padding:0px 3px 0px 3px;vertical-align:bottom;text-align:center;">26</td> </tr> <tr style="height:20px;"> <td style="border-bottom:1px solid #000000;border-left:1px solid #000000;overflow:hidden;padding:0px 3px 0px 3px;vertical-align:bottom;"></td> <td style="border-bottom:1px solid #000000;overflow:hidden;padding:0px 3px 0px 3px;vertical-align:bottom;"></td> <td data-sheets-value='{"1":2,"2":"Opal (T/O)"}' style="border-bottom:1px solid #000000;overflow:hidden;padding:0px 3px 0px 3px;vertical-align:bottom;">Opal (T/O)</td> <td data-sheets-numberformat='{"1":2,"2":"0.00","3":1}' data-sheets-value='{"1":3,"3":0.98}' style="border-bottom:1px solid #000000;overflow:hidden;padding:0px 3px 0px 3px;vertical-align:bottom;text-align:center;">0.98</td> <td data-sheets-numberformat='{"1":2,"2":"0","3":1}' data-sheets-value='{"1":3,"3":16.81}' style="border-bottom:1px solid #000000;overflow:hidden;padding:0px 3px 0px 3px;vertical-align:bottom;text-align:center;">17</td> <td data-sheets-numberformat='{"1":2,"2":"0","3":1}' data-sheets-value='{"1":3,"3":29.700000000000003}' style="border-bottom:1px solid #000000;overflow:hidden;padding:0px 3px 0px 3px;vertical-align:bottom;text-align:center;">30</td> <td data-sheets-value='{"1":3,"3":26}' style="border-right:1px solid #000000;border-bottom:1px solid #000000;overflow:hidden;padding:0px 3px 0px 3px;vertical-align:bottom;text-align:center;">26</td> </tr> </tbody></table> | skylux-160-ce-met-koepel-en-pvc-opstand-16-00-met-lm-motor-pvc-raam-type-ep25-en-windvang-0800-x-1400-mm | 8586025926989 | 46872336597325
Smoke and heat exhaust (SHEV) | SHE system | Skylux | Skylux 160° CE with skylight and PVC curb 16/00 with LM-actuator, PVC frame type EP25 and spoiler 0900 x 1200 mm |  | 50321 | 5412970503217 | 4304 | Yes | 30-45 | 66.36 | 900 x 1200 mm | 1200 | 900 |  | PVC 16/00 (16 cm high & roof opening = daylight size) | Rectangular | 1.19 W/m²K - 0.98 W/m²K | 57% - 30% | 37% - 17% | 24dB - 26dB | 160° CE (for industry) | PVC frame EP25 | with spoiler | E | Single actuator | Maximum double-walled skylight possible for this product | Ut-value LT-value g-value Rw-value EN 1873 : 2014 EN ISO 13468 EN 16153 EN 410 EN 410 EN ISO 140-3 Material Walls Shells (W/m²K) (%) (%) (dB) Acrylic EW Clear (H) 1.19 37 57 24 PMMA Opal (O) 1.19 34 50 24 DW Clear (H/H) 0.98 33 50 26 Opal (O/O) 0.98 28 38 26 Polycarbonate EW Clear (A) 1.19 36 55 24 PC Opal (D) 1.19 24 40 24 DW Clear (A/H) 0.98 32 48 26 Clear (A/A) 0.98 32 46 26 Opal (A/O) 0.98 30 42 26 Opal (A/D) 0.98 21 33 26 Polycarbonate EW Heatstop Opal (T) 1.19 20 39 24 Heatstop PC DW Clear (T/H) 0.98 18 34 26 Opal (T/O) 0.98 17 30 26 | https://skylux.eu/en/products/skylux-160-ce-met-koepel-en-pvc-opstand-16-00-met-lm-motor-pvc-raam-type-ep25-en-windvang-0900-x-1200-mm | https://skylux.eu/cdn/shop/files/Skylux-160deg-CE-met-koepel-en-pvc-opstand-1600-met-LM-motor-pvc-raam-type-EP25-en-windvang-0900-x-1200-mm-RWA-systeem.jpg?v=1702979860&width=1600 | https://skylux.eu/cdn/shop/files/e5a82811-1bb0-48e4-a776-cacb59c7c092_7cb790a0-7cba-4167-b6ea-923b01fa9aeb.jpg?v=1688550996&width=1600 | //skylux.eu/cdn/shop/files/E_MH_Mounting_instructions_Skylux_160_CE_LM.pdf?v=12406716259046007223 | //skylux.eu/cdn/shop/files/E_TD_Technical_File_Skylux_Skylux_160_CE_Electric.pdf?v=3667116872303399239 | <style type="text/css" id="isPasted"><!--td {border: 1px solid #cccccc;}br {mso-data-placement:same-cell;}--></style><table border="1" cellpadding="0" cellspacing="0" dir="ltr" style="table-layout:fixed;font-size:10pt;font-family:Arial;border-collapse:collapse;border:none;"><tbody> <tr style="height:20px;"> <td style="overflow:hidden;padding:0px 3px 0px 3px;vertical-align:bottom;"></td> <td style="overflow:hidden;padding:0px 3px 0px 3px;vertical-align:bottom;"></td> <td style="overflow:hidden;padding:0px 3px 0px 3px;vertical-align:bottom;"></td> <td data-sheets-value='{"1":2,"2":"Ut-value"}' style="overflow:hidden;padding:0px 3px 0px 3px;vertical-align:bottom;font-weight:bold;text-align:center;">Ut-value</td> <td data-sheets-value='{"1":2,"2":"LT-value"}' style="overflow:hidden;padding:0px 3px 0px 3px;vertical-align:bottom;font-weight:bold;text-align:center;">LT-value</td> <td data-sheets-value='{"1":2,"2":"g-value"}' style="overflow:hidden;padding:0px 3px 0px 3px;vertical-align:bottom;font-weight:bold;text-align:center;">g-value</td> <td data-sheets-value='{"1":2,"2":"Rw-value "}' style="overflow:hidden;padding:0px 3px 0px 3px;vertical-align:bottom;font-weight:bold;text-align:center;">Rw-value </td> </tr> <tr style="height:20px;"> <td style="overflow:hidden;padding:0px 3px 0px 3px;vertical-align:bottom;"></td> <td style="overflow:hidden;padding:0px 3px 0px 3px;vertical-align:bottom;"></td> <td style="overflow:hidden;padding:0px 3px 0px 3px;vertical-align:bottom;"></td> <td data-sheets-numberformat='{"1":2,"2":"0.00","3":1}' data-sheets-value='{"1":2,"2":"EN 1873 : 2014"}' style="overflow:hidden;padding:0px 3px 0px 3px;vertical-align:bottom;text-align:center;">EN 1873 : 2014</td> <td data-sheets-numberformat='{"1":2,"2":"0","3":1}' data-sheets-value='{"1":2,"2":"EN ISO 13468 EN 16153 EN 410"}' style="overflow:hidden;padding:0px 3px 0px 3px;vertical-align:bottom;text-align:center;">EN ISO 13468 EN 16153 EN 410</td> <td data-sheets-numberformat='{"1":2,"2":"0","3":1}' data-sheets-value='{"1":2,"2":"EN 410"}' style="overflow:hidden;padding:0px 3px 0px 3px;vertical-align:bottom;text-align:center;">EN 410</td> <td data-sheets-value='{"1":2,"2":"EN ISO 140-3\t\t"}' style="overflow:hidden;padding:0px 3px 0px 3px;vertical-align:bottom;text-align:center;">EN ISO 140-3 </td> </tr> <tr style="height:20px;"> <td data-sheets-value='{"1":2,"2":"Material"}' style="border-bottom:1px solid #000000;overflow:hidden;padding:0px 3px 0px 3px;vertical-align:bottom;background-color:#000000;font-weight:bold;color:#ffffff;">Material</td> <td data-sheets-value='{"1":2,"2":"Walls"}' style="border-bottom:1px solid #000000;overflow:hidden;padding:0px 3px 0px 3px;vertical-align:bottom;background-color:#000000;font-weight:bold;color:#ffffff;">Walls</td> <td data-sheets-value='{"1":2,"2":"Shells"}' style="border-bottom:1px solid #000000;overflow:hidden;padding:0px 3px 0px 3px;vertical-align:bottom;background-color:#000000;font-weight:bold;color:#ffffff;">Shells</td> <td data-sheets-numberformat='{"1":2,"2":"0.00","3":1}' data-sheets-value='{"1":2,"2":"(W/m²K)\t"}' style="border-bottom:1px solid #000000;overflow:hidden;padding:0px 3px 0px 3px;vertical-align:bottom;background-color:#000000;font-weight:bold;color:#ffffff;text-align:center;">(W/m²K) </td> <td data-sheets-numberformat='{"1":2,"2":"0","3":1}' data-sheets-value='{"1":2,"2":"(%)"}' style="border-bottom:1px solid #000000;overflow:hidden;padding:0px 3px 0px 3px;vertical-align:bottom;background-color:#000000;font-weight:bold;color:#ffffff;text-align:center;">(%)</td> <td data-sheets-numberformat='{"1":2,"2":"0","3":1}' data-sheets-value='{"1":2,"2":"(%)"}' style="border-bottom:1px solid #000000;overflow:hidden;padding:0px 3px 0px 3px;vertical-align:bottom;background-color:#000000;font-weight:bold;color:#ffffff;text-align:center;">(%)</td> <td data-sheets-value='{"1":2,"2":"(dB)"}' style="border-bottom:1px solid #000000;overflow:hidden;padding:0px 3px 0px 3px;vertical-align:bottom;background-color:#000000;font-weight:bold;color:#ffffff;text-align:center;">(dB)</td> </tr> <tr style="height:20px;"> <td data-sheets-value='{"1":2,"2":"Acrylic"}' style="border-left:1px solid #000000;overflow:hidden;padding:0px 3px 0px 3px;vertical-align:bottom;">Acrylic</td> <td data-sheets-value='{"1":2,"2":"EW"}' style="overflow:hidden;padding:0px 3px 0px 3px;vertical-align:bottom;">EW</td> <td data-sheets-value='{"1":2,"2":"Clear (H)"}' style="overflow:hidden;padding:0px 3px 0px 3px;vertical-align:bottom;">Clear (H)</td> <td data-sheets-numberformat='{"1":2,"2":"0.00","3":1}' data-sheets-value='{"1":3,"3":1.19}' style="overflow:hidden;padding:0px 3px 0px 3px;vertical-align:bottom;text-align:center;">1.19</td> <td data-sheets-numberformat='{"1":2,"2":"0","3":1}' data-sheets-value='{"1":3,"3":36.9}' style="overflow:hidden;padding:0px 3px 0px 3px;vertical-align:bottom;text-align:center;">37</td> <td data-sheets-numberformat='{"1":2,"2":"0","3":1}' data-sheets-value='{"1":3,"3":57.42}' style="overflow:hidden;padding:0px 3px 0px 3px;vertical-align:bottom;text-align:center;">57</td> <td data-sheets-value='{"1":3,"3":24}' style="border-right:1px solid #000000;overflow:hidden;padding:0px 3px 0px 3px;vertical-align:bottom;text-align:center;">24</td> </tr> <tr style="height:20px;"> <td data-sheets-value='{"1":2,"2":"PMMA"}' style="border-left:1px solid #000000;overflow:hidden;padding:0px 3px 0px 3px;vertical-align:bottom;">PMMA</td> <td style="overflow:hidden;padding:0px 3px 0px 3px;vertical-align:bottom;"></td> <td data-sheets-value='{"1":2,"2":"Opal (O)"}' style="overflow:hidden;padding:0px 3px 0px 3px;vertical-align:bottom;">Opal (O)</td> <td data-sheets-numberformat='{"1":2,"2":"0.00","3":1}' data-sheets-value='{"1":3,"3":1.19}' style="overflow:hidden;padding:0px 3px 0px 3px;vertical-align:bottom;text-align:center;">1.19</td> <td data-sheets-numberformat='{"1":2,"2":"0","3":1}' data-sheets-value='{"1":3,"3":34.03}' style="overflow:hidden;padding:0px 3px 0px 3px;vertical-align:bottom;text-align:center;">34</td> <td data-sheets-numberformat='{"1":2,"2":"0","3":1}' data-sheets-value='{"1":3,"3":50.160000000000004}' style="overflow:hidden;padding:0px 3px 0px 3px;vertical-align:bottom;text-align:center;">50</td> <td data-sheets-value='{"1":3,"3":24}' style="border-right:1px solid #000000;overflow:hidden;padding:0px 3px 0px 3px;vertical-align:bottom;text-align:center;">24</td> </tr> <tr style="height:20px;"> <td style="border-left:1px solid #000000;overflow:hidden;padding:0px 3px 0px 3px;vertical-align:bottom;"></td> <td data-sheets-value='{"1":2,"2":"DW"}' style="overflow:hidden;padding:0px 3px 0px 3px;vertical-align:bottom;">DW</td> <td data-sheets-value='{"1":2,"2":"Clear (H/H)"}' style="overflow:hidden;padding:0px 3px 0px 3px;vertical-align:bottom;">Clear (H/H)</td> <td data-sheets-numberformat='{"1":2,"2":"0.00","3":1}' data-sheets-value='{"1":3,"3":0.98}' style="overflow:hidden;padding:0px 3px 0px 3px;vertical-align:bottom;text-align:center;">0.98</td> <td data-sheets-numberformat='{"1":2,"2":"0","3":1}' data-sheets-value='{"1":3,"3":33.21}' style="overflow:hidden;padding:0px 3px 0px 3px;vertical-align:bottom;text-align:center;">33</td> <td data-sheets-numberformat='{"1":2,"2":"0","3":1}' data-sheets-value='{"1":3,"3":49.5}' style="overflow:hidden;padding:0px 3px 0px 3px;vertical-align:bottom;text-align:center;">50</td> <td data-sheets-value='{"1":3,"3":26}' style="border-right:1px solid #000000;overflow:hidden;padding:0px 3px 0px 3px;vertical-align:bottom;text-align:center;">26</td> </tr> <tr style="height:20px;"> <td style="border-bottom:1px solid #000000;border-left:1px solid #000000;overflow:hidden;padding:0px 3px 0px 3px;vertical-align:bottom;"></td> <td style="border-bottom:1px solid #000000;overflow:hidden;padding:0px 3px 0px 3px;vertical-align:bottom;"></td> <td data-sheets-value='{"1":2,"2":"Opal (O/O)"}' style="border-bottom:1px solid #000000;overflow:hidden;padding:0px 3px 0px 3px;vertical-align:bottom;">Opal (O/O)</td> <td data-sheets-numberformat='{"1":2,"2":"0.00","3":1}' data-sheets-value='{"1":3,"3":0.98}' style="border-bottom:1px solid #000000;overflow:hidden;padding:0px 3px 0px 3px;vertical-align:bottom;text-align:center;">0.98</td> <td data-sheets-numberformat='{"1":2,"2":"0","3":1}' data-sheets-value='{"1":3,"3":28.29}' style="border-bottom:1px solid #000000;overflow:hidden;padding:0px 3px 0px 3px;vertical-align:bottom;text-align:center;">28</td> <td data-sheets-numberformat='{"1":2,"2":"0","3":1}' data-sheets-value='{"1":3,"3":38.28}' style="border-bottom:1px solid #000000;overflow:hidden;padding:0px 3px 0px 3px;vertical-align:bottom;text-align:center;">38</td> <td data-sheets-value='{"1":3,"3":26}' style="border-right:1px solid #000000;border-bottom:1px solid #000000;overflow:hidden;padding:0px 3px 0px 3px;vertical-align:bottom;text-align:center;">26</td> </tr> <tr style="height:20px;"> <td data-sheets-value='{"1":2,"2":"Polycarbonate "}' style="border-left:1px solid #000000;overflow:hidden;padding:0px 3px 0px 3px;vertical-align:bottom;">Polycarbonate </td> <td data-sheets-value='{"1":2,"2":"EW"}' style="overflow:hidden;padding:0px 3px 0px 3px;vertical-align:bottom;">EW</td> <td data-sheets-value='{"1":2,"2":"Clear (A)"}' style="overflow:hidden;padding:0px 3px 0px 3px;vertical-align:bottom;">Clear (A)</td> <td data-sheets-numberformat='{"1":2,"2":"0.00","3":1}' data-sheets-value='{"1":3,"3":1.19}' style="overflow:hidden;padding:0px 3px 0px 3px;vertical-align:bottom;text-align:center;">1.19</td> <td data-sheets-numberformat='{"1":2,"2":"0","3":1}' data-sheets-value='{"1":3,"3":36.08}' style="overflow:hidden;padding:0px 3px 0px 3px;vertical-align:bottom;text-align:center;">36</td> <td data-sheets-numberformat='{"1":2,"2":"0","3":1}' data-sheets-value='{"1":3,"3":54.78}' style="overflow:hidden;padding:0px 3px 0px 3px;vertical-align:bottom;text-align:center;">55</td> <td data-sheets-value='{"1":3,"3":24}' style="border-right:1px solid #000000;overflow:hidden;padding:0px 3px 0px 3px;vertical-align:bottom;text-align:center;">24</td> </tr> <tr style="height:20px;"> <td data-sheets-value='{"1":2,"2":"PC"}' style="border-left:1px solid #000000;overflow:hidden;padding:0px 3px 0px 3px;vertical-align:bottom;">PC</td> <td style="overflow:hidden;padding:0px 3px 0px 3px;vertical-align:bottom;"></td> <td data-sheets-value='{"1":2,"2":"Opal (D)"}' style="overflow:hidden;padding:0px 3px 0px 3px;vertical-align:bottom;">Opal (D)</td> <td data-sheets-numberformat='{"1":2,"2":"0.00","3":1}' data-sheets-value='{"1":3,"3":1.19}' style="overflow:hidden;padding:0px 3px 0px 3px;vertical-align:bottom;text-align:center;">1.19</td> <td data-sheets-numberformat='{"1":2,"2":"0","3":1}' data-sheets-value='{"1":3,"3":23.779999999999998}' style="overflow:hidden;padding:0px 3px 0px 3px;vertical-align:bottom;text-align:center;">24</td> <td data-sheets-numberformat='{"1":2,"2":"0","3":1}' data-sheets-value='{"1":3,"3":39.6}' style="overflow:hidden;padding:0px 3px 0px 3px;vertical-align:bottom;text-align:center;">40</td> <td data-sheets-value='{"1":3,"3":24}' style="border-right:1px solid #000000;overflow:hidden;padding:0px 3px 0px 3px;vertical-align:bottom;text-align:center;">24</td> </tr> <tr style="height:20px;"> <td style="border-left:1px solid #000000;overflow:hidden;padding:0px 3px 0px 3px;vertical-align:bottom;"></td> <td data-sheets-value='{"1":2,"2":"DW"}' style="overflow:hidden;padding:0px 3px 0px 3px;vertical-align:bottom;">DW</td> <td data-sheets-value='{"1":2,"2":"Clear (A/H)"}' style="overflow:hidden;padding:0px 3px 0px 3px;vertical-align:bottom;">Clear (A/H)</td> <td data-sheets-numberformat='{"1":2,"2":"0.00","3":1}' data-sheets-value='{"1":3,"3":0.98}' style="overflow:hidden;padding:0px 3px 0px 3px;vertical-align:bottom;text-align:center;">0.98</td> <td data-sheets-numberformat='{"1":2,"2":"0","3":1}' data-sheets-value='{"1":3,"3":32.39}' style="overflow:hidden;padding:0px 3px 0px 3px;vertical-align:bottom;text-align:center;">32</td> <td data-sheets-numberformat='{"1":2,"2":"0","3":1}' data-sheets-value='{"1":3,"3":47.52}' style="overflow:hidden;padding:0px 3px 0px 3px;vertical-align:bottom;text-align:center;">48</td> <td data-sheets-value='{"1":3,"3":26}' style="border-right:1px solid #000000;overflow:hidden;padding:0px 3px 0px 3px;vertical-align:bottom;text-align:center;">26</td> </tr> <tr style="height:20px;"> <td style="border-left:1px solid #000000;overflow:hidden;padding:0px 3px 0px 3px;vertical-align:bottom;"></td> <td style="overflow:hidden;padding:0px 3px 0px 3px;vertical-align:bottom;"></td> <td data-sheets-value='{"1":2,"2":"Clear (A/A)"}' style="overflow:hidden;padding:0px 3px 0px 3px;vertical-align:bottom;">Clear (A/A)</td> <td data-sheets-numberformat='{"1":2,"2":"0.00","3":1}' data-sheets-value='{"1":3,"3":0.98}' style="overflow:hidden;padding:0px 3px 0px 3px;vertical-align:bottom;text-align:center;">0.98</td> <td data-sheets-numberformat='{"1":2,"2":"0","3":1}' data-sheets-value='{"1":3,"3":31.569999999999997}' style="overflow:hidden;padding:0px 3px 0px 3px;vertical-align:bottom;text-align:center;">32</td> <td data-sheets-numberformat='{"1":2,"2":"0","3":1}' data-sheets-value='{"1":3,"3":45.54}' style="overflow:hidden;padding:0px 3px 0px 3px;vertical-align:bottom;text-align:center;">46</td> <td data-sheets-value='{"1":3,"3":26}' style="border-right:1px solid #000000;overflow:hidden;padding:0px 3px 0px 3px;vertical-align:bottom;text-align:center;">26</td> </tr> <tr style="height:20px;"> <td style="border-left:1px solid #000000;overflow:hidden;padding:0px 3px 0px 3px;vertical-align:bottom;"></td> <td style="overflow:hidden;padding:0px 3px 0px 3px;vertical-align:bottom;"></td> <td data-sheets-value='{"1":2,"2":"Opal (A/O)"}' style="overflow:hidden;padding:0px 3px 0px 3px;vertical-align:bottom;">Opal (A/O)</td> <td data-sheets-numberformat='{"1":2,"2":"0.00","3":1}' data-sheets-value='{"1":3,"3":0.98}' style="overflow:hidden;padding:0px 3px 0px 3px;vertical-align:bottom;text-align:center;">0.98</td> <td data-sheets-numberformat='{"1":2,"2":"0","3":1}' data-sheets-value='{"1":3,"3":29.93}' style="overflow:hidden;padding:0px 3px 0px 3px;vertical-align:bottom;text-align:center;">30</td> <td data-sheets-numberformat='{"1":2,"2":"0","3":1}' data-sheets-value='{"1":3,"3":41.580000000000005}' style="overflow:hidden;padding:0px 3px 0px 3px;vertical-align:bottom;text-align:center;">42</td> <td data-sheets-value='{"1":3,"3":26}' style="border-right:1px solid #000000;overflow:hidden;padding:0px 3px 0px 3px;vertical-align:bottom;text-align:center;">26</td> </tr> <tr style="height:20px;"> <td style="border-bottom:1px solid #000000;border-left:1px solid #000000;overflow:hidden;padding:0px 3px 0px 3px;vertical-align:bottom;"></td> <td style="border-bottom:1px solid #000000;overflow:hidden;padding:0px 3px 0px 3px;vertical-align:bottom;"></td> <td data-sheets-value='{"1":2,"2":"Opal (A/D)"}' style="border-bottom:1px solid #000000;overflow:hidden;padding:0px 3px 0px 3px;vertical-align:bottom;">Opal (A/D)</td> <td data-sheets-numberformat='{"1":2,"2":"0.00","3":1}' data-sheets-value='{"1":3,"3":0.98}' style="border-bottom:1px solid #000000;overflow:hidden;padding:0px 3px 0px 3px;vertical-align:bottom;text-align:center;">0.98</td> <td data-sheets-numberformat='{"1":2,"2":"0","3":1}' data-sheets-value='{"1":3,"3":20.91}' style="border-bottom:1px solid #000000;overflow:hidden;padding:0px 3px 0px 3px;vertical-align:bottom;text-align:center;">21</td> <td data-sheets-numberformat='{"1":2,"2":"0","3":1}' data-sheets-value='{"1":3,"3":33}' style="border-bottom:1px solid #000000;overflow:hidden;padding:0px 3px 0px 3px;vertical-align:bottom;text-align:center;">33</td> <td data-sheets-value='{"1":3,"3":26}' style="border-right:1px solid #000000;border-bottom:1px solid #000000;overflow:hidden;padding:0px 3px 0px 3px;vertical-align:bottom;text-align:center;">26</td> </tr> <tr style="height:20px;"> <td data-sheets-value='{"1":2,"2":"Polycarbonate"}' style="border-left:1px solid #000000;overflow:hidden;padding:0px 3px 0px 3px;vertical-align:bottom;">Polycarbonate</td> <td data-sheets-value='{"1":2,"2":"EW"}' style="overflow:hidden;padding:0px 3px 0px 3px;vertical-align:bottom;">EW</td> <td data-sheets-value='{"1":2,"2":"Heatstop Opal (T)"}' style="overflow:hidden;padding:0px 3px 0px 3px;vertical-align:bottom;">Heatstop Opal (T)</td> <td data-sheets-numberformat='{"1":2,"2":"0.00","3":1}' data-sheets-value='{"1":3,"3":1.19}' style="overflow:hidden;padding:0px 3px 0px 3px;vertical-align:bottom;text-align:center;">1.19</td> <td data-sheets-numberformat='{"1":2,"2":"0","3":1}' data-sheets-value='{"1":3,"3":20.09}' style="overflow:hidden;padding:0px 3px 0px 3px;vertical-align:bottom;text-align:center;">20</td> <td data-sheets-numberformat='{"1":2,"2":"0","3":1}' data-sheets-value='{"1":3,"3":38.940000000000005}' style="overflow:hidden;padding:0px 3px 0px 3px;vertical-align:bottom;text-align:center;">39</td> <td data-sheets-value='{"1":3,"3":24}' style="border-right:1px solid #000000;overflow:hidden;padding:0px 3px 0px 3px;vertical-align:bottom;text-align:center;">24</td> </tr> <tr style="height:20px;"> <td data-sheets-value='{"1":2,"2":"Heatstop PC"}' style="border-left:1px solid #000000;overflow:hidden;padding:0px 3px 0px 3px;vertical-align:bottom;">Heatstop PC</td> <td data-sheets-value='{"1":2,"2":"DW"}' style="overflow:hidden;padding:0px 3px 0px 3px;vertical-align:bottom;">DW</td> <td data-sheets-value='{"1":2,"2":"Clear (T/H)"}' style="overflow:hidden;padding:0px 3px 0px 3px;vertical-align:bottom;">Clear (T/H)</td> <td data-sheets-numberformat='{"1":2,"2":"0.00","3":1}' data-sheets-value='{"1":3,"3":0.98}' style="overflow:hidden;padding:0px 3px 0px 3px;vertical-align:bottom;text-align:center;">0.98</td> <td data-sheets-numberformat='{"1":2,"2":"0","3":1}' data-sheets-value='{"1":3,"3":18.04}' style="overflow:hidden;padding:0px 3px 0px 3px;vertical-align:bottom;text-align:center;">18</td> <td data-sheets-numberformat='{"1":2,"2":"0","3":1}' data-sheets-value='{"1":3,"3":33.660000000000004}' style="overflow:hidden;padding:0px 3px 0px 3px;vertical-align:bottom;text-align:center;">34</td> <td data-sheets-value='{"1":3,"3":26}' style="border-right:1px solid #000000;overflow:hidden;padding:0px 3px 0px 3px;vertical-align:bottom;text-align:center;">26</td> </tr> <tr style="height:20px;"> <td style="border-bottom:1px solid #000000;border-left:1px solid #000000;overflow:hidden;padding:0px 3px 0px 3px;vertical-align:bottom;"></td> <td style="border-bottom:1px solid #000000;overflow:hidden;padding:0px 3px 0px 3px;vertical-align:bottom;"></td> <td data-sheets-value='{"1":2,"2":"Opal (T/O)"}' style="border-bottom:1px solid #000000;overflow:hidden;padding:0px 3px 0px 3px;vertical-align:bottom;">Opal (T/O)</td> <td data-sheets-numberformat='{"1":2,"2":"0.00","3":1}' data-sheets-value='{"1":3,"3":0.98}' style="border-bottom:1px solid #000000;overflow:hidden;padding:0px 3px 0px 3px;vertical-align:bottom;text-align:center;">0.98</td> <td data-sheets-numberformat='{"1":2,"2":"0","3":1}' data-sheets-value='{"1":3,"3":16.81}' style="border-bottom:1px solid #000000;overflow:hidden;padding:0px 3px 0px 3px;vertical-align:bottom;text-align:center;">17</td> <td data-sheets-numberformat='{"1":2,"2":"0","3":1}' data-sheets-value='{"1":3,"3":29.700000000000003}' style="border-bottom:1px solid #000000;overflow:hidden;padding:0px 3px 0px 3px;vertical-align:bottom;text-align:center;">30</td> <td data-sheets-value='{"1":3,"3":26}' style="border-right:1px solid #000000;border-bottom:1px solid #000000;overflow:hidden;padding:0px 3px 0px 3px;vertical-align:bottom;text-align:center;">26</td> </tr> </tbody></table> | skylux-160-ce-met-koepel-en-pvc-opstand-16-00-met-lm-motor-pvc-raam-type-ep25-en-windvang-0900-x-1200-mm | 8586025959757 | 46872336695629
Smoke and heat exhaust (SHEV) | SHE system | Skylux | Skylux 160° CE with skylight and PVC curb 16/00 with LM-actuator, PVC frame type EP25 and spoiler 0900 x 1500 mm |  | 50322 | 5412970503224 | 4532.7 | Yes | 30-45 | 71.96 | 900 x 1500 mm | 1500 | 900 |  | PVC 16/00 (16 cm high & roof opening = daylight size) | Rectangular | 1.19 W/m²K - 0.98 W/m²K | 57% - 30% | 37% - 17% | 24dB - 26dB | 160° CE (for industry) | PVC frame EP25 | with spoiler | E | Single actuator | Maximum double-walled skylight possible for this product | Ut-value LT-value g-value Rw-value EN 1873 : 2014 EN ISO 13468 EN 16153 EN 410 EN 410 EN ISO 140-3 Material Walls Shells (W/m²K) (%) (%) (dB) Acrylic EW Clear (H) 1.19 37 57 24 PMMA Opal (O) 1.19 34 50 24 DW Clear (H/H) 0.98 33 50 26 Opal (O/O) 0.98 28 38 26 Polycarbonate EW Clear (A) 1.19 36 55 24 PC Opal (D) 1.19 24 40 24 DW Clear (A/H) 0.98 32 48 26 Clear (A/A) 0.98 32 46 26 Opal (A/O) 0.98 30 42 26 Opal (A/D) 0.98 21 33 26 Polycarbonate EW Heatstop Opal (T) 1.19 20 39 24 Heatstop PC DW Clear (T/H) 0.98 18 34 26 Opal (T/O) 0.98 17 30 26 | https://skylux.eu/en/products/skylux-160-ce-met-koepel-en-pvc-opstand-16-00-met-lm-motor-pvc-raam-type-ep25-en-windvang-0900-x-1500-mm | https://skylux.eu/cdn/shop/files/Skylux-160deg-CE-met-koepel-en-pvc-opstand-1600-met-LM-motor-pvc-raam-type-EP25-en-windvang-0900-x-1500-mm-RWA-systeem.jpg?v=1702979865&width=1600 | https://skylux.eu/cdn/shop/files/e5a82811-1bb0-48e4-a776-cacb59c7c092_60ad7f43-60ec-46fc-905a-1066dffdd5e6.jpg?v=1688550997&width=1600 | //skylux.eu/cdn/shop/files/E_MH_Mounting_instructions_Skylux_160_CE_LM.pdf?v=12406716259046007223 | //skylux.eu/cdn/shop/files/E_TD_Technical_File_Skylux_Skylux_160_CE_Electric.pdf?v=3667116872303399239 | <style type="text/css" id="isPasted"><!--td {border: 1px solid #cccccc;}br {mso-data-placement:same-cell;}--></style><table border="1" cellpadding="0" cellspacing="0" dir="ltr" style="table-layout:fixed;font-size:10pt;font-family:Arial;border-collapse:collapse;border:none;"><tbody> <tr style="height:20px;"> <td style="overflow:hidden;padding:0px 3px 0px 3px;vertical-align:bottom;"></td> <td style="overflow:hidden;padding:0px 3px 0px 3px;vertical-align:bottom;"></td> <td style="overflow:hidden;padding:0px 3px 0px 3px;vertical-align:bottom;"></td> <td data-sheets-value='{"1":2,"2":"Ut-value"}' style="overflow:hidden;padding:0px 3px 0px 3px;vertical-align:bottom;font-weight:bold;text-align:center;">Ut-value</td> <td data-sheets-value='{"1":2,"2":"LT-value"}' style="overflow:hidden;padding:0px 3px 0px 3px;vertical-align:bottom;font-weight:bold;text-align:center;">LT-value</td> <td data-sheets-value='{"1":2,"2":"g-value"}' style="overflow:hidden;padding:0px 3px 0px 3px;vertical-align:bottom;font-weight:bold;text-align:center;">g-value</td> <td data-sheets-value='{"1":2,"2":"Rw-value "}' style="overflow:hidden;padding:0px 3px 0px 3px;vertical-align:bottom;font-weight:bold;text-align:center;">Rw-value </td> </tr> <tr style="height:20px;"> <td style="overflow:hidden;padding:0px 3px 0px 3px;vertical-align:bottom;"></td> <td style="overflow:hidden;padding:0px 3px 0px 3px;vertical-align:bottom;"></td> <td style="overflow:hidden;padding:0px 3px 0px 3px;vertical-align:bottom;"></td> <td data-sheets-numberformat='{"1":2,"2":"0.00","3":1}' data-sheets-value='{"1":2,"2":"EN 1873 : 2014"}' style="overflow:hidden;padding:0px 3px 0px 3px;vertical-align:bottom;text-align:center;">EN 1873 : 2014</td> <td data-sheets-numberformat='{"1":2,"2":"0","3":1}' data-sheets-value='{"1":2,"2":"EN ISO 13468 EN 16153 EN 410"}' style="overflow:hidden;padding:0px 3px 0px 3px;vertical-align:bottom;text-align:center;">EN ISO 13468 EN 16153 EN 410</td> <td data-sheets-numberformat='{"1":2,"2":"0","3":1}' data-sheets-value='{"1":2,"2":"EN 410"}' style="overflow:hidden;padding:0px 3px 0px 3px;vertical-align:bottom;text-align:center;">EN 410</td> <td data-sheets-value='{"1":2,"2":"EN ISO 140-3\t\t"}' style="overflow:hidden;padding:0px 3px 0px 3px;vertical-align:bottom;text-align:center;">EN ISO 140-3 </td> </tr> <tr style="height:20px;"> <td data-sheets-value='{"1":2,"2":"Material"}' style="border-bottom:1px solid #000000;overflow:hidden;padding:0px 3px 0px 3px;vertical-align:bottom;background-color:#000000;font-weight:bold;color:#ffffff;">Material</td> <td data-sheets-value='{"1":2,"2":"Walls"}' style="border-bottom:1px solid #000000;overflow:hidden;padding:0px 3px 0px 3px;vertical-align:bottom;background-color:#000000;font-weight:bold;color:#ffffff;">Walls</td> <td data-sheets-value='{"1":2,"2":"Shells"}' style="border-bottom:1px solid #000000;overflow:hidden;padding:0px 3px 0px 3px;vertical-align:bottom;background-color:#000000;font-weight:bold;color:#ffffff;">Shells</td> <td data-sheets-numberformat='{"1":2,"2":"0.00","3":1}' data-sheets-value='{"1":2,"2":"(W/m²K)\t"}' style="border-bottom:1px solid #000000;overflow:hidden;padding:0px 3px 0px 3px;vertical-align:bottom;background-color:#000000;font-weight:bold;color:#ffffff;text-align:center;">(W/m²K) </td> <td data-sheets-numberformat='{"1":2,"2":"0","3":1}' data-sheets-value='{"1":2,"2":"(%)"}' style="border-bottom:1px solid #000000;overflow:hidden;padding:0px 3px 0px 3px;vertical-align:bottom;background-color:#000000;font-weight:bold;color:#ffffff;text-align:center;">(%)</td> <td data-sheets-numberformat='{"1":2,"2":"0","3":1}' data-sheets-value='{"1":2,"2":"(%)"}' style="border-bottom:1px solid #000000;overflow:hidden;padding:0px 3px 0px 3px;vertical-align:bottom;background-color:#000000;font-weight:bold;color:#ffffff;text-align:center;">(%)</td> <td data-sheets-value='{"1":2,"2":"(dB)"}' style="border-bottom:1px solid #000000;overflow:hidden;padding:0px 3px 0px 3px;vertical-align:bottom;background-color:#000000;font-weight:bold;color:#ffffff;text-align:center;">(dB)</td> </tr> <tr style="height:20px;"> <td data-sheets-value='{"1":2,"2":"Acrylic"}' style="border-left:1px solid #000000;overflow:hidden;padding:0px 3px 0px 3px;vertical-align:bottom;">Acrylic</td> <td data-sheets-value='{"1":2,"2":"EW"}' style="overflow:hidden;padding:0px 3px 0px 3px;vertical-align:bottom;">EW</td> <td data-sheets-value='{"1":2,"2":"Clear (H)"}' style="overflow:hidden;padding:0px 3px 0px 3px;vertical-align:bottom;">Clear (H)</td> <td data-sheets-numberformat='{"1":2,"2":"0.00","3":1}' data-sheets-value='{"1":3,"3":1.19}' style="overflow:hidden;padding:0px 3px 0px 3px;vertical-align:bottom;text-align:center;">1.19</td> <td data-sheets-numberformat='{"1":2,"2":"0","3":1}' data-sheets-value='{"1":3,"3":36.9}' style="overflow:hidden;padding:0px 3px 0px 3px;vertical-align:bottom;text-align:center;">37</td> <td data-sheets-numberformat='{"1":2,"2":"0","3":1}' data-sheets-value='{"1":3,"3":57.42}' style="overflow:hidden;padding:0px 3px 0px 3px;vertical-align:bottom;text-align:center;">57</td> <td data-sheets-value='{"1":3,"3":24}' style="border-right:1px solid #000000;overflow:hidden;padding:0px 3px 0px 3px;vertical-align:bottom;text-align:center;">24</td> </tr> <tr style="height:20px;"> <td data-sheets-value='{"1":2,"2":"PMMA"}' style="border-left:1px solid #000000;overflow:hidden;padding:0px 3px 0px 3px;vertical-align:bottom;">PMMA</td> <td style="overflow:hidden;padding:0px 3px 0px 3px;vertical-align:bottom;"></td> <td data-sheets-value='{"1":2,"2":"Opal (O)"}' style="overflow:hidden;padding:0px 3px 0px 3px;vertical-align:bottom;">Opal (O)</td> <td data-sheets-numberformat='{"1":2,"2":"0.00","3":1}' data-sheets-value='{"1":3,"3":1.19}' style="overflow:hidden;padding:0px 3px 0px 3px;vertical-align:bottom;text-align:center;">1.19</td> <td data-sheets-numberformat='{"1":2,"2":"0","3":1}' data-sheets-value='{"1":3,"3":34.03}' style="overflow:hidden;padding:0px 3px 0px 3px;vertical-align:bottom;text-align:center;">34</td> <td data-sheets-numberformat='{"1":2,"2":"0","3":1}' data-sheets-value='{"1":3,"3":50.160000000000004}' style="overflow:hidden;padding:0px 3px 0px 3px;vertical-align:bottom;text-align:center;">50</td> <td data-sheets-value='{"1":3,"3":24}' style="border-right:1px solid #000000;overflow:hidden;padding:0px 3px 0px 3px;vertical-align:bottom;text-align:center;">24</td> </tr> <tr style="height:20px;"> <td style="border-left:1px solid #000000;overflow:hidden;padding:0px 3px 0px 3px;vertical-align:bottom;"></td> <td data-sheets-value='{"1":2,"2":"DW"}' style="overflow:hidden;padding:0px 3px 0px 3px;vertical-align:bottom;">DW</td> <td data-sheets-value='{"1":2,"2":"Clear (H/H)"}' style="overflow:hidden;padding:0px 3px 0px 3px;vertical-align:bottom;">Clear (H/H)</td> <td data-sheets-numberformat='{"1":2,"2":"0.00","3":1}' data-sheets-value='{"1":3,"3":0.98}' style="overflow:hidden;padding:0px 3px 0px 3px;vertical-align:bottom;text-align:center;">0.98</td> <td data-sheets-numberformat='{"1":2,"2":"0","3":1}' data-sheets-value='{"1":3,"3":33.21}' style="overflow:hidden;padding:0px 3px 0px 3px;vertical-align:bottom;text-align:center;">33</td> <td data-sheets-numberformat='{"1":2,"2":"0","3":1}' data-sheets-value='{"1":3,"3":49.5}' style="overflow:hidden;padding:0px 3px 0px 3px;vertical-align:bottom;text-align:center;">50</td> <td data-sheets-value='{"1":3,"3":26}' style="border-right:1px solid #000000;overflow:hidden;padding:0px 3px 0px 3px;vertical-align:bottom;text-align:center;">26</td> </tr> <tr style="height:20px;"> <td style="border-bottom:1px solid #000000;border-left:1px solid #000000;overflow:hidden;padding:0px 3px 0px 3px;vertical-align:bottom;"></td> <td style="border-bottom:1px solid #000000;overflow:hidden;padding:0px 3px 0px 3px;vertical-align:bottom;"></td> <td data-sheets-value='{"1":2,"2":"Opal (O/O)"}' style="border-bottom:1px solid #000000;overflow:hidden;padding:0px 3px 0px 3px;vertical-align:bottom;">Opal (O/O)</td> <td data-sheets-numberformat='{"1":2,"2":"0.00","3":1}' data-sheets-value='{"1":3,"3":0.98}' style="border-bottom:1px solid #000000;overflow:hidden;padding:0px 3px 0px 3px;vertical-align:bottom;text-align:center;">0.98</td> <td data-sheets-numberformat='{"1":2,"2":"0","3":1}' data-sheets-value='{"1":3,"3":28.29}' style="border-bottom:1px solid #000000;overflow:hidden;padding:0px 3px 0px 3px;vertical-align:bottom;text-align:center;">28</td> <td data-sheets-numberformat='{"1":2,"2":"0","3":1}' data-sheets-value='{"1":3,"3":38.28}' style="border-bottom:1px solid #000000;overflow:hidden;padding:0px 3px 0px 3px;vertical-align:bottom;text-align:center;">38</td> <td data-sheets-value='{"1":3,"3":26}' style="border-right:1px solid #000000;border-bottom:1px solid #000000;overflow:hidden;padding:0px 3px 0px 3px;vertical-align:bottom;text-align:center;">26</td> </tr> <tr style="height:20px;"> <td data-sheets-value='{"1":2,"2":"Polycarbonate "}' style="border-left:1px solid #000000;overflow:hidden;padding:0px 3px 0px 3px;vertical-align:bottom;">Polycarbonate </td> <td data-sheets-value='{"1":2,"2":"EW"}' style="overflow:hidden;padding:0px 3px 0px 3px;vertical-align:bottom;">EW</td> <td data-sheets-value='{"1":2,"2":"Clear (A)"}' style="overflow:hidden;padding:0px 3px 0px 3px;vertical-align:bottom;">Clear (A)</td> <td data-sheets-numberformat='{"1":2,"2":"0.00","3":1}' data-sheets-value='{"1":3,"3":1.19}' style="overflow:hidden;padding:0px 3px 0px 3px;vertical-align:bottom;text-align:center;">1.19</td> <td data-sheets-numberformat='{"1":2,"2":"0","3":1}' data-sheets-value='{"1":3,"3":36.08}' style="overflow:hidden;padding:0px 3px 0px 3px;vertical-align:bottom;text-align:center;">36</td> <td data-sheets-numberformat='{"1":2,"2":"0","3":1}' data-sheets-value='{"1":3,"3":54.78}' style="overflow:hidden;padding:0px 3px 0px 3px;vertical-align:bottom;text-align:center;">55</td> <td data-sheets-value='{"1":3,"3":24}' style="border-right:1px solid #000000;overflow:hidden;padding:0px 3px 0px 3px;vertical-align:bottom;text-align:center;">24</td> </tr> <tr style="height:20px;"> <td data-sheets-value='{"1":2,"2":"PC"}' style="border-left:1px solid #000000;overflow:hidden;padding:0px 3px 0px 3px;vertical-align:bottom;">PC</td> <td style="overflow:hidden;padding:0px 3px 0px 3px;vertical-align:bottom;"></td> <td data-sheets-value='{"1":2,"2":"Opal (D)"}' style="overflow:hidden;padding:0px 3px 0px 3px;vertical-align:bottom;">Opal (D)</td> <td data-sheets-numberformat='{"1":2,"2":"0.00","3":1}' data-sheets-value='{"1":3,"3":1.19}' style="overflow:hidden;padding:0px 3px 0px 3px;vertical-align:bottom;text-align:center;">1.19</td> <td data-sheets-numberformat='{"1":2,"2":"0","3":1}' data-sheets-value='{"1":3,"3":23.779999999999998}' style="overflow:hidden;padding:0px 3px 0px 3px;vertical-align:bottom;text-align:center;">24</td> <td data-sheets-numberformat='{"1":2,"2":"0","3":1}' data-sheets-value='{"1":3,"3":39.6}' style="overflow:hidden;padding:0px 3px 0px 3px;vertical-align:bottom;text-align:center;">40</td> <td data-sheets-value='{"1":3,"3":24}' style="border-right:1px solid #000000;overflow:hidden;padding:0px 3px 0px 3px;vertical-align:bottom;text-align:center;">24</td> </tr> <tr style="height:20px;"> <td style="border-left:1px solid #000000;overflow:hidden;padding:0px 3px 0px 3px;vertical-align:bottom;"></td> <td data-sheets-value='{"1":2,"2":"DW"}' style="overflow:hidden;padding:0px 3px 0px 3px;vertical-align:bottom;">DW</td> <td data-sheets-value='{"1":2,"2":"Clear (A/H)"}' style="overflow:hidden;padding:0px 3px 0px 3px;vertical-align:bottom;">Clear (A/H)</td> <td data-sheets-numberformat='{"1":2,"2":"0.00","3":1}' data-sheets-value='{"1":3,"3":0.98}' style="overflow:hidden;padding:0px 3px 0px 3px;vertical-align:bottom;text-align:center;">0.98</td> <td data-sheets-numberformat='{"1":2,"2":"0","3":1}' data-sheets-value='{"1":3,"3":32.39}' style="overflow:hidden;padding:0px 3px 0px 3px;vertical-align:bottom;text-align:center;">32</td> <td data-sheets-numberformat='{"1":2,"2":"0","3":1}' data-sheets-value='{"1":3,"3":47.52}' style="overflow:hidden;padding:0px 3px 0px 3px;vertical-align:bottom;text-align:center;">48</td> <td data-sheets-value='{"1":3,"3":26}' style="border-right:1px solid #000000;overflow:hidden;padding:0px 3px 0px 3px;vertical-align:bottom;text-align:center;">26</td> </tr> <tr style="height:20px;"> <td style="border-left:1px solid #000000;overflow:hidden;padding:0px 3px 0px 3px;vertical-align:bottom;"></td> <td style="overflow:hidden;padding:0px 3px 0px 3px;vertical-align:bottom;"></td> <td data-sheets-value='{"1":2,"2":"Clear (A/A)"}' style="overflow:hidden;padding:0px 3px 0px 3px;vertical-align:bottom;">Clear (A/A)</td> <td data-sheets-numberformat='{"1":2,"2":"0.00","3":1}' data-sheets-value='{"1":3,"3":0.98}' style="overflow:hidden;padding:0px 3px 0px 3px;vertical-align:bottom;text-align:center;">0.98</td> <td data-sheets-numberformat='{"1":2,"2":"0","3":1}' data-sheets-value='{"1":3,"3":31.569999999999997}' style="overflow:hidden;padding:0px 3px 0px 3px;vertical-align:bottom;text-align:center;">32</td> <td data-sheets-numberformat='{"1":2,"2":"0","3":1}' data-sheets-value='{"1":3,"3":45.54}' style="overflow:hidden;padding:0px 3px 0px 3px;vertical-align:bottom;text-align:center;">46</td> <td data-sheets-value='{"1":3,"3":26}' style="border-right:1px solid #000000;overflow:hidden;padding:0px 3px 0px 3px;vertical-align:bottom;text-align:center;">26</td> </tr> <tr style="height:20px;"> <td style="border-left:1px solid #000000;overflow:hidden;padding:0px 3px 0px 3px;vertical-align:bottom;"></td> <td style="overflow:hidden;padding:0px 3px 0px 3px;vertical-align:bottom;"></td> <td data-sheets-value='{"1":2,"2":"Opal (A/O)"}' style="overflow:hidden;padding:0px 3px 0px 3px;vertical-align:bottom;">Opal (A/O)</td> <td data-sheets-numberformat='{"1":2,"2":"0.00","3":1}' data-sheets-value='{"1":3,"3":0.98}' style="overflow:hidden;padding:0px 3px 0px 3px;vertical-align:bottom;text-align:center;">0.98</td> <td data-sheets-numberformat='{"1":2,"2":"0","3":1}' data-sheets-value='{"1":3,"3":29.93}' style="overflow:hidden;padding:0px 3px 0px 3px;vertical-align:bottom;text-align:center;">30</td> <td data-sheets-numberformat='{"1":2,"2":"0","3":1}' data-sheets-value='{"1":3,"3":41.580000000000005}' style="overflow:hidden;padding:0px 3px 0px 3px;vertical-align:bottom;text-align:center;">42</td> <td data-sheets-value='{"1":3,"3":26}' style="border-right:1px solid #000000;overflow:hidden;padding:0px 3px 0px 3px;vertical-align:bottom;text-align:center;">26</td> </tr> <tr style="height:20px;"> <td style="border-bottom:1px solid #000000;border-left:1px solid #000000;overflow:hidden;padding:0px 3px 0px 3px;vertical-align:bottom;"></td> <td style="border-bottom:1px solid #000000;overflow:hidden;padding:0px 3px 0px 3px;vertical-align:bottom;"></td> <td data-sheets-value='{"1":2,"2":"Opal (A/D)"}' style="border-bottom:1px solid #000000;overflow:hidden;padding:0px 3px 0px 3px;vertical-align:bottom;">Opal (A/D)</td> <td data-sheets-numberformat='{"1":2,"2":"0.00","3":1}' data-sheets-value='{"1":3,"3":0.98}' style="border-bottom:1px solid #000000;overflow:hidden;padding:0px 3px 0px 3px;vertical-align:bottom;text-align:center;">0.98</td> <td data-sheets-numberformat='{"1":2,"2":"0","3":1}' data-sheets-value='{"1":3,"3":20.91}' style="border-bottom:1px solid #000000;overflow:hidden;padding:0px 3px 0px 3px;vertical-align:bottom;text-align:center;">21</td> <td data-sheets-numberformat='{"1":2,"2":"0","3":1}' data-sheets-value='{"1":3,"3":33}' style="border-bottom:1px solid #000000;overflow:hidden;padding:0px 3px 0px 3px;vertical-align:bottom;text-align:center;">33</td> <td data-sheets-value='{"1":3,"3":26}' style="border-right:1px solid #000000;border-bottom:1px solid #000000;overflow:hidden;padding:0px 3px 0px 3px;vertical-align:bottom;text-align:center;">26</td> </tr> <tr style="height:20px;"> <td data-sheets-value='{"1":2,"2":"Polycarbonate"}' style="border-left:1px solid #000000;overflow:hidden;padding:0px 3px 0px 3px;vertical-align:bottom;">Polycarbonate</td> <td data-sheets-value='{"1":2,"2":"EW"}' style="overflow:hidden;padding:0px 3px 0px 3px;vertical-align:bottom;">EW</td> <td data-sheets-value='{"1":2,"2":"Heatstop Opal (T)"}' style="overflow:hidden;padding:0px 3px 0px 3px;vertical-align:bottom;">Heatstop Opal (T)</td> <td data-sheets-numberformat='{"1":2,"2":"0.00","3":1}' data-sheets-value='{"1":3,"3":1.19}' style="overflow:hidden;padding:0px 3px 0px 3px;vertical-align:bottom;text-align:center;">1.19</td> <td data-sheets-numberformat='{"1":2,"2":"0","3":1}' data-sheets-value='{"1":3,"3":20.09}' style="overflow:hidden;padding:0px 3px 0px 3px;vertical-align:bottom;text-align:center;">20</td> <td data-sheets-numberformat='{"1":2,"2":"0","3":1}' data-sheets-value='{"1":3,"3":38.940000000000005}' style="overflow:hidden;padding:0px 3px 0px 3px;vertical-align:bottom;text-align:center;">39</td> <td data-sheets-value='{"1":3,"3":24}' style="border-right:1px solid #000000;overflow:hidden;padding:0px 3px 0px 3px;vertical-align:bottom;text-align:center;">24</td> </tr> <tr style="height:20px;"> <td data-sheets-value='{"1":2,"2":"Heatstop PC"}' style="border-left:1px solid #000000;overflow:hidden;padding:0px 3px 0px 3px;vertical-align:bottom;">Heatstop PC</td> <td data-sheets-value='{"1":2,"2":"DW"}' style="overflow:hidden;padding:0px 3px 0px 3px;vertical-align:bottom;">DW</td> <td data-sheets-value='{"1":2,"2":"Clear (T/H)"}' style="overflow:hidden;padding:0px 3px 0px 3px;vertical-align:bottom;">Clear (T/H)</td> <td data-sheets-numberformat='{"1":2,"2":"0.00","3":1}' data-sheets-value='{"1":3,"3":0.98}' style="overflow:hidden;padding:0px 3px 0px 3px;vertical-align:bottom;text-align:center;">0.98</td> <td data-sheets-numberformat='{"1":2,"2":"0","3":1}' data-sheets-value='{"1":3,"3":18.04}' style="overflow:hidden;padding:0px 3px 0px 3px;vertical-align:bottom;text-align:center;">18</td> <td data-sheets-numberformat='{"1":2,"2":"0","3":1}' data-sheets-value='{"1":3,"3":33.660000000000004}' style="overflow:hidden;padding:0px 3px 0px 3px;vertical-align:bottom;text-align:center;">34</td> <td data-sheets-value='{"1":3,"3":26}' style="border-right:1px solid #000000;overflow:hidden;padding:0px 3px 0px 3px;vertical-align:bottom;text-align:center;">26</td> </tr> <tr style="height:20px;"> <td style="border-bottom:1px solid #000000;border-left:1px solid #000000;overflow:hidden;padding:0px 3px 0px 3px;vertical-align:bottom;"></td> <td style="border-bottom:1px solid #000000;overflow:hidden;padding:0px 3px 0px 3px;vertical-align:bottom;"></td> <td data-sheets-value='{"1":2,"2":"Opal (T/O)"}' style="border-bottom:1px solid #000000;overflow:hidden;padding:0px 3px 0px 3px;vertical-align:bottom;">Opal (T/O)</td> <td data-sheets-numberformat='{"1":2,"2":"0.00","3":1}' data-sheets-value='{"1":3,"3":0.98}' style="border-bottom:1px solid #000000;overflow:hidden;padding:0px 3px 0px 3px;vertical-align:bottom;text-align:center;">0.98</td> <td data-sheets-numberformat='{"1":2,"2":"0","3":1}' data-sheets-value='{"1":3,"3":16.81}' style="border-bottom:1px solid #000000;overflow:hidden;padding:0px 3px 0px 3px;vertical-align:bottom;text-align:center;">17</td> <td data-sheets-numberformat='{"1":2,"2":"0","3":1}' data-sheets-value='{"1":3,"3":29.700000000000003}' style="border-bottom:1px solid #000000;overflow:hidden;padding:0px 3px 0px 3px;vertical-align:bottom;text-align:center;">30</td> <td data-sheets-value='{"1":3,"3":26}' style="border-right:1px solid #000000;border-bottom:1px solid #000000;overflow:hidden;padding:0px 3px 0px 3px;vertical-align:bottom;text-align:center;">26</td> </tr> </tbody></table> | skylux-160-ce-met-koepel-en-pvc-opstand-16-00-met-lm-motor-pvc-raam-type-ep25-en-windvang-0900-x-1500-mm | 8586025992525 | 46872336761165
Smoke and heat exhaust (SHEV) | SHE system | Skylux | Skylux 160° CE with skylight and PVC curb 16/00 with LM-actuator, PVC frame type EP25 and spoiler 1000 x 1000 mm |  | 50323 | 5412970503231 | 4169.7 | Yes | 30-45 | 64.14 | 1000 x 1000 mm | 1000 | 1000 |  | PVC 16/00 (16 cm high & roof opening = daylight size) | Square | 1.19 W/m²K - 0.98 W/m²K | 57% - 30% | 37% - 17% | 24dB - 26dB | 160° CE (for industry) | PVC frame EP25 | with spoiler | E | Single actuator | Maximum double-walled skylight possible for this product | Ut-value LT-value g-value Rw-value EN 1873 : 2014 EN ISO 13468 EN 16153 EN 410 EN 410 EN ISO 140-3 Material Walls Shells (W/m²K) (%) (%) (dB) Acrylic EW Clear (H) 1.19 37 57 24 PMMA Opal (O) 1.19 34 50 24 DW Clear (H/H) 0.98 33 50 26 Opal (O/O) 0.98 28 38 26 Polycarbonate EW Clear (A) 1.19 36 55 24 PC Opal (D) 1.19 24 40 24 DW Clear (A/H) 0.98 32 48 26 Clear (A/A) 0.98 32 46 26 Opal (A/O) 0.98 30 42 26 Opal (A/D) 0.98 21 33 26 Polycarbonate EW Heatstop Opal (T) 1.19 20 39 24 Heatstop PC DW Clear (T/H) 0.98 18 34 26 Opal (T/O) 0.98 17 30 26 | https://skylux.eu/en/products/skylux-160-ce-met-koepel-en-pvc-opstand-16-00-met-lm-motor-pvc-raam-type-ep25-en-windvang-1000-x-1000-mm | https://skylux.eu/cdn/shop/files/Skylux-160deg-CE-met-koepel-en-pvc-opstand-1600-met-LM-motor-pvc-raam-type-EP25-en-windvang-1000-x-1000-mm-RWA-systeem.jpg?v=1702979870&width=1600 | https://skylux.eu/cdn/shop/files/e5a82811-1bb0-48e4-a776-cacb59c7c092_1952cb42-c693-4513-ad49-c42281cc9960.jpg?v=1688550999&width=1600 | //skylux.eu/cdn/shop/files/E_MH_Mounting_instructions_Skylux_160_CE_LM.pdf?v=12406716259046007223 | //skylux.eu/cdn/shop/files/E_TD_Technical_File_Skylux_Skylux_160_CE_Electric.pdf?v=3667116872303399239 | <style type="text/css" id="isPasted"><!--td {border: 1px solid #cccccc;}br {mso-data-placement:same-cell;}--></style><table border="1" cellpadding="0" cellspacing="0" dir="ltr" style="table-layout:fixed;font-size:10pt;font-family:Arial;border-collapse:collapse;border:none;"><tbody> <tr style="height:20px;"> <td style="overflow:hidden;padding:0px 3px 0px 3px;vertical-align:bottom;"></td> <td style="overflow:hidden;padding:0px 3px 0px 3px;vertical-align:bottom;"></td> <td style="overflow:hidden;padding:0px 3px 0px 3px;vertical-align:bottom;"></td> <td data-sheets-value='{"1":2,"2":"Ut-value"}' style="overflow:hidden;padding:0px 3px 0px 3px;vertical-align:bottom;font-weight:bold;text-align:center;">Ut-value</td> <td data-sheets-value='{"1":2,"2":"LT-value"}' style="overflow:hidden;padding:0px 3px 0px 3px;vertical-align:bottom;font-weight:bold;text-align:center;">LT-value</td> <td data-sheets-value='{"1":2,"2":"g-value"}' style="overflow:hidden;padding:0px 3px 0px 3px;vertical-align:bottom;font-weight:bold;text-align:center;">g-value</td> <td data-sheets-value='{"1":2,"2":"Rw-value "}' style="overflow:hidden;padding:0px 3px 0px 3px;vertical-align:bottom;font-weight:bold;text-align:center;">Rw-value </td> </tr> <tr style="height:20px;"> <td style="overflow:hidden;padding:0px 3px 0px 3px;vertical-align:bottom;"></td> <td style="overflow:hidden;padding:0px 3px 0px 3px;vertical-align:bottom;"></td> <td style="overflow:hidden;padding:0px 3px 0px 3px;vertical-align:bottom;"></td> <td data-sheets-numberformat='{"1":2,"2":"0.00","3":1}' data-sheets-value='{"1":2,"2":"EN 1873 : 2014"}' style="overflow:hidden;padding:0px 3px 0px 3px;vertical-align:bottom;text-align:center;">EN 1873 : 2014</td> <td data-sheets-numberformat='{"1":2,"2":"0","3":1}' data-sheets-value='{"1":2,"2":"EN ISO 13468 EN 16153 EN 410"}' style="overflow:hidden;padding:0px 3px 0px 3px;vertical-align:bottom;text-align:center;">EN ISO 13468 EN 16153 EN 410</td> <td data-sheets-numberformat='{"1":2,"2":"0","3":1}' data-sheets-value='{"1":2,"2":"EN 410"}' style="overflow:hidden;padding:0px 3px 0px 3px;vertical-align:bottom;text-align:center;">EN 410</td> <td data-sheets-value='{"1":2,"2":"EN ISO 140-3\t\t"}' style="overflow:hidden;padding:0px 3px 0px 3px;vertical-align:bottom;text-align:center;">EN ISO 140-3 </td> </tr> <tr style="height:20px;"> <td data-sheets-value='{"1":2,"2":"Material"}' style="border-bottom:1px solid #000000;overflow:hidden;padding:0px 3px 0px 3px;vertical-align:bottom;background-color:#000000;font-weight:bold;color:#ffffff;">Material</td> <td data-sheets-value='{"1":2,"2":"Walls"}' style="border-bottom:1px solid #000000;overflow:hidden;padding:0px 3px 0px 3px;vertical-align:bottom;background-color:#000000;font-weight:bold;color:#ffffff;">Walls</td> <td data-sheets-value='{"1":2,"2":"Shells"}' style="border-bottom:1px solid #000000;overflow:hidden;padding:0px 3px 0px 3px;vertical-align:bottom;background-color:#000000;font-weight:bold;color:#ffffff;">Shells</td> <td data-sheets-numberformat='{"1":2,"2":"0.00","3":1}' data-sheets-value='{"1":2,"2":"(W/m²K)\t"}' style="border-bottom:1px solid #000000;overflow:hidden;padding:0px 3px 0px 3px;vertical-align:bottom;background-color:#000000;font-weight:bold;color:#ffffff;text-align:center;">(W/m²K) </td> <td data-sheets-numberformat='{"1":2,"2":"0","3":1}' data-sheets-value='{"1":2,"2":"(%)"}' style="border-bottom:1px solid #000000;overflow:hidden;padding:0px 3px 0px 3px;vertical-align:bottom;background-color:#000000;font-weight:bold;color:#ffffff;text-align:center;">(%)</td> <td data-sheets-numberformat='{"1":2,"2":"0","3":1}' data-sheets-value='{"1":2,"2":"(%)"}' style="border-bottom:1px solid #000000;overflow:hidden;padding:0px 3px 0px 3px;vertical-align:bottom;background-color:#000000;font-weight:bold;color:#ffffff;text-align:center;">(%)</td> <td data-sheets-value='{"1":2,"2":"(dB)"}' style="border-bottom:1px solid #000000;overflow:hidden;padding:0px 3px 0px 3px;vertical-align:bottom;background-color:#000000;font-weight:bold;color:#ffffff;text-align:center;">(dB)</td> </tr> <tr style="height:20px;"> <td data-sheets-value='{"1":2,"2":"Acrylic"}' style="border-left:1px solid #000000;overflow:hidden;padding:0px 3px 0px 3px;vertical-align:bottom;">Acrylic</td> <td data-sheets-value='{"1":2,"2":"EW"}' style="overflow:hidden;padding:0px 3px 0px 3px;vertical-align:bottom;">EW</td> <td data-sheets-value='{"1":2,"2":"Clear (H)"}' style="overflow:hidden;padding:0px 3px 0px 3px;vertical-align:bottom;">Clear (H)</td> <td data-sheets-numberformat='{"1":2,"2":"0.00","3":1}' data-sheets-value='{"1":3,"3":1.19}' style="overflow:hidden;padding:0px 3px 0px 3px;vertical-align:bottom;text-align:center;">1.19</td> <td data-sheets-numberformat='{"1":2,"2":"0","3":1}' data-sheets-value='{"1":3,"3":36.9}' style="overflow:hidden;padding:0px 3px 0px 3px;vertical-align:bottom;text-align:center;">37</td> <td data-sheets-numberformat='{"1":2,"2":"0","3":1}' data-sheets-value='{"1":3,"3":57.42}' style="overflow:hidden;padding:0px 3px 0px 3px;vertical-align:bottom;text-align:center;">57</td> <td data-sheets-value='{"1":3,"3":24}' style="border-right:1px solid #000000;overflow:hidden;padding:0px 3px 0px 3px;vertical-align:bottom;text-align:center;">24</td> </tr> <tr style="height:20px;"> <td data-sheets-value='{"1":2,"2":"PMMA"}' style="border-left:1px solid #000000;overflow:hidden;padding:0px 3px 0px 3px;vertical-align:bottom;">PMMA</td> <td style="overflow:hidden;padding:0px 3px 0px 3px;vertical-align:bottom;"></td> <td data-sheets-value='{"1":2,"2":"Opal (O)"}' style="overflow:hidden;padding:0px 3px 0px 3px;vertical-align:bottom;">Opal (O)</td> <td data-sheets-numberformat='{"1":2,"2":"0.00","3":1}' data-sheets-value='{"1":3,"3":1.19}' style="overflow:hidden;padding:0px 3px 0px 3px;vertical-align:bottom;text-align:center;">1.19</td> <td data-sheets-numberformat='{"1":2,"2":"0","3":1}' data-sheets-value='{"1":3,"3":34.03}' style="overflow:hidden;padding:0px 3px 0px 3px;vertical-align:bottom;text-align:center;">34</td> <td data-sheets-numberformat='{"1":2,"2":"0","3":1}' data-sheets-value='{"1":3,"3":50.160000000000004}' style="overflow:hidden;padding:0px 3px 0px 3px;vertical-align:bottom;text-align:center;">50</td> <td data-sheets-value='{"1":3,"3":24}' style="border-right:1px solid #000000;overflow:hidden;padding:0px 3px 0px 3px;vertical-align:bottom;text-align:center;">24</td> </tr> <tr style="height:20px;"> <td style="border-left:1px solid #000000;overflow:hidden;padding:0px 3px 0px 3px;vertical-align:bottom;"></td> <td data-sheets-value='{"1":2,"2":"DW"}' style="overflow:hidden;padding:0px 3px 0px 3px;vertical-align:bottom;">DW</td> <td data-sheets-value='{"1":2,"2":"Clear (H/H)"}' style="overflow:hidden;padding:0px 3px 0px 3px;vertical-align:bottom;">Clear (H/H)</td> <td data-sheets-numberformat='{"1":2,"2":"0.00","3":1}' data-sheets-value='{"1":3,"3":0.98}' style="overflow:hidden;padding:0px 3px 0px 3px;vertical-align:bottom;text-align:center;">0.98</td> <td data-sheets-numberformat='{"1":2,"2":"0","3":1}' data-sheets-value='{"1":3,"3":33.21}' style="overflow:hidden;padding:0px 3px 0px 3px;vertical-align:bottom;text-align:center;">33</td> <td data-sheets-numberformat='{"1":2,"2":"0","3":1}' data-sheets-value='{"1":3,"3":49.5}' style="overflow:hidden;padding:0px 3px 0px 3px;vertical-align:bottom;text-align:center;">50</td> <td data-sheets-value='{"1":3,"3":26}' style="border-right:1px solid #000000;overflow:hidden;padding:0px 3px 0px 3px;vertical-align:bottom;text-align:center;">26</td> </tr> <tr style="height:20px;"> <td style="border-bottom:1px solid #000000;border-left:1px solid #000000;overflow:hidden;padding:0px 3px 0px 3px;vertical-align:bottom;"></td> <td style="border-bottom:1px solid #000000;overflow:hidden;padding:0px 3px 0px 3px;vertical-align:bottom;"></td> <td data-sheets-value='{"1":2,"2":"Opal (O/O)"}' style="border-bottom:1px solid #000000;overflow:hidden;padding:0px 3px 0px 3px;vertical-align:bottom;">Opal (O/O)</td> <td data-sheets-numberformat='{"1":2,"2":"0.00","3":1}' data-sheets-value='{"1":3,"3":0.98}' style="border-bottom:1px solid #000000;overflow:hidden;padding:0px 3px 0px 3px;vertical-align:bottom;text-align:center;">0.98</td> <td data-sheets-numberformat='{"1":2,"2":"0","3":1}' data-sheets-value='{"1":3,"3":28.29}' style="border-bottom:1px solid #000000;overflow:hidden;padding:0px 3px 0px 3px;vertical-align:bottom;text-align:center;">28</td> <td data-sheets-numberformat='{"1":2,"2":"0","3":1}' data-sheets-value='{"1":3,"3":38.28}' style="border-bottom:1px solid #000000;overflow:hidden;padding:0px 3px 0px 3px;vertical-align:bottom;text-align:center;">38</td> <td data-sheets-value='{"1":3,"3":26}' style="border-right:1px solid #000000;border-bottom:1px solid #000000;overflow:hidden;padding:0px 3px 0px 3px;vertical-align:bottom;text-align:center;">26</td> </tr> <tr style="height:20px;"> <td data-sheets-value='{"1":2,"2":"Polycarbonate "}' style="border-left:1px solid #000000;overflow:hidden;padding:0px 3px 0px 3px;vertical-align:bottom;">Polycarbonate </td> <td data-sheets-value='{"1":2,"2":"EW"}' style="overflow:hidden;padding:0px 3px 0px 3px;vertical-align:bottom;">EW</td> <td data-sheets-value='{"1":2,"2":"Clear (A)"}' style="overflow:hidden;padding:0px 3px 0px 3px;vertical-align:bottom;">Clear (A)</td> <td data-sheets-numberformat='{"1":2,"2":"0.00","3":1}' data-sheets-value='{"1":3,"3":1.19}' style="overflow:hidden;padding:0px 3px 0px 3px;vertical-align:bottom;text-align:center;">1.19</td> <td data-sheets-numberformat='{"1":2,"2":"0","3":1}' data-sheets-value='{"1":3,"3":36.08}' style="overflow:hidden;padding:0px 3px 0px 3px;vertical-align:bottom;text-align:center;">36</td> <td data-sheets-numberformat='{"1":2,"2":"0","3":1}' data-sheets-value='{"1":3,"3":54.78}' style="overflow:hidden;padding:0px 3px 0px 3px;vertical-align:bottom;text-align:center;">55</td> <td data-sheets-value='{"1":3,"3":24}' style="border-right:1px solid #000000;overflow:hidden;padding:0px 3px 0px 3px;vertical-align:bottom;text-align:center;">24</td> </tr> <tr style="height:20px;"> <td data-sheets-value='{"1":2,"2":"PC"}' style="border-left:1px solid #000000;overflow:hidden;padding:0px 3px 0px 3px;vertical-align:bottom;">PC</td> <td style="overflow:hidden;padding:0px 3px 0px 3px;vertical-align:bottom;"></td> <td data-sheets-value='{"1":2,"2":"Opal (D)"}' style="overflow:hidden;padding:0px 3px 0px 3px;vertical-align:bottom;">Opal (D)</td> <td data-sheets-numberformat='{"1":2,"2":"0.00","3":1}' data-sheets-value='{"1":3,"3":1.19}' style="overflow:hidden;padding:0px 3px 0px 3px;vertical-align:bottom;text-align:center;">1.19</td> <td data-sheets-numberformat='{"1":2,"2":"0","3":1}' data-sheets-value='{"1":3,"3":23.779999999999998}' style="overflow:hidden;padding:0px 3px 0px 3px;vertical-align:bottom;text-align:center;">24</td> <td data-sheets-numberformat='{"1":2,"2":"0","3":1}' data-sheets-value='{"1":3,"3":39.6}' style="overflow:hidden;padding:0px 3px 0px 3px;vertical-align:bottom;text-align:center;">40</td> <td data-sheets-value='{"1":3,"3":24}' style="border-right:1px solid #000000;overflow:hidden;padding:0px 3px 0px 3px;vertical-align:bottom;text-align:center;">24</td> </tr> <tr style="height:20px;"> <td style="border-left:1px solid #000000;overflow:hidden;padding:0px 3px 0px 3px;vertical-align:bottom;"></td> <td data-sheets-value='{"1":2,"2":"DW"}' style="overflow:hidden;padding:0px 3px 0px 3px;vertical-align:bottom;">DW</td> <td data-sheets-value='{"1":2,"2":"Clear (A/H)"}' style="overflow:hidden;padding:0px 3px 0px 3px;vertical-align:bottom;">Clear (A/H)</td> <td data-sheets-numberformat='{"1":2,"2":"0.00","3":1}' data-sheets-value='{"1":3,"3":0.98}' style="overflow:hidden;padding:0px 3px 0px 3px;vertical-align:bottom;text-align:center;">0.98</td> <td data-sheets-numberformat='{"1":2,"2":"0","3":1}' data-sheets-value='{"1":3,"3":32.39}' style="overflow:hidden;padding:0px 3px 0px 3px;vertical-align:bottom;text-align:center;">32</td> <td data-sheets-numberformat='{"1":2,"2":"0","3":1}' data-sheets-value='{"1":3,"3":47.52}' style="overflow:hidden;padding:0px 3px 0px 3px;vertical-align:bottom;text-align:center;">48</td> <td data-sheets-value='{"1":3,"3":26}' style="border-right:1px solid #000000;overflow:hidden;padding:0px 3px 0px 3px;vertical-align:bottom;text-align:center;">26</td> </tr> <tr style="height:20px;"> <td style="border-left:1px solid #000000;overflow:hidden;padding:0px 3px 0px 3px;vertical-align:bottom;"></td> <td style="overflow:hidden;padding:0px 3px 0px 3px;vertical-align:bottom;"></td> <td data-sheets-value='{"1":2,"2":"Clear (A/A)"}' style="overflow:hidden;padding:0px 3px 0px 3px;vertical-align:bottom;">Clear (A/A)</td> <td data-sheets-numberformat='{"1":2,"2":"0.00","3":1}' data-sheets-value='{"1":3,"3":0.98}' style="overflow:hidden;padding:0px 3px 0px 3px;vertical-align:bottom;text-align:center;">0.98</td> <td data-sheets-numberformat='{"1":2,"2":"0","3":1}' data-sheets-value='{"1":3,"3":31.569999999999997}' style="overflow:hidden;padding:0px 3px 0px 3px;vertical-align:bottom;text-align:center;">32</td> <td data-sheets-numberformat='{"1":2,"2":"0","3":1}' data-sheets-value='{"1":3,"3":45.54}' style="overflow:hidden;padding:0px 3px 0px 3px;vertical-align:bottom;text-align:center;">46</td> <td data-sheets-value='{"1":3,"3":26}' style="border-right:1px solid #000000;overflow:hidden;padding:0px 3px 0px 3px;vertical-align:bottom;text-align:center;">26</td> </tr> <tr style="height:20px;"> <td style="border-left:1px solid #000000;overflow:hidden;padding:0px 3px 0px 3px;vertical-align:bottom;"></td> <td style="overflow:hidden;padding:0px 3px 0px 3px;vertical-align:bottom;"></td> <td data-sheets-value='{"1":2,"2":"Opal (A/O)"}' style="overflow:hidden;padding:0px 3px 0px 3px;vertical-align:bottom;">Opal (A/O)</td> <td data-sheets-numberformat='{"1":2,"2":"0.00","3":1}' data-sheets-value='{"1":3,"3":0.98}' style="overflow:hidden;padding:0px 3px 0px 3px;vertical-align:bottom;text-align:center;">0.98</td> <td data-sheets-numberformat='{"1":2,"2":"0","3":1}' data-sheets-value='{"1":3,"3":29.93}' style="overflow:hidden;padding:0px 3px 0px 3px;vertical-align:bottom;text-align:center;">30</td> <td data-sheets-numberformat='{"1":2,"2":"0","3":1}' data-sheets-value='{"1":3,"3":41.580000000000005}' style="overflow:hidden;padding:0px 3px 0px 3px;vertical-align:bottom;text-align:center;">42</td> <td data-sheets-value='{"1":3,"3":26}' style="border-right:1px solid #000000;overflow:hidden;padding:0px 3px 0px 3px;vertical-align:bottom;text-align:center;">26</td> </tr> <tr style="height:20px;"> <td style="border-bottom:1px solid #000000;border-left:1px solid #000000;overflow:hidden;padding:0px 3px 0px 3px;vertical-align:bottom;"></td> <td style="border-bottom:1px solid #000000;overflow:hidden;padding:0px 3px 0px 3px;vertical-align:bottom;"></td> <td data-sheets-value='{"1":2,"2":"Opal (A/D)"}' style="border-bottom:1px solid #000000;overflow:hidden;padding:0px 3px 0px 3px;vertical-align:bottom;">Opal (A/D)</td> <td data-sheets-numberformat='{"1":2,"2":"0.00","3":1}' data-sheets-value='{"1":3,"3":0.98}' style="border-bottom:1px solid #000000;overflow:hidden;padding:0px 3px 0px 3px;vertical-align:bottom;text-align:center;">0.98</td> <td data-sheets-numberformat='{"1":2,"2":"0","3":1}' data-sheets-value='{"1":3,"3":20.91}' style="border-bottom:1px solid #000000;overflow:hidden;padding:0px 3px 0px 3px;vertical-align:bottom;text-align:center;">21</td> <td data-sheets-numberformat='{"1":2,"2":"0","3":1}' data-sheets-value='{"1":3,"3":33}' style="border-bottom:1px solid #000000;overflow:hidden;padding:0px 3px 0px 3px;vertical-align:bottom;text-align:center;">33</td> <td data-sheets-value='{"1":3,"3":26}' style="border-right:1px solid #000000;border-bottom:1px solid #000000;overflow:hidden;padding:0px 3px 0px 3px;vertical-align:bottom;text-align:center;">26</td> </tr> <tr style="height:20px;"> <td data-sheets-value='{"1":2,"2":"Polycarbonate"}' style="border-left:1px solid #000000;overflow:hidden;padding:0px 3px 0px 3px;vertical-align:bottom;">Polycarbonate</td> <td data-sheets-value='{"1":2,"2":"EW"}' style="overflow:hidden;padding:0px 3px 0px 3px;vertical-align:bottom;">EW</td> <td data-sheets-value='{"1":2,"2":"Heatstop Opal (T)"}' style="overflow:hidden;padding:0px 3px 0px 3px;vertical-align:bottom;">Heatstop Opal (T)</td> <td data-sheets-numberformat='{"1":2,"2":"0.00","3":1}' data-sheets-value='{"1":3,"3":1.19}' style="overflow:hidden;padding:0px 3px 0px 3px;vertical-align:bottom;text-align:center;">1.19</td> <td data-sheets-numberformat='{"1":2,"2":"0","3":1}' data-sheets-value='{"1":3,"3":20.09}' style="overflow:hidden;padding:0px 3px 0px 3px;vertical-align:bottom;text-align:center;">20</td> <td data-sheets-numberformat='{"1":2,"2":"0","3":1}' data-sheets-value='{"1":3,"3":38.940000000000005}' style="overflow:hidden;padding:0px 3px 0px 3px;vertical-align:bottom;text-align:center;">39</td> <td data-sheets-value='{"1":3,"3":24}' style="border-right:1px solid #000000;overflow:hidden;padding:0px 3px 0px 3px;vertical-align:bottom;text-align:center;">24</td> </tr> <tr style="height:20px;"> <td data-sheets-value='{"1":2,"2":"Heatstop PC"}' style="border-left:1px solid #000000;overflow:hidden;padding:0px 3px 0px 3px;vertical-align:bottom;">Heatstop PC</td> <td data-sheets-value='{"1":2,"2":"DW"}' style="overflow:hidden;padding:0px 3px 0px 3px;vertical-align:bottom;">DW</td> <td data-sheets-value='{"1":2,"2":"Clear (T/H)"}' style="overflow:hidden;padding:0px 3px 0px 3px;vertical-align:bottom;">Clear (T/H)</td> <td data-sheets-numberformat='{"1":2,"2":"0.00","3":1}' data-sheets-value='{"1":3,"3":0.98}' style="overflow:hidden;padding:0px 3px 0px 3px;vertical-align:bottom;text-align:center;">0.98</td> <td data-sheets-numberformat='{"1":2,"2":"0","3":1}' data-sheets-value='{"1":3,"3":18.04}' style="overflow:hidden;padding:0px 3px 0px 3px;vertical-align:bottom;text-align:center;">18</td> <td data-sheets-numberformat='{"1":2,"2":"0","3":1}' data-sheets-value='{"1":3,"3":33.660000000000004}' style="overflow:hidden;padding:0px 3px 0px 3px;vertical-align:bottom;text-align:center;">34</td> <td data-sheets-value='{"1":3,"3":26}' style="border-right:1px solid #000000;overflow:hidden;padding:0px 3px 0px 3px;vertical-align:bottom;text-align:center;">26</td> </tr> <tr style="height:20px;"> <td style="border-bottom:1px solid #000000;border-left:1px solid #000000;overflow:hidden;padding:0px 3px 0px 3px;vertical-align:bottom;"></td> <td style="border-bottom:1px solid #000000;overflow:hidden;padding:0px 3px 0px 3px;vertical-align:bottom;"></td> <td data-sheets-value='{"1":2,"2":"Opal (T/O)"}' style="border-bottom:1px solid #000000;overflow:hidden;padding:0px 3px 0px 3px;vertical-align:bottom;">Opal (T/O)</td> <td data-sheets-numberformat='{"1":2,"2":"0.00","3":1}' data-sheets-value='{"1":3,"3":0.98}' style="border-bottom:1px solid #000000;overflow:hidden;padding:0px 3px 0px 3px;vertical-align:bottom;text-align:center;">0.98</td> <td data-sheets-numberformat='{"1":2,"2":"0","3":1}' data-sheets-value='{"1":3,"3":16.81}' style="border-bottom:1px solid #000000;overflow:hidden;padding:0px 3px 0px 3px;vertical-align:bottom;text-align:center;">17</td> <td data-sheets-numberformat='{"1":2,"2":"0","3":1}' data-sheets-value='{"1":3,"3":29.700000000000003}' style="border-bottom:1px solid #000000;overflow:hidden;padding:0px 3px 0px 3px;vertical-align:bottom;text-align:center;">30</td> <td data-sheets-value='{"1":3,"3":26}' style="border-right:1px solid #000000;border-bottom:1px solid #000000;overflow:hidden;padding:0px 3px 0px 3px;vertical-align:bottom;text-align:center;">26</td> </tr> </tbody></table> | skylux-160-ce-met-koepel-en-pvc-opstand-16-00-met-lm-motor-pvc-raam-type-ep25-en-windvang-1000-x-1000-mm | 8586026025293 | 46872336793933
Smoke and heat exhaust (SHEV) | SHE system | Skylux | Skylux 160° CE with skylight and PVC curb 16/00 with LM-actuator, PVC frame type EP25 and spoiler 1000 x 1300 mm |  | 50324 | 5412970503248 | 4444.35 | Yes | 30-45 | 70.43 | 1000 x 1300 mm | 1300 | 1000 |  | PVC 16/00 (16 cm high & roof opening = daylight size) | Rectangular | 1.19 W/m²K - 0.98 W/m²K | 57% - 30% | 37% - 17% | 24dB - 26dB | 160° CE (for industry) | PVC frame EP25 | with spoiler | E | Single actuator | Maximum double-walled skylight possible for this product | Ut-value LT-value g-value Rw-value EN 1873 : 2014 EN ISO 13468 EN 16153 EN 410 EN 410 EN ISO 140-3 Material Walls Shells (W/m²K) (%) (%) (dB) Acrylic EW Clear (H) 1.19 37 57 24 PMMA Opal (O) 1.19 34 50 24 DW Clear (H/H) 0.98 33 50 26 Opal (O/O) 0.98 28 38 26 Polycarbonate EW Clear (A) 1.19 36 55 24 PC Opal (D) 1.19 24 40 24 DW Clear (A/H) 0.98 32 48 26 Clear (A/A) 0.98 32 46 26 Opal (A/O) 0.98 30 42 26 Opal (A/D) 0.98 21 33 26 Polycarbonate EW Heatstop Opal (T) 1.19 20 39 24 Heatstop PC DW Clear (T/H) 0.98 18 34 26 Opal (T/O) 0.98 17 30 26 | https://skylux.eu/en/products/skylux-160-ce-met-koepel-en-pvc-opstand-16-00-met-lm-motor-pvc-raam-type-ep25-en-windvang-1000-x-1300-mm | https://skylux.eu/cdn/shop/files/Skylux-160deg-CE-met-koepel-en-pvc-opstand-1600-met-LM-motor-pvc-raam-type-EP25-en-windvang-1000-x-1300-mm-RWA-systeem.jpg?v=1702979875&width=1600 | https://skylux.eu/cdn/shop/files/e5a82811-1bb0-48e4-a776-cacb59c7c092_3f6dc1bd-2dc5-49db-8c1a-e94a645bddb7.jpg?v=1688551000&width=1600 | //skylux.eu/cdn/shop/files/E_MH_Mounting_instructions_Skylux_160_CE_LM.pdf?v=12406716259046007223 | //skylux.eu/cdn/shop/files/E_TD_Technical_File_Skylux_Skylux_160_CE_Electric.pdf?v=3667116872303399239 | <style type="text/css" id="isPasted"><!--td {border: 1px solid #cccccc;}br {mso-data-placement:same-cell;}--></style><table border="1" cellpadding="0" cellspacing="0" dir="ltr" style="table-layout:fixed;font-size:10pt;font-family:Arial;border-collapse:collapse;border:none;"><tbody> <tr style="height:20px;"> <td style="overflow:hidden;padding:0px 3px 0px 3px;vertical-align:bottom;"></td> <td style="overflow:hidden;padding:0px 3px 0px 3px;vertical-align:bottom;"></td> <td style="overflow:hidden;padding:0px 3px 0px 3px;vertical-align:bottom;"></td> <td data-sheets-value='{"1":2,"2":"Ut-value"}' style="overflow:hidden;padding:0px 3px 0px 3px;vertical-align:bottom;font-weight:bold;text-align:center;">Ut-value</td> <td data-sheets-value='{"1":2,"2":"LT-value"}' style="overflow:hidden;padding:0px 3px 0px 3px;vertical-align:bottom;font-weight:bold;text-align:center;">LT-value</td> <td data-sheets-value='{"1":2,"2":"g-value"}' style="overflow:hidden;padding:0px 3px 0px 3px;vertical-align:bottom;font-weight:bold;text-align:center;">g-value</td> <td data-sheets-value='{"1":2,"2":"Rw-value "}' style="overflow:hidden;padding:0px 3px 0px 3px;vertical-align:bottom;font-weight:bold;text-align:center;">Rw-value </td> </tr> <tr style="height:20px;"> <td style="overflow:hidden;padding:0px 3px 0px 3px;vertical-align:bottom;"></td> <td style="overflow:hidden;padding:0px 3px 0px 3px;vertical-align:bottom;"></td> <td style="overflow:hidden;padding:0px 3px 0px 3px;vertical-align:bottom;"></td> <td data-sheets-numberformat='{"1":2,"2":"0.00","3":1}' data-sheets-value='{"1":2,"2":"EN 1873 : 2014"}' style="overflow:hidden;padding:0px 3px 0px 3px;vertical-align:bottom;text-align:center;">EN 1873 : 2014</td> <td data-sheets-numberformat='{"1":2,"2":"0","3":1}' data-sheets-value='{"1":2,"2":"EN ISO 13468 EN 16153 EN 410"}' style="overflow:hidden;padding:0px 3px 0px 3px;vertical-align:bottom;text-align:center;">EN ISO 13468 EN 16153 EN 410</td> <td data-sheets-numberformat='{"1":2,"2":"0","3":1}' data-sheets-value='{"1":2,"2":"EN 410"}' style="overflow:hidden;padding:0px 3px 0px 3px;vertical-align:bottom;text-align:center;">EN 410</td> <td data-sheets-value='{"1":2,"2":"EN ISO 140-3\t\t"}' style="overflow:hidden;padding:0px 3px 0px 3px;vertical-align:bottom;text-align:center;">EN ISO 140-3 </td> </tr> <tr style="height:20px;"> <td data-sheets-value='{"1":2,"2":"Material"}' style="border-bottom:1px solid #000000;overflow:hidden;padding:0px 3px 0px 3px;vertical-align:bottom;background-color:#000000;font-weight:bold;color:#ffffff;">Material</td> <td data-sheets-value='{"1":2,"2":"Walls"}' style="border-bottom:1px solid #000000;overflow:hidden;padding:0px 3px 0px 3px;vertical-align:bottom;background-color:#000000;font-weight:bold;color:#ffffff;">Walls</td> <td data-sheets-value='{"1":2,"2":"Shells"}' style="border-bottom:1px solid #000000;overflow:hidden;padding:0px 3px 0px 3px;vertical-align:bottom;background-color:#000000;font-weight:bold;color:#ffffff;">Shells</td> <td data-sheets-numberformat='{"1":2,"2":"0.00","3":1}' data-sheets-value='{"1":2,"2":"(W/m²K)\t"}' style="border-bottom:1px solid #000000;overflow:hidden;padding:0px 3px 0px 3px;vertical-align:bottom;background-color:#000000;font-weight:bold;color:#ffffff;text-align:center;">(W/m²K) </td> <td data-sheets-numberformat='{"1":2,"2":"0","3":1}' data-sheets-value='{"1":2,"2":"(%)"}' style="border-bottom:1px solid #000000;overflow:hidden;padding:0px 3px 0px 3px;vertical-align:bottom;background-color:#000000;font-weight:bold;color:#ffffff;text-align:center;">(%)</td> <td data-sheets-numberformat='{"1":2,"2":"0","3":1}' data-sheets-value='{"1":2,"2":"(%)"}' style="border-bottom:1px solid #000000;overflow:hidden;padding:0px 3px 0px 3px;vertical-align:bottom;background-color:#000000;font-weight:bold;color:#ffffff;text-align:center;">(%)</td> <td data-sheets-value='{"1":2,"2":"(dB)"}' style="border-bottom:1px solid #000000;overflow:hidden;padding:0px 3px 0px 3px;vertical-align:bottom;background-color:#000000;font-weight:bold;color:#ffffff;text-align:center;">(dB)</td> </tr> <tr style="height:20px;"> <td data-sheets-value='{"1":2,"2":"Acrylic"}' style="border-left:1px solid #000000;overflow:hidden;padding:0px 3px 0px 3px;vertical-align:bottom;">Acrylic</td> <td data-sheets-value='{"1":2,"2":"EW"}' style="overflow:hidden;padding:0px 3px 0px 3px;vertical-align:bottom;">EW</td> <td data-sheets-value='{"1":2,"2":"Clear (H)"}' style="overflow:hidden;padding:0px 3px 0px 3px;vertical-align:bottom;">Clear (H)</td> <td data-sheets-numberformat='{"1":2,"2":"0.00","3":1}' data-sheets-value='{"1":3,"3":1.19}' style="overflow:hidden;padding:0px 3px 0px 3px;vertical-align:bottom;text-align:center;">1.19</td> <td data-sheets-numberformat='{"1":2,"2":"0","3":1}' data-sheets-value='{"1":3,"3":36.9}' style="overflow:hidden;padding:0px 3px 0px 3px;vertical-align:bottom;text-align:center;">37</td> <td data-sheets-numberformat='{"1":2,"2":"0","3":1}' data-sheets-value='{"1":3,"3":57.42}' style="overflow:hidden;padding:0px 3px 0px 3px;vertical-align:bottom;text-align:center;">57</td> <td data-sheets-value='{"1":3,"3":24}' style="border-right:1px solid #000000;overflow:hidden;padding:0px 3px 0px 3px;vertical-align:bottom;text-align:center;">24</td> </tr> <tr style="height:20px;"> <td data-sheets-value='{"1":2,"2":"PMMA"}' style="border-left:1px solid #000000;overflow:hidden;padding:0px 3px 0px 3px;vertical-align:bottom;">PMMA</td> <td style="overflow:hidden;padding:0px 3px 0px 3px;vertical-align:bottom;"></td> <td data-sheets-value='{"1":2,"2":"Opal (O)"}' style="overflow:hidden;padding:0px 3px 0px 3px;vertical-align:bottom;">Opal (O)</td> <td data-sheets-numberformat='{"1":2,"2":"0.00","3":1}' data-sheets-value='{"1":3,"3":1.19}' style="overflow:hidden;padding:0px 3px 0px 3px;vertical-align:bottom;text-align:center;">1.19</td> <td data-sheets-numberformat='{"1":2,"2":"0","3":1}' data-sheets-value='{"1":3,"3":34.03}' style="overflow:hidden;padding:0px 3px 0px 3px;vertical-align:bottom;text-align:center;">34</td> <td data-sheets-numberformat='{"1":2,"2":"0","3":1}' data-sheets-value='{"1":3,"3":50.160000000000004}' style="overflow:hidden;padding:0px 3px 0px 3px;vertical-align:bottom;text-align:center;">50</td> <td data-sheets-value='{"1":3,"3":24}' style="border-right:1px solid #000000;overflow:hidden;padding:0px 3px 0px 3px;vertical-align:bottom;text-align:center;">24</td> </tr> <tr style="height:20px;"> <td style="border-left:1px solid #000000;overflow:hidden;padding:0px 3px 0px 3px;vertical-align:bottom;"></td> <td data-sheets-value='{"1":2,"2":"DW"}' style="overflow:hidden;padding:0px 3px 0px 3px;vertical-align:bottom;">DW</td> <td data-sheets-value='{"1":2,"2":"Clear (H/H)"}' style="overflow:hidden;padding:0px 3px 0px 3px;vertical-align:bottom;">Clear (H/H)</td> <td data-sheets-numberformat='{"1":2,"2":"0.00","3":1}' data-sheets-value='{"1":3,"3":0.98}' style="overflow:hidden;padding:0px 3px 0px 3px;vertical-align:bottom;text-align:center;">0.98</td> <td data-sheets-numberformat='{"1":2,"2":"0","3":1}' data-sheets-value='{"1":3,"3":33.21}' style="overflow:hidden;padding:0px 3px 0px 3px;vertical-align:bottom;text-align:center;">33</td> <td data-sheets-numberformat='{"1":2,"2":"0","3":1}' data-sheets-value='{"1":3,"3":49.5}' style="overflow:hidden;padding:0px 3px 0px 3px;vertical-align:bottom;text-align:center;">50</td> <td data-sheets-value='{"1":3,"3":26}' style="border-right:1px solid #000000;overflow:hidden;padding:0px 3px 0px 3px;vertical-align:bottom;text-align:center;">26</td> </tr> <tr style="height:20px;"> <td style="border-bottom:1px solid #000000;border-left:1px solid #000000;overflow:hidden;padding:0px 3px 0px 3px;vertical-align:bottom;"></td> <td style="border-bottom:1px solid #000000;overflow:hidden;padding:0px 3px 0px 3px;vertical-align:bottom;"></td> <td data-sheets-value='{"1":2,"2":"Opal (O/O)"}' style="border-bottom:1px solid #000000;overflow:hidden;padding:0px 3px 0px 3px;vertical-align:bottom;">Opal (O/O)</td> <td data-sheets-numberformat='{"1":2,"2":"0.00","3":1}' data-sheets-value='{"1":3,"3":0.98}' style="border-bottom:1px solid #000000;overflow:hidden;padding:0px 3px 0px 3px;vertical-align:bottom;text-align:center;">0.98</td> <td data-sheets-numberformat='{"1":2,"2":"0","3":1}' data-sheets-value='{"1":3,"3":28.29}' style="border-bottom:1px solid #000000;overflow:hidden;padding:0px 3px 0px 3px;vertical-align:bottom;text-align:center;">28</td> <td data-sheets-numberformat='{"1":2,"2":"0","3":1}' data-sheets-value='{"1":3,"3":38.28}' style="border-bottom:1px solid #000000;overflow:hidden;padding:0px 3px 0px 3px;vertical-align:bottom;text-align:center;">38</td> <td data-sheets-value='{"1":3,"3":26}' style="border-right:1px solid #000000;border-bottom:1px solid #000000;overflow:hidden;padding:0px 3px 0px 3px;vertical-align:bottom;text-align:center;">26</td> </tr> <tr style="height:20px;"> <td data-sheets-value='{"1":2,"2":"Polycarbonate "}' style="border-left:1px solid #000000;overflow:hidden;padding:0px 3px 0px 3px;vertical-align:bottom;">Polycarbonate </td> <td data-sheets-value='{"1":2,"2":"EW"}' style="overflow:hidden;padding:0px 3px 0px 3px;vertical-align:bottom;">EW</td> <td data-sheets-value='{"1":2,"2":"Clear (A)"}' style="overflow:hidden;padding:0px 3px 0px 3px;vertical-align:bottom;">Clear (A)</td> <td data-sheets-numberformat='{"1":2,"2":"0.00","3":1}' data-sheets-value='{"1":3,"3":1.19}' style="overflow:hidden;padding:0px 3px 0px 3px;vertical-align:bottom;text-align:center;">1.19</td> <td data-sheets-numberformat='{"1":2,"2":"0","3":1}' data-sheets-value='{"1":3,"3":36.08}' style="overflow:hidden;padding:0px 3px 0px 3px;vertical-align:bottom;text-align:center;">36</td> <td data-sheets-numberformat='{"1":2,"2":"0","3":1}' data-sheets-value='{"1":3,"3":54.78}' style="overflow:hidden;padding:0px 3px 0px 3px;vertical-align:bottom;text-align:center;">55</td> <td data-sheets-value='{"1":3,"3":24}' style="border-right:1px solid #000000;overflow:hidden;padding:0px 3px 0px 3px;vertical-align:bottom;text-align:center;">24</td> </tr> <tr style="height:20px;"> <td data-sheets-value='{"1":2,"2":"PC"}' style="border-left:1px solid #000000;overflow:hidden;padding:0px 3px 0px 3px;vertical-align:bottom;">PC</td> <td style="overflow:hidden;padding:0px 3px 0px 3px;vertical-align:bottom;"></td> <td data-sheets-value='{"1":2,"2":"Opal (D)"}' style="overflow:hidden;padding:0px 3px 0px 3px;vertical-align:bottom;">Opal (D)</td> <td data-sheets-numberformat='{"1":2,"2":"0.00","3":1}' data-sheets-value='{"1":3,"3":1.19}' style="overflow:hidden;padding:0px 3px 0px 3px;vertical-align:bottom;text-align:center;">1.19</td> <td data-sheets-numberformat='{"1":2,"2":"0","3":1}' data-sheets-value='{"1":3,"3":23.779999999999998}' style="overflow:hidden;padding:0px 3px 0px 3px;vertical-align:bottom;text-align:center;">24</td> <td data-sheets-numberformat='{"1":2,"2":"0","3":1}' data-sheets-value='{"1":3,"3":39.6}' style="overflow:hidden;padding:0px 3px 0px 3px;vertical-align:bottom;text-align:center;">40</td> <td data-sheets-value='{"1":3,"3":24}' style="border-right:1px solid #000000;overflow:hidden;padding:0px 3px 0px 3px;vertical-align:bottom;text-align:center;">24</td> </tr> <tr style="height:20px;"> <td style="border-left:1px solid #000000;overflow:hidden;padding:0px 3px 0px 3px;vertical-align:bottom;"></td> <td data-sheets-value='{"1":2,"2":"DW"}' style="overflow:hidden;padding:0px 3px 0px 3px;vertical-align:bottom;">DW</td> <td data-sheets-value='{"1":2,"2":"Clear (A/H)"}' style="overflow:hidden;padding:0px 3px 0px 3px;vertical-align:bottom;">Clear (A/H)</td> <td data-sheets-numberformat='{"1":2,"2":"0.00","3":1}' data-sheets-value='{"1":3,"3":0.98}' style="overflow:hidden;padding:0px 3px 0px 3px;vertical-align:bottom;text-align:center;">0.98</td> <td data-sheets-numberformat='{"1":2,"2":"0","3":1}' data-sheets-value='{"1":3,"3":32.39}' style="overflow:hidden;padding:0px 3px 0px 3px;vertical-align:bottom;text-align:center;">32</td> <td data-sheets-numberformat='{"1":2,"2":"0","3":1}' data-sheets-value='{"1":3,"3":47.52}' style="overflow:hidden;padding:0px 3px 0px 3px;vertical-align:bottom;text-align:center;">48</td> <td data-sheets-value='{"1":3,"3":26}' style="border-right:1px solid #000000;overflow:hidden;padding:0px 3px 0px 3px;vertical-align:bottom;text-align:center;">26</td> </tr> <tr style="height:20px;"> <td style="border-left:1px solid #000000;overflow:hidden;padding:0px 3px 0px 3px;vertical-align:bottom;"></td> <td style="overflow:hidden;padding:0px 3px 0px 3px;vertical-align:bottom;"></td> <td data-sheets-value='{"1":2,"2":"Clear (A/A)"}' style="overflow:hidden;padding:0px 3px 0px 3px;vertical-align:bottom;">Clear (A/A)</td> <td data-sheets-numberformat='{"1":2,"2":"0.00","3":1}' data-sheets-value='{"1":3,"3":0.98}' style="overflow:hidden;padding:0px 3px 0px 3px;vertical-align:bottom;text-align:center;">0.98</td> <td data-sheets-numberformat='{"1":2,"2":"0","3":1}' data-sheets-value='{"1":3,"3":31.569999999999997}' style="overflow:hidden;padding:0px 3px 0px 3px;vertical-align:bottom;text-align:center;">32</td> <td data-sheets-numberformat='{"1":2,"2":"0","3":1}' data-sheets-value='{"1":3,"3":45.54}' style="overflow:hidden;padding:0px 3px 0px 3px;vertical-align:bottom;text-align:center;">46</td> <td data-sheets-value='{"1":3,"3":26}' style="border-right:1px solid #000000;overflow:hidden;padding:0px 3px 0px 3px;vertical-align:bottom;text-align:center;">26</td> </tr> <tr style="height:20px;"> <td style="border-left:1px solid #000000;overflow:hidden;padding:0px 3px 0px 3px;vertical-align:bottom;"></td> <td style="overflow:hidden;padding:0px 3px 0px 3px;vertical-align:bottom;"></td> <td data-sheets-value='{"1":2,"2":"Opal (A/O)"}' style="overflow:hidden;padding:0px 3px 0px 3px;vertical-align:bottom;">Opal (A/O)</td> <td data-sheets-numberformat='{"1":2,"2":"0.00","3":1}' data-sheets-value='{"1":3,"3":0.98}' style="overflow:hidden;padding:0px 3px 0px 3px;vertical-align:bottom;text-align:center;">0.98</td> <td data-sheets-numberformat='{"1":2,"2":"0","3":1}' data-sheets-value='{"1":3,"3":29.93}' style="overflow:hidden;padding:0px 3px 0px 3px;vertical-align:bottom;text-align:center;">30</td> <td data-sheets-numberformat='{"1":2,"2":"0","3":1}' data-sheets-value='{"1":3,"3":41.580000000000005}' style="overflow:hidden;padding:0px 3px 0px 3px;vertical-align:bottom;text-align:center;">42</td> <td data-sheets-value='{"1":3,"3":26}' style="border-right:1px solid #000000;overflow:hidden;padding:0px 3px 0px 3px;vertical-align:bottom;text-align:center;">26</td> </tr> <tr style="height:20px;"> <td style="border-bottom:1px solid #000000;border-left:1px solid #000000;overflow:hidden;padding:0px 3px 0px 3px;vertical-align:bottom;"></td> <td style="border-bottom:1px solid #000000;overflow:hidden;padding:0px 3px 0px 3px;vertical-align:bottom;"></td> <td data-sheets-value='{"1":2,"2":"Opal (A/D)"}' style="border-bottom:1px solid #000000;overflow:hidden;padding:0px 3px 0px 3px;vertical-align:bottom;">Opal (A/D)</td> <td data-sheets-numberformat='{"1":2,"2":"0.00","3":1}' data-sheets-value='{"1":3,"3":0.98}' style="border-bottom:1px solid #000000;overflow:hidden;padding:0px 3px 0px 3px;vertical-align:bottom;text-align:center;">0.98</td> <td data-sheets-numberformat='{"1":2,"2":"0","3":1}' data-sheets-value='{"1":3,"3":20.91}' style="border-bottom:1px solid #000000;overflow:hidden;padding:0px 3px 0px 3px;vertical-align:bottom;text-align:center;">21</td> <td data-sheets-numberformat='{"1":2,"2":"0","3":1}' data-sheets-value='{"1":3,"3":33}' style="border-bottom:1px solid #000000;overflow:hidden;padding:0px 3px 0px 3px;vertical-align:bottom;text-align:center;">33</td> <td data-sheets-value='{"1":3,"3":26}' style="border-right:1px solid #000000;border-bottom:1px solid #000000;overflow:hidden;padding:0px 3px 0px 3px;vertical-align:bottom;text-align:center;">26</td> </tr> <tr style="height:20px;"> <td data-sheets-value='{"1":2,"2":"Polycarbonate"}' style="border-left:1px solid #000000;overflow:hidden;padding:0px 3px 0px 3px;vertical-align:bottom;">Polycarbonate</td> <td data-sheets-value='{"1":2,"2":"EW"}' style="overflow:hidden;padding:0px 3px 0px 3px;vertical-align:bottom;">EW</td> <td data-sheets-value='{"1":2,"2":"Heatstop Opal (T)"}' style="overflow:hidden;padding:0px 3px 0px 3px;vertical-align:bottom;">Heatstop Opal (T)</td> <td data-sheets-numberformat='{"1":2,"2":"0.00","3":1}' data-sheets-value='{"1":3,"3":1.19}' style="overflow:hidden;padding:0px 3px 0px 3px;vertical-align:bottom;text-align:center;">1.19</td> <td data-sheets-numberformat='{"1":2,"2":"0","3":1}' data-sheets-value='{"1":3,"3":20.09}' style="overflow:hidden;padding:0px 3px 0px 3px;vertical-align:bottom;text-align:center;">20</td> <td data-sheets-numberformat='{"1":2,"2":"0","3":1}' data-sheets-value='{"1":3,"3":38.940000000000005}' style="overflow:hidden;padding:0px 3px 0px 3px;vertical-align:bottom;text-align:center;">39</td> <td data-sheets-value='{"1":3,"3":24}' style="border-right:1px solid #000000;overflow:hidden;padding:0px 3px 0px 3px;vertical-align:bottom;text-align:center;">24</td> </tr> <tr style="height:20px;"> <td data-sheets-value='{"1":2,"2":"Heatstop PC"}' style="border-left:1px solid #000000;overflow:hidden;padding:0px 3px 0px 3px;vertical-align:bottom;">Heatstop PC</td> <td data-sheets-value='{"1":2,"2":"DW"}' style="overflow:hidden;padding:0px 3px 0px 3px;vertical-align:bottom;">DW</td> <td data-sheets-value='{"1":2,"2":"Clear (T/H)"}' style="overflow:hidden;padding:0px 3px 0px 3px;vertical-align:bottom;">Clear (T/H)</td> <td data-sheets-numberformat='{"1":2,"2":"0.00","3":1}' data-sheets-value='{"1":3,"3":0.98}' style="overflow:hidden;padding:0px 3px 0px 3px;vertical-align:bottom;text-align:center;">0.98</td> <td data-sheets-numberformat='{"1":2,"2":"0","3":1}' data-sheets-value='{"1":3,"3":18.04}' style="overflow:hidden;padding:0px 3px 0px 3px;vertical-align:bottom;text-align:center;">18</td> <td data-sheets-numberformat='{"1":2,"2":"0","3":1}' data-sheets-value='{"1":3,"3":33.660000000000004}' style="overflow:hidden;padding:0px 3px 0px 3px;vertical-align:bottom;text-align:center;">34</td> <td data-sheets-value='{"1":3,"3":26}' style="border-right:1px solid #000000;overflow:hidden;padding:0px 3px 0px 3px;vertical-align:bottom;text-align:center;">26</td> </tr> <tr style="height:20px;"> <td style="border-bottom:1px solid #000000;border-left:1px solid #000000;overflow:hidden;padding:0px 3px 0px 3px;vertical-align:bottom;"></td> <td style="border-bottom:1px solid #000000;overflow:hidden;padding:0px 3px 0px 3px;vertical-align:bottom;"></td> <td data-sheets-value='{"1":2,"2":"Opal (T/O)"}' style="border-bottom:1px solid #000000;overflow:hidden;padding:0px 3px 0px 3px;vertical-align:bottom;">Opal (T/O)</td> <td data-sheets-numberformat='{"1":2,"2":"0.00","3":1}' data-sheets-value='{"1":3,"3":0.98}' style="border-bottom:1px solid #000000;overflow:hidden;padding:0px 3px 0px 3px;vertical-align:bottom;text-align:center;">0.98</td> <td data-sheets-numberformat='{"1":2,"2":"0","3":1}' data-sheets-value='{"1":3,"3":16.81}' style="border-bottom:1px solid #000000;overflow:hidden;padding:0px 3px 0px 3px;vertical-align:bottom;text-align:center;">17</td> <td data-sheets-numberformat='{"1":2,"2":"0","3":1}' data-sheets-value='{"1":3,"3":29.700000000000003}' style="border-bottom:1px solid #000000;overflow:hidden;padding:0px 3px 0px 3px;vertical-align:bottom;text-align:center;">30</td> <td data-sheets-value='{"1":3,"3":26}' style="border-right:1px solid #000000;border-bottom:1px solid #000000;overflow:hidden;padding:0px 3px 0px 3px;vertical-align:bottom;text-align:center;">26</td> </tr> </tbody></table> | skylux-160-ce-met-koepel-en-pvc-opstand-16-00-met-lm-motor-pvc-raam-type-ep25-en-windvang-1000-x-1300-mm | 8586026058061 | 46872336859469
Smoke and heat exhaust (SHEV) | SHE system | Skylux | Skylux 160° CE with skylight and PVC curb 16/00 with LM-actuator, PVC frame type EP25 and spoiler 1000 x 1500 mm |  | 50325 | 5412970503255 | 4616.15 | Yes | 30-45 | 74.29 | 1000 x 1500 mm | 1500 | 1000 |  | PVC 16/00 (16 cm high & roof opening = daylight size) | Rectangular | 1.19 W/m²K - 0.98 W/m²K | 57% - 30% | 37% - 17% | 24dB - 26dB | 160° CE (for industry) | PVC frame EP25 | with spoiler | E | Single actuator | Maximum double-walled skylight possible for this product | Ut-value LT-value g-value Rw-value EN 1873 : 2014 EN ISO 13468 EN 16153 EN 410 EN 410 EN ISO 140-3 Material Walls Shells (W/m²K) (%) (%) (dB) Acrylic EW Clear (H) 1.19 37 57 24 PMMA Opal (O) 1.19 34 50 24 DW Clear (H/H) 0.98 33 50 26 Opal (O/O) 0.98 28 38 26 Polycarbonate EW Clear (A) 1.19 36 55 24 PC Opal (D) 1.19 24 40 24 DW Clear (A/H) 0.98 32 48 26 Clear (A/A) 0.98 32 46 26 Opal (A/O) 0.98 30 42 26 Opal (A/D) 0.98 21 33 26 Polycarbonate EW Heatstop Opal (T) 1.19 20 39 24 Heatstop PC DW Clear (T/H) 0.98 18 34 26 Opal (T/O) 0.98 17 30 26 | https://skylux.eu/en/products/skylux-160-ce-met-koepel-en-pvc-opstand-16-00-met-lm-motor-pvc-raam-type-ep25-en-windvang-1000-x-1500-mm | https://skylux.eu/cdn/shop/files/Skylux-160deg-CE-met-koepel-en-pvc-opstand-1600-met-LM-motor-pvc-raam-type-EP25-en-windvang-1000-x-1500-mm-RWA-systeem.jpg?v=1702979881&width=1600 | https://skylux.eu/cdn/shop/files/e5a82811-1bb0-48e4-a776-cacb59c7c092_c8445984-51f1-4616-a513-08d5c1befe68.jpg?v=1688551001&width=1600 | //skylux.eu/cdn/shop/files/E_MH_Mounting_instructions_Skylux_160_CE_LM.pdf?v=12406716259046007223 | //skylux.eu/cdn/shop/files/E_TD_Technical_File_Skylux_Skylux_160_CE_Electric.pdf?v=3667116872303399239 | <style type="text/css" id="isPasted"><!--td {border: 1px solid #cccccc;}br {mso-data-placement:same-cell;}--></style><table border="1" cellpadding="0" cellspacing="0" dir="ltr" style="table-layout:fixed;font-size:10pt;font-family:Arial;border-collapse:collapse;border:none;"><tbody> <tr style="height:20px;"> <td style="overflow:hidden;padding:0px 3px 0px 3px;vertical-align:bottom;"></td> <td style="overflow:hidden;padding:0px 3px 0px 3px;vertical-align:bottom;"></td> <td style="overflow:hidden;padding:0px 3px 0px 3px;vertical-align:bottom;"></td> <td data-sheets-value='{"1":2,"2":"Ut-value"}' style="overflow:hidden;padding:0px 3px 0px 3px;vertical-align:bottom;font-weight:bold;text-align:center;">Ut-value</td> <td data-sheets-value='{"1":2,"2":"LT-value"}' style="overflow:hidden;padding:0px 3px 0px 3px;vertical-align:bottom;font-weight:bold;text-align:center;">LT-value</td> <td data-sheets-value='{"1":2,"2":"g-value"}' style="overflow:hidden;padding:0px 3px 0px 3px;vertical-align:bottom;font-weight:bold;text-align:center;">g-value</td> <td data-sheets-value='{"1":2,"2":"Rw-value "}' style="overflow:hidden;padding:0px 3px 0px 3px;vertical-align:bottom;font-weight:bold;text-align:center;">Rw-value </td> </tr> <tr style="height:20px;"> <td style="overflow:hidden;padding:0px 3px 0px 3px;vertical-align:bottom;"></td> <td style="overflow:hidden;padding:0px 3px 0px 3px;vertical-align:bottom;"></td> <td style="overflow:hidden;padding:0px 3px 0px 3px;vertical-align:bottom;"></td> <td data-sheets-numberformat='{"1":2,"2":"0.00","3":1}' data-sheets-value='{"1":2,"2":"EN 1873 : 2014"}' style="overflow:hidden;padding:0px 3px 0px 3px;vertical-align:bottom;text-align:center;">EN 1873 : 2014</td> <td data-sheets-numberformat='{"1":2,"2":"0","3":1}' data-sheets-value='{"1":2,"2":"EN ISO 13468 EN 16153 EN 410"}' style="overflow:hidden;padding:0px 3px 0px 3px;vertical-align:bottom;text-align:center;">EN ISO 13468 EN 16153 EN 410</td> <td data-sheets-numberformat='{"1":2,"2":"0","3":1}' data-sheets-value='{"1":2,"2":"EN 410"}' style="overflow:hidden;padding:0px 3px 0px 3px;vertical-align:bottom;text-align:center;">EN 410</td> <td data-sheets-value='{"1":2,"2":"EN ISO 140-3\t\t"}' style="overflow:hidden;padding:0px 3px 0px 3px;vertical-align:bottom;text-align:center;">EN ISO 140-3 </td> </tr> <tr style="height:20px;"> <td data-sheets-value='{"1":2,"2":"Material"}' style="border-bottom:1px solid #000000;overflow:hidden;padding:0px 3px 0px 3px;vertical-align:bottom;background-color:#000000;font-weight:bold;color:#ffffff;">Material</td> <td data-sheets-value='{"1":2,"2":"Walls"}' style="border-bottom:1px solid #000000;overflow:hidden;padding:0px 3px 0px 3px;vertical-align:bottom;background-color:#000000;font-weight:bold;color:#ffffff;">Walls</td> <td data-sheets-value='{"1":2,"2":"Shells"}' style="border-bottom:1px solid #000000;overflow:hidden;padding:0px 3px 0px 3px;vertical-align:bottom;background-color:#000000;font-weight:bold;color:#ffffff;">Shells</td> <td data-sheets-numberformat='{"1":2,"2":"0.00","3":1}' data-sheets-value='{"1":2,"2":"(W/m²K)\t"}' style="border-bottom:1px solid #000000;overflow:hidden;padding:0px 3px 0px 3px;vertical-align:bottom;background-color:#000000;font-weight:bold;color:#ffffff;text-align:center;">(W/m²K) </td> <td data-sheets-numberformat='{"1":2,"2":"0","3":1}' data-sheets-value='{"1":2,"2":"(%)"}' style="border-bottom:1px solid #000000;overflow:hidden;padding:0px 3px 0px 3px;vertical-align:bottom;background-color:#000000;font-weight:bold;color:#ffffff;text-align:center;">(%)</td> <td data-sheets-numberformat='{"1":2,"2":"0","3":1}' data-sheets-value='{"1":2,"2":"(%)"}' style="border-bottom:1px solid #000000;overflow:hidden;padding:0px 3px 0px 3px;vertical-align:bottom;background-color:#000000;font-weight:bold;color:#ffffff;text-align:center;">(%)</td> <td data-sheets-value='{"1":2,"2":"(dB)"}' style="border-bottom:1px solid #000000;overflow:hidden;padding:0px 3px 0px 3px;vertical-align:bottom;background-color:#000000;font-weight:bold;color:#ffffff;text-align:center;">(dB)</td> </tr> <tr style="height:20px;"> <td data-sheets-value='{"1":2,"2":"Acrylic"}' style="border-left:1px solid #000000;overflow:hidden;padding:0px 3px 0px 3px;vertical-align:bottom;">Acrylic</td> <td data-sheets-value='{"1":2,"2":"EW"}' style="overflow:hidden;padding:0px 3px 0px 3px;vertical-align:bottom;">EW</td> <td data-sheets-value='{"1":2,"2":"Clear (H)"}' style="overflow:hidden;padding:0px 3px 0px 3px;vertical-align:bottom;">Clear (H)</td> <td data-sheets-numberformat='{"1":2,"2":"0.00","3":1}' data-sheets-value='{"1":3,"3":1.19}' style="overflow:hidden;padding:0px 3px 0px 3px;vertical-align:bottom;text-align:center;">1.19</td> <td data-sheets-numberformat='{"1":2,"2":"0","3":1}' data-sheets-value='{"1":3,"3":36.9}' style="overflow:hidden;padding:0px 3px 0px 3px;vertical-align:bottom;text-align:center;">37</td> <td data-sheets-numberformat='{"1":2,"2":"0","3":1}' data-sheets-value='{"1":3,"3":57.42}' style="overflow:hidden;padding:0px 3px 0px 3px;vertical-align:bottom;text-align:center;">57</td> <td data-sheets-value='{"1":3,"3":24}' style="border-right:1px solid #000000;overflow:hidden;padding:0px 3px 0px 3px;vertical-align:bottom;text-align:center;">24</td> </tr> <tr style="height:20px;"> <td data-sheets-value='{"1":2,"2":"PMMA"}' style="border-left:1px solid #000000;overflow:hidden;padding:0px 3px 0px 3px;vertical-align:bottom;">PMMA</td> <td style="overflow:hidden;padding:0px 3px 0px 3px;vertical-align:bottom;"></td> <td data-sheets-value='{"1":2,"2":"Opal (O)"}' style="overflow:hidden;padding:0px 3px 0px 3px;vertical-align:bottom;">Opal (O)</td> <td data-sheets-numberformat='{"1":2,"2":"0.00","3":1}' data-sheets-value='{"1":3,"3":1.19}' style="overflow:hidden;padding:0px 3px 0px 3px;vertical-align:bottom;text-align:center;">1.19</td> <td data-sheets-numberformat='{"1":2,"2":"0","3":1}' data-sheets-value='{"1":3,"3":34.03}' style="overflow:hidden;padding:0px 3px 0px 3px;vertical-align:bottom;text-align:center;">34</td> <td data-sheets-numberformat='{"1":2,"2":"0","3":1}' data-sheets-value='{"1":3,"3":50.160000000000004}' style="overflow:hidden;padding:0px 3px 0px 3px;vertical-align:bottom;text-align:center;">50</td> <td data-sheets-value='{"1":3,"3":24}' style="border-right:1px solid #000000;overflow:hidden;padding:0px 3px 0px 3px;vertical-align:bottom;text-align:center;">24</td> </tr> <tr style="height:20px;"> <td style="border-left:1px solid #000000;overflow:hidden;padding:0px 3px 0px 3px;vertical-align:bottom;"></td> <td data-sheets-value='{"1":2,"2":"DW"}' style="overflow:hidden;padding:0px 3px 0px 3px;vertical-align:bottom;">DW</td> <td data-sheets-value='{"1":2,"2":"Clear (H/H)"}' style="overflow:hidden;padding:0px 3px 0px 3px;vertical-align:bottom;">Clear (H/H)</td> <td data-sheets-numberformat='{"1":2,"2":"0.00","3":1}' data-sheets-value='{"1":3,"3":0.98}' style="overflow:hidden;padding:0px 3px 0px 3px;vertical-align:bottom;text-align:center;">0.98</td> <td data-sheets-numberformat='{"1":2,"2":"0","3":1}' data-sheets-value='{"1":3,"3":33.21}' style="overflow:hidden;padding:0px 3px 0px 3px;vertical-align:bottom;text-align:center;">33</td> <td data-sheets-numberformat='{"1":2,"2":"0","3":1}' data-sheets-value='{"1":3,"3":49.5}' style="overflow:hidden;padding:0px 3px 0px 3px;vertical-align:bottom;text-align:center;">50</td> <td data-sheets-value='{"1":3,"3":26}' style="border-right:1px solid #000000;overflow:hidden;padding:0px 3px 0px 3px;vertical-align:bottom;text-align:center;">26</td> </tr> <tr style="height:20px;"> <td style="border-bottom:1px solid #000000;border-left:1px solid #000000;overflow:hidden;padding:0px 3px 0px 3px;vertical-align:bottom;"></td> <td style="border-bottom:1px solid #000000;overflow:hidden;padding:0px 3px 0px 3px;vertical-align:bottom;"></td> <td data-sheets-value='{"1":2,"2":"Opal (O/O)"}' style="border-bottom:1px solid #000000;overflow:hidden;padding:0px 3px 0px 3px;vertical-align:bottom;">Opal (O/O)</td> <td data-sheets-numberformat='{"1":2,"2":"0.00","3":1}' data-sheets-value='{"1":3,"3":0.98}' style="border-bottom:1px solid #000000;overflow:hidden;padding:0px 3px 0px 3px;vertical-align:bottom;text-align:center;">0.98</td> <td data-sheets-numberformat='{"1":2,"2":"0","3":1}' data-sheets-value='{"1":3,"3":28.29}' style="border-bottom:1px solid #000000;overflow:hidden;padding:0px 3px 0px 3px;vertical-align:bottom;text-align:center;">28</td> <td data-sheets-numberformat='{"1":2,"2":"0","3":1}' data-sheets-value='{"1":3,"3":38.28}' style="border-bottom:1px solid #000000;overflow:hidden;padding:0px 3px 0px 3px;vertical-align:bottom;text-align:center;">38</td> <td data-sheets-value='{"1":3,"3":26}' style="border-right:1px solid #000000;border-bottom:1px solid #000000;overflow:hidden;padding:0px 3px 0px 3px;vertical-align:bottom;text-align:center;">26</td> </tr> <tr style="height:20px;"> <td data-sheets-value='{"1":2,"2":"Polycarbonate "}' style="border-left:1px solid #000000;overflow:hidden;padding:0px 3px 0px 3px;vertical-align:bottom;">Polycarbonate </td> <td data-sheets-value='{"1":2,"2":"EW"}' style="overflow:hidden;padding:0px 3px 0px 3px;vertical-align:bottom;">EW</td> <td data-sheets-value='{"1":2,"2":"Clear (A)"}' style="overflow:hidden;padding:0px 3px 0px 3px;vertical-align:bottom;">Clear (A)</td> <td data-sheets-numberformat='{"1":2,"2":"0.00","3":1}' data-sheets-value='{"1":3,"3":1.19}' style="overflow:hidden;padding:0px 3px 0px 3px;vertical-align:bottom;text-align:center;">1.19</td> <td data-sheets-numberformat='{"1":2,"2":"0","3":1}' data-sheets-value='{"1":3,"3":36.08}' style="overflow:hidden;padding:0px 3px 0px 3px;vertical-align:bottom;text-align:center;">36</td> <td data-sheets-numberformat='{"1":2,"2":"0","3":1}' data-sheets-value='{"1":3,"3":54.78}' style="overflow:hidden;padding:0px 3px 0px 3px;vertical-align:bottom;text-align:center;">55</td> <td data-sheets-value='{"1":3,"3":24}' style="border-right:1px solid #000000;overflow:hidden;padding:0px 3px 0px 3px;vertical-align:bottom;text-align:center;">24</td> </tr> <tr style="height:20px;"> <td data-sheets-value='{"1":2,"2":"PC"}' style="border-left:1px solid #000000;overflow:hidden;padding:0px 3px 0px 3px;vertical-align:bottom;">PC</td> <td style="overflow:hidden;padding:0px 3px 0px 3px;vertical-align:bottom;"></td> <td data-sheets-value='{"1":2,"2":"Opal (D)"}' style="overflow:hidden;padding:0px 3px 0px 3px;vertical-align:bottom;">Opal (D)</td> <td data-sheets-numberformat='{"1":2,"2":"0.00","3":1}' data-sheets-value='{"1":3,"3":1.19}' style="overflow:hidden;padding:0px 3px 0px 3px;vertical-align:bottom;text-align:center;">1.19</td> <td data-sheets-numberformat='{"1":2,"2":"0","3":1}' data-sheets-value='{"1":3,"3":23.779999999999998}' style="overflow:hidden;padding:0px 3px 0px 3px;vertical-align:bottom;text-align:center;">24</td> <td data-sheets-numberformat='{"1":2,"2":"0","3":1}' data-sheets-value='{"1":3,"3":39.6}' style="overflow:hidden;padding:0px 3px 0px 3px;vertical-align:bottom;text-align:center;">40</td> <td data-sheets-value='{"1":3,"3":24}' style="border-right:1px solid #000000;overflow:hidden;padding:0px 3px 0px 3px;vertical-align:bottom;text-align:center;">24</td> </tr> <tr style="height:20px;"> <td style="border-left:1px solid #000000;overflow:hidden;padding:0px 3px 0px 3px;vertical-align:bottom;"></td> <td data-sheets-value='{"1":2,"2":"DW"}' style="overflow:hidden;padding:0px 3px 0px 3px;vertical-align:bottom;">DW</td> <td data-sheets-value='{"1":2,"2":"Clear (A/H)"}' style="overflow:hidden;padding:0px 3px 0px 3px;vertical-align:bottom;">Clear (A/H)</td> <td data-sheets-numberformat='{"1":2,"2":"0.00","3":1}' data-sheets-value='{"1":3,"3":0.98}' style="overflow:hidden;padding:0px 3px 0px 3px;vertical-align:bottom;text-align:center;">0.98</td> <td data-sheets-numberformat='{"1":2,"2":"0","3":1}' data-sheets-value='{"1":3,"3":32.39}' style="overflow:hidden;padding:0px 3px 0px 3px;vertical-align:bottom;text-align:center;">32</td> <td data-sheets-numberformat='{"1":2,"2":"0","3":1}' data-sheets-value='{"1":3,"3":47.52}' style="overflow:hidden;padding:0px 3px 0px 3px;vertical-align:bottom;text-align:center;">48</td> <td data-sheets-value='{"1":3,"3":26}' style="border-right:1px solid #000000;overflow:hidden;padding:0px 3px 0px 3px;vertical-align:bottom;text-align:center;">26</td> </tr> <tr style="height:20px;"> <td style="border-left:1px solid #000000;overflow:hidden;padding:0px 3px 0px 3px;vertical-align:bottom;"></td> <td style="overflow:hidden;padding:0px 3px 0px 3px;vertical-align:bottom;"></td> <td data-sheets-value='{"1":2,"2":"Clear (A/A)"}' style="overflow:hidden;padding:0px 3px 0px 3px;vertical-align:bottom;">Clear (A/A)</td> <td data-sheets-numberformat='{"1":2,"2":"0.00","3":1}' data-sheets-value='{"1":3,"3":0.98}' style="overflow:hidden;padding:0px 3px 0px 3px;vertical-align:bottom;text-align:center;">0.98</td> <td data-sheets-numberformat='{"1":2,"2":"0","3":1}' data-sheets-value='{"1":3,"3":31.569999999999997}' style="overflow:hidden;padding:0px 3px 0px 3px;vertical-align:bottom;text-align:center;">32</td> <td data-sheets-numberformat='{"1":2,"2":"0","3":1}' data-sheets-value='{"1":3,"3":45.54}' style="overflow:hidden;padding:0px 3px 0px 3px;vertical-align:bottom;text-align:center;">46</td> <td data-sheets-value='{"1":3,"3":26}' style="border-right:1px solid #000000;overflow:hidden;padding:0px 3px 0px 3px;vertical-align:bottom;text-align:center;">26</td> </tr> <tr style="height:20px;"> <td style="border-left:1px solid #000000;overflow:hidden;padding:0px 3px 0px 3px;vertical-align:bottom;"></td> <td style="overflow:hidden;padding:0px 3px 0px 3px;vertical-align:bottom;"></td> <td data-sheets-value='{"1":2,"2":"Opal (A/O)"}' style="overflow:hidden;padding:0px 3px 0px 3px;vertical-align:bottom;">Opal (A/O)</td> <td data-sheets-numberformat='{"1":2,"2":"0.00","3":1}' data-sheets-value='{"1":3,"3":0.98}' style="overflow:hidden;padding:0px 3px 0px 3px;vertical-align:bottom;text-align:center;">0.98</td> <td data-sheets-numberformat='{"1":2,"2":"0","3":1}' data-sheets-value='{"1":3,"3":29.93}' style="overflow:hidden;padding:0px 3px 0px 3px;vertical-align:bottom;text-align:center;">30</td> <td data-sheets-numberformat='{"1":2,"2":"0","3":1}' data-sheets-value='{"1":3,"3":41.580000000000005}' style="overflow:hidden;padding:0px 3px 0px 3px;vertical-align:bottom;text-align:center;">42</td> <td data-sheets-value='{"1":3,"3":26}' style="border-right:1px solid #000000;overflow:hidden;padding:0px 3px 0px 3px;vertical-align:bottom;text-align:center;">26</td> </tr> <tr style="height:20px;"> <td style="border-bottom:1px solid #000000;border-left:1px solid #000000;overflow:hidden;padding:0px 3px 0px 3px;vertical-align:bottom;"></td> <td style="border-bottom:1px solid #000000;overflow:hidden;padding:0px 3px 0px 3px;vertical-align:bottom;"></td> <td data-sheets-value='{"1":2,"2":"Opal (A/D)"}' style="border-bottom:1px solid #000000;overflow:hidden;padding:0px 3px 0px 3px;vertical-align:bottom;">Opal (A/D)</td> <td data-sheets-numberformat='{"1":2,"2":"0.00","3":1}' data-sheets-value='{"1":3,"3":0.98}' style="border-bottom:1px solid #000000;overflow:hidden;padding:0px 3px 0px 3px;vertical-align:bottom;text-align:center;">0.98</td> <td data-sheets-numberformat='{"1":2,"2":"0","3":1}' data-sheets-value='{"1":3,"3":20.91}' style="border-bottom:1px solid #000000;overflow:hidden;padding:0px 3px 0px 3px;vertical-align:bottom;text-align:center;">21</td> <td data-sheets-numberformat='{"1":2,"2":"0","3":1}' data-sheets-value='{"1":3,"3":33}' style="border-bottom:1px solid #000000;overflow:hidden;padding:0px 3px 0px 3px;vertical-align:bottom;text-align:center;">33</td> <td data-sheets-value='{"1":3,"3":26}' style="border-right:1px solid #000000;border-bottom:1px solid #000000;overflow:hidden;padding:0px 3px 0px 3px;vertical-align:bottom;text-align:center;">26</td> </tr> <tr style="height:20px;"> <td data-sheets-value='{"1":2,"2":"Polycarbonate"}' style="border-left:1px solid #000000;overflow:hidden;padding:0px 3px 0px 3px;vertical-align:bottom;">Polycarbonate</td> <td data-sheets-value='{"1":2,"2":"EW"}' style="overflow:hidden;padding:0px 3px 0px 3px;vertical-align:bottom;">EW</td> <td data-sheets-value='{"1":2,"2":"Heatstop Opal (T)"}' style="overflow:hidden;padding:0px 3px 0px 3px;vertical-align:bottom;">Heatstop Opal (T)</td> <td data-sheets-numberformat='{"1":2,"2":"0.00","3":1}' data-sheets-value='{"1":3,"3":1.19}' style="overflow:hidden;padding:0px 3px 0px 3px;vertical-align:bottom;text-align:center;">1.19</td> <td data-sheets-numberformat='{"1":2,"2":"0","3":1}' data-sheets-value='{"1":3,"3":20.09}' style="overflow:hidden;padding:0px 3px 0px 3px;vertical-align:bottom;text-align:center;">20</td> <td data-sheets-numberformat='{"1":2,"2":"0","3":1}' data-sheets-value='{"1":3,"3":38.940000000000005}' style="overflow:hidden;padding:0px 3px 0px 3px;vertical-align:bottom;text-align:center;">39</td> <td data-sheets-value='{"1":3,"3":24}' style="border-right:1px solid #000000;overflow:hidden;padding:0px 3px 0px 3px;vertical-align:bottom;text-align:center;">24</td> </tr> <tr style="height:20px;"> <td data-sheets-value='{"1":2,"2":"Heatstop PC"}' style="border-left:1px solid #000000;overflow:hidden;padding:0px 3px 0px 3px;vertical-align:bottom;">Heatstop PC</td> <td data-sheets-value='{"1":2,"2":"DW"}' style="overflow:hidden;padding:0px 3px 0px 3px;vertical-align:bottom;">DW</td> <td data-sheets-value='{"1":2,"2":"Clear (T/H)"}' style="overflow:hidden;padding:0px 3px 0px 3px;vertical-align:bottom;">Clear (T/H)</td> <td data-sheets-numberformat='{"1":2,"2":"0.00","3":1}' data-sheets-value='{"1":3,"3":0.98}' style="overflow:hidden;padding:0px 3px 0px 3px;vertical-align:bottom;text-align:center;">0.98</td> <td data-sheets-numberformat='{"1":2,"2":"0","3":1}' data-sheets-value='{"1":3,"3":18.04}' style="overflow:hidden;padding:0px 3px 0px 3px;vertical-align:bottom;text-align:center;">18</td> <td data-sheets-numberformat='{"1":2,"2":"0","3":1}' data-sheets-value='{"1":3,"3":33.660000000000004}' style="overflow:hidden;padding:0px 3px 0px 3px;vertical-align:bottom;text-align:center;">34</td> <td data-sheets-value='{"1":3,"3":26}' style="border-right:1px solid #000000;overflow:hidden;padding:0px 3px 0px 3px;vertical-align:bottom;text-align:center;">26</td> </tr> <tr style="height:20px;"> <td style="border-bottom:1px solid #000000;border-left:1px solid #000000;overflow:hidden;padding:0px 3px 0px 3px;vertical-align:bottom;"></td> <td style="border-bottom:1px solid #000000;overflow:hidden;padding:0px 3px 0px 3px;vertical-align:bottom;"></td> <td data-sheets-value='{"1":2,"2":"Opal (T/O)"}' style="border-bottom:1px solid #000000;overflow:hidden;padding:0px 3px 0px 3px;vertical-align:bottom;">Opal (T/O)</td> <td data-sheets-numberformat='{"1":2,"2":"0.00","3":1}' data-sheets-value='{"1":3,"3":0.98}' style="border-bottom:1px solid #000000;overflow:hidden;padding:0px 3px 0px 3px;vertical-align:bottom;text-align:center;">0.98</td> <td data-sheets-numberformat='{"1":2,"2":"0","3":1}' data-sheets-value='{"1":3,"3":16.81}' style="border-bottom:1px solid #000000;overflow:hidden;padding:0px 3px 0px 3px;vertical-align:bottom;text-align:center;">17</td> <td data-sheets-numberformat='{"1":2,"2":"0","3":1}' data-sheets-value='{"1":3,"3":29.700000000000003}' style="border-bottom:1px solid #000000;overflow:hidden;padding:0px 3px 0px 3px;vertical-align:bottom;text-align:center;">30</td> <td data-sheets-value='{"1":3,"3":26}' style="border-right:1px solid #000000;border-bottom:1px solid #000000;overflow:hidden;padding:0px 3px 0px 3px;vertical-align:bottom;text-align:center;">26</td> </tr> </tbody></table> | skylux-160-ce-met-koepel-en-pvc-opstand-16-00-met-lm-motor-pvc-raam-type-ep25-en-windvang-1000-x-1500-mm | 8586026090829 | 46872336892237
Smoke and heat exhaust (SHEV) | SHE system | Skylux | Skylux 160° CE with skylight and PVC curb 16/00 with LM-actuator, PVC frame type EP25 and spoiler 1000 x 1600 mm |  | 50326 | 5412970503262 | 4912.6 | Yes | 30-45 | 74.5 | 1000 x 1600 mm | 1600 | 1000 |  | PVC 16/00 (16 cm high & roof opening = daylight size) | Rectangular | 1.19 W/m²K - 0.98 W/m²K | 57% - 30% | 37% - 17% | 24dB - 26dB | 160° CE (for industry) | PVC frame EP25 | with spoiler | E | Single actuator | Maximum double-walled skylight possible for this product | Ut-value LT-value g-value Rw-value EN 1873 : 2014 EN ISO 13468 EN 16153 EN 410 EN 410 EN ISO 140-3 Material Walls Shells (W/m²K) (%) (%) (dB) Acrylic EW Clear (H) 1.19 37 57 24 PMMA Opal (O) 1.19 34 50 24 DW Clear (H/H) 0.98 33 50 26 Opal (O/O) 0.98 28 38 26 Polycarbonate EW Clear (A) 1.19 36 55 24 PC Opal (D) 1.19 24 40 24 DW Clear (A/H) 0.98 32 48 26 Clear (A/A) 0.98 32 46 26 Opal (A/O) 0.98 30 42 26 Opal (A/D) 0.98 21 33 26 Polycarbonate EW Heatstop Opal (T) 1.19 20 39 24 Heatstop PC DW Clear (T/H) 0.98 18 34 26 Opal (T/O) 0.98 17 30 26 | https://skylux.eu/en/products/skylux-160-ce-met-koepel-en-pvc-opstand-16-00-met-lm-motor-pvc-raam-type-ep25-en-windvang-1000-x-1600-mm | https://skylux.eu/cdn/shop/files/Skylux-160deg-CE-met-koepel-en-pvc-opstand-1600-met-LM-motor-pvc-raam-type-EP25-en-windvang-1000-x-1600-mm-RWA-systeem.jpg?v=1702979886&width=1600 | https://skylux.eu/cdn/shop/files/e5a82811-1bb0-48e4-a776-cacb59c7c092_11503eb8-9713-4709-b415-5e673fcf96e4.jpg?v=1688551002&width=1600 | //skylux.eu/cdn/shop/files/E_MH_Mounting_instructions_Skylux_160_CE_LM.pdf?v=12406716259046007223 | //skylux.eu/cdn/shop/files/E_TD_Technical_File_Skylux_Skylux_160_CE_Electric.pdf?v=3667116872303399239 | <style type="text/css" id="isPasted"><!--td {border: 1px solid #cccccc;}br {mso-data-placement:same-cell;}--></style><table border="1" cellpadding="0" cellspacing="0" dir="ltr" style="table-layout:fixed;font-size:10pt;font-family:Arial;border-collapse:collapse;border:none;"><tbody> <tr style="height:20px;"> <td style="overflow:hidden;padding:0px 3px 0px 3px;vertical-align:bottom;"></td> <td style="overflow:hidden;padding:0px 3px 0px 3px;vertical-align:bottom;"></td> <td style="overflow:hidden;padding:0px 3px 0px 3px;vertical-align:bottom;"></td> <td data-sheets-value='{"1":2,"2":"Ut-value"}' style="overflow:hidden;padding:0px 3px 0px 3px;vertical-align:bottom;font-weight:bold;text-align:center;">Ut-value</td> <td data-sheets-value='{"1":2,"2":"LT-value"}' style="overflow:hidden;padding:0px 3px 0px 3px;vertical-align:bottom;font-weight:bold;text-align:center;">LT-value</td> <td data-sheets-value='{"1":2,"2":"g-value"}' style="overflow:hidden;padding:0px 3px 0px 3px;vertical-align:bottom;font-weight:bold;text-align:center;">g-value</td> <td data-sheets-value='{"1":2,"2":"Rw-value "}' style="overflow:hidden;padding:0px 3px 0px 3px;vertical-align:bottom;font-weight:bold;text-align:center;">Rw-value </td> </tr> <tr style="height:20px;"> <td style="overflow:hidden;padding:0px 3px 0px 3px;vertical-align:bottom;"></td> <td style="overflow:hidden;padding:0px 3px 0px 3px;vertical-align:bottom;"></td> <td style="overflow:hidden;padding:0px 3px 0px 3px;vertical-align:bottom;"></td> <td data-sheets-numberformat='{"1":2,"2":"0.00","3":1}' data-sheets-value='{"1":2,"2":"EN 1873 : 2014"}' style="overflow:hidden;padding:0px 3px 0px 3px;vertical-align:bottom;text-align:center;">EN 1873 : 2014</td> <td data-sheets-numberformat='{"1":2,"2":"0","3":1}' data-sheets-value='{"1":2,"2":"EN ISO 13468 EN 16153 EN 410"}' style="overflow:hidden;padding:0px 3px 0px 3px;vertical-align:bottom;text-align:center;">EN ISO 13468 EN 16153 EN 410</td> <td data-sheets-numberformat='{"1":2,"2":"0","3":1}' data-sheets-value='{"1":2,"2":"EN 410"}' style="overflow:hidden;padding:0px 3px 0px 3px;vertical-align:bottom;text-align:center;">EN 410</td> <td data-sheets-value='{"1":2,"2":"EN ISO 140-3\t\t"}' style="overflow:hidden;padding:0px 3px 0px 3px;vertical-align:bottom;text-align:center;">EN ISO 140-3 </td> </tr> <tr style="height:20px;"> <td data-sheets-value='{"1":2,"2":"Material"}' style="border-bottom:1px solid #000000;overflow:hidden;padding:0px 3px 0px 3px;vertical-align:bottom;background-color:#000000;font-weight:bold;color:#ffffff;">Material</td> <td data-sheets-value='{"1":2,"2":"Walls"}' style="border-bottom:1px solid #000000;overflow:hidden;padding:0px 3px 0px 3px;vertical-align:bottom;background-color:#000000;font-weight:bold;color:#ffffff;">Walls</td> <td data-sheets-value='{"1":2,"2":"Shells"}' style="border-bottom:1px solid #000000;overflow:hidden;padding:0px 3px 0px 3px;vertical-align:bottom;background-color:#000000;font-weight:bold;color:#ffffff;">Shells</td> <td data-sheets-numberformat='{"1":2,"2":"0.00","3":1}' data-sheets-value='{"1":2,"2":"(W/m²K)\t"}' style="border-bottom:1px solid #000000;overflow:hidden;padding:0px 3px 0px 3px;vertical-align:bottom;background-color:#000000;font-weight:bold;color:#ffffff;text-align:center;">(W/m²K) </td> <td data-sheets-numberformat='{"1":2,"2":"0","3":1}' data-sheets-value='{"1":2,"2":"(%)"}' style="border-bottom:1px solid #000000;overflow:hidden;padding:0px 3px 0px 3px;vertical-align:bottom;background-color:#000000;font-weight:bold;color:#ffffff;text-align:center;">(%)</td> <td data-sheets-numberformat='{"1":2,"2":"0","3":1}' data-sheets-value='{"1":2,"2":"(%)"}' style="border-bottom:1px solid #000000;overflow:hidden;padding:0px 3px 0px 3px;vertical-align:bottom;background-color:#000000;font-weight:bold;color:#ffffff;text-align:center;">(%)</td> <td data-sheets-value='{"1":2,"2":"(dB)"}' style="border-bottom:1px solid #000000;overflow:hidden;padding:0px 3px 0px 3px;vertical-align:bottom;background-color:#000000;font-weight:bold;color:#ffffff;text-align:center;">(dB)</td> </tr> <tr style="height:20px;"> <td data-sheets-value='{"1":2,"2":"Acrylic"}' style="border-left:1px solid #000000;overflow:hidden;padding:0px 3px 0px 3px;vertical-align:bottom;">Acrylic</td> <td data-sheets-value='{"1":2,"2":"EW"}' style="overflow:hidden;padding:0px 3px 0px 3px;vertical-align:bottom;">EW</td> <td data-sheets-value='{"1":2,"2":"Clear (H)"}' style="overflow:hidden;padding:0px 3px 0px 3px;vertical-align:bottom;">Clear (H)</td> <td data-sheets-numberformat='{"1":2,"2":"0.00","3":1}' data-sheets-value='{"1":3,"3":1.19}' style="overflow:hidden;padding:0px 3px 0px 3px;vertical-align:bottom;text-align:center;">1.19</td> <td data-sheets-numberformat='{"1":2,"2":"0","3":1}' data-sheets-value='{"1":3,"3":36.9}' style="overflow:hidden;padding:0px 3px 0px 3px;vertical-align:bottom;text-align:center;">37</td> <td data-sheets-numberformat='{"1":2,"2":"0","3":1}' data-sheets-value='{"1":3,"3":57.42}' style="overflow:hidden;padding:0px 3px 0px 3px;vertical-align:bottom;text-align:center;">57</td> <td data-sheets-value='{"1":3,"3":24}' style="border-right:1px solid #000000;overflow:hidden;padding:0px 3px 0px 3px;vertical-align:bottom;text-align:center;">24</td> </tr> <tr style="height:20px;"> <td data-sheets-value='{"1":2,"2":"PMMA"}' style="border-left:1px solid #000000;overflow:hidden;padding:0px 3px 0px 3px;vertical-align:bottom;">PMMA</td> <td style="overflow:hidden;padding:0px 3px 0px 3px;vertical-align:bottom;"></td> <td data-sheets-value='{"1":2,"2":"Opal (O)"}' style="overflow:hidden;padding:0px 3px 0px 3px;vertical-align:bottom;">Opal (O)</td> <td data-sheets-numberformat='{"1":2,"2":"0.00","3":1}' data-sheets-value='{"1":3,"3":1.19}' style="overflow:hidden;padding:0px 3px 0px 3px;vertical-align:bottom;text-align:center;">1.19</td> <td data-sheets-numberformat='{"1":2,"2":"0","3":1}' data-sheets-value='{"1":3,"3":34.03}' style="overflow:hidden;padding:0px 3px 0px 3px;vertical-align:bottom;text-align:center;">34</td> <td data-sheets-numberformat='{"1":2,"2":"0","3":1}' data-sheets-value='{"1":3,"3":50.160000000000004}' style="overflow:hidden;padding:0px 3px 0px 3px;vertical-align:bottom;text-align:center;">50</td> <td data-sheets-value='{"1":3,"3":24}' style="border-right:1px solid #000000;overflow:hidden;padding:0px 3px 0px 3px;vertical-align:bottom;text-align:center;">24</td> </tr> <tr style="height:20px;"> <td style="border-left:1px solid #000000;overflow:hidden;padding:0px 3px 0px 3px;vertical-align:bottom;"></td> <td data-sheets-value='{"1":2,"2":"DW"}' style="overflow:hidden;padding:0px 3px 0px 3px;vertical-align:bottom;">DW</td> <td data-sheets-value='{"1":2,"2":"Clear (H/H)"}' style="overflow:hidden;padding:0px 3px 0px 3px;vertical-align:bottom;">Clear (H/H)</td> <td data-sheets-numberformat='{"1":2,"2":"0.00","3":1}' data-sheets-value='{"1":3,"3":0.98}' style="overflow:hidden;padding:0px 3px 0px 3px;vertical-align:bottom;text-align:center;">0.98</td> <td data-sheets-numberformat='{"1":2,"2":"0","3":1}' data-sheets-value='{"1":3,"3":33.21}' style="overflow:hidden;padding:0px 3px 0px 3px;vertical-align:bottom;text-align:center;">33</td> <td data-sheets-numberformat='{"1":2,"2":"0","3":1}' data-sheets-value='{"1":3,"3":49.5}' style="overflow:hidden;padding:0px 3px 0px 3px;vertical-align:bottom;text-align:center;">50</td> <td data-sheets-value='{"1":3,"3":26}' style="border-right:1px solid #000000;overflow:hidden;padding:0px 3px 0px 3px;vertical-align:bottom;text-align:center;">26</td> </tr> <tr style="height:20px;"> <td style="border-bottom:1px solid #000000;border-left:1px solid #000000;overflow:hidden;padding:0px 3px 0px 3px;vertical-align:bottom;"></td> <td style="border-bottom:1px solid #000000;overflow:hidden;padding:0px 3px 0px 3px;vertical-align:bottom;"></td> <td data-sheets-value='{"1":2,"2":"Opal (O/O)"}' style="border-bottom:1px solid #000000;overflow:hidden;padding:0px 3px 0px 3px;vertical-align:bottom;">Opal (O/O)</td> <td data-sheets-numberformat='{"1":2,"2":"0.00","3":1}' data-sheets-value='{"1":3,"3":0.98}' style="border-bottom:1px solid #000000;overflow:hidden;padding:0px 3px 0px 3px;vertical-align:bottom;text-align:center;">0.98</td> <td data-sheets-numberformat='{"1":2,"2":"0","3":1}' data-sheets-value='{"1":3,"3":28.29}' style="border-bottom:1px solid #000000;overflow:hidden;padding:0px 3px 0px 3px;vertical-align:bottom;text-align:center;">28</td> <td data-sheets-numberformat='{"1":2,"2":"0","3":1}' data-sheets-value='{"1":3,"3":38.28}' style="border-bottom:1px solid #000000;overflow:hidden;padding:0px 3px 0px 3px;vertical-align:bottom;text-align:center;">38</td> <td data-sheets-value='{"1":3,"3":26}' style="border-right:1px solid #000000;border-bottom:1px solid #000000;overflow:hidden;padding:0px 3px 0px 3px;vertical-align:bottom;text-align:center;">26</td> </tr> <tr style="height:20px;"> <td data-sheets-value='{"1":2,"2":"Polycarbonate "}' style="border-left:1px solid #000000;overflow:hidden;padding:0px 3px 0px 3px;vertical-align:bottom;">Polycarbonate </td> <td data-sheets-value='{"1":2,"2":"EW"}' style="overflow:hidden;padding:0px 3px 0px 3px;vertical-align:bottom;">EW</td> <td data-sheets-value='{"1":2,"2":"Clear (A)"}' style="overflow:hidden;padding:0px 3px 0px 3px;vertical-align:bottom;">Clear (A)</td> <td data-sheets-numberformat='{"1":2,"2":"0.00","3":1}' data-sheets-value='{"1":3,"3":1.19}' style="overflow:hidden;padding:0px 3px 0px 3px;vertical-align:bottom;text-align:center;">1.19</td> <td data-sheets-numberformat='{"1":2,"2":"0","3":1}' data-sheets-value='{"1":3,"3":36.08}' style="overflow:hidden;padding:0px 3px 0px 3px;vertical-align:bottom;text-align:center;">36</td> <td data-sheets-numberformat='{"1":2,"2":"0","3":1}' data-sheets-value='{"1":3,"3":54.78}' style="overflow:hidden;padding:0px 3px 0px 3px;vertical-align:bottom;text-align:center;">55</td> <td data-sheets-value='{"1":3,"3":24}' style="border-right:1px solid #000000;overflow:hidden;padding:0px 3px 0px 3px;vertical-align:bottom;text-align:center;">24</td> </tr> <tr style="height:20px;"> <td data-sheets-value='{"1":2,"2":"PC"}' style="border-left:1px solid #000000;overflow:hidden;padding:0px 3px 0px 3px;vertical-align:bottom;">PC</td> <td style="overflow:hidden;padding:0px 3px 0px 3px;vertical-align:bottom;"></td> <td data-sheets-value='{"1":2,"2":"Opal (D)"}' style="overflow:hidden;padding:0px 3px 0px 3px;vertical-align:bottom;">Opal (D)</td> <td data-sheets-numberformat='{"1":2,"2":"0.00","3":1}' data-sheets-value='{"1":3,"3":1.19}' style="overflow:hidden;padding:0px 3px 0px 3px;vertical-align:bottom;text-align:center;">1.19</td> <td data-sheets-numberformat='{"1":2,"2":"0","3":1}' data-sheets-value='{"1":3,"3":23.779999999999998}' style="overflow:hidden;padding:0px 3px 0px 3px;vertical-align:bottom;text-align:center;">24</td> <td data-sheets-numberformat='{"1":2,"2":"0","3":1}' data-sheets-value='{"1":3,"3":39.6}' style="overflow:hidden;padding:0px 3px 0px 3px;vertical-align:bottom;text-align:center;">40</td> <td data-sheets-value='{"1":3,"3":24}' style="border-right:1px solid #000000;overflow:hidden;padding:0px 3px 0px 3px;vertical-align:bottom;text-align:center;">24</td> </tr> <tr style="height:20px;"> <td style="border-left:1px solid #000000;overflow:hidden;padding:0px 3px 0px 3px;vertical-align:bottom;"></td> <td data-sheets-value='{"1":2,"2":"DW"}' style="overflow:hidden;padding:0px 3px 0px 3px;vertical-align:bottom;">DW</td> <td data-sheets-value='{"1":2,"2":"Clear (A/H)"}' style="overflow:hidden;padding:0px 3px 0px 3px;vertical-align:bottom;">Clear (A/H)</td> <td data-sheets-numberformat='{"1":2,"2":"0.00","3":1}' data-sheets-value='{"1":3,"3":0.98}' style="overflow:hidden;padding:0px 3px 0px 3px;vertical-align:bottom;text-align:center;">0.98</td> <td data-sheets-numberformat='{"1":2,"2":"0","3":1}' data-sheets-value='{"1":3,"3":32.39}' style="overflow:hidden;padding:0px 3px 0px 3px;vertical-align:bottom;text-align:center;">32</td> <td data-sheets-numberformat='{"1":2,"2":"0","3":1}' data-sheets-value='{"1":3,"3":47.52}' style="overflow:hidden;padding:0px 3px 0px 3px;vertical-align:bottom;text-align:center;">48</td> <td data-sheets-value='{"1":3,"3":26}' style="border-right:1px solid #000000;overflow:hidden;padding:0px 3px 0px 3px;vertical-align:bottom;text-align:center;">26</td> </tr> <tr style="height:20px;"> <td style="border-left:1px solid #000000;overflow:hidden;padding:0px 3px 0px 3px;vertical-align:bottom;"></td> <td style="overflow:hidden;padding:0px 3px 0px 3px;vertical-align:bottom;"></td> <td data-sheets-value='{"1":2,"2":"Clear (A/A)"}' style="overflow:hidden;padding:0px 3px 0px 3px;vertical-align:bottom;">Clear (A/A)</td> <td data-sheets-numberformat='{"1":2,"2":"0.00","3":1}' data-sheets-value='{"1":3,"3":0.98}' style="overflow:hidden;padding:0px 3px 0px 3px;vertical-align:bottom;text-align:center;">0.98</td> <td data-sheets-numberformat='{"1":2,"2":"0","3":1}' data-sheets-value='{"1":3,"3":31.569999999999997}' style="overflow:hidden;padding:0px 3px 0px 3px;vertical-align:bottom;text-align:center;">32</td> <td data-sheets-numberformat='{"1":2,"2":"0","3":1}' data-sheets-value='{"1":3,"3":45.54}' style="overflow:hidden;padding:0px 3px 0px 3px;vertical-align:bottom;text-align:center;">46</td> <td data-sheets-value='{"1":3,"3":26}' style="border-right:1px solid #000000;overflow:hidden;padding:0px 3px 0px 3px;vertical-align:bottom;text-align:center;">26</td> </tr> <tr style="height:20px;"> <td style="border-left:1px solid #000000;overflow:hidden;padding:0px 3px 0px 3px;vertical-align:bottom;"></td> <td style="overflow:hidden;padding:0px 3px 0px 3px;vertical-align:bottom;"></td> <td data-sheets-value='{"1":2,"2":"Opal (A/O)"}' style="overflow:hidden;padding:0px 3px 0px 3px;vertical-align:bottom;">Opal (A/O)</td> <td data-sheets-numberformat='{"1":2,"2":"0.00","3":1}' data-sheets-value='{"1":3,"3":0.98}' style="overflow:hidden;padding:0px 3px 0px 3px;vertical-align:bottom;text-align:center;">0.98</td> <td data-sheets-numberformat='{"1":2,"2":"0","3":1}' data-sheets-value='{"1":3,"3":29.93}' style="overflow:hidden;padding:0px 3px 0px 3px;vertical-align:bottom;text-align:center;">30</td> <td data-sheets-numberformat='{"1":2,"2":"0","3":1}' data-sheets-value='{"1":3,"3":41.580000000000005}' style="overflow:hidden;padding:0px 3px 0px 3px;vertical-align:bottom;text-align:center;">42</td> <td data-sheets-value='{"1":3,"3":26}' style="border-right:1px solid #000000;overflow:hidden;padding:0px 3px 0px 3px;vertical-align:bottom;text-align:center;">26</td> </tr> <tr style="height:20px;"> <td style="border-bottom:1px solid #000000;border-left:1px solid #000000;overflow:hidden;padding:0px 3px 0px 3px;vertical-align:bottom;"></td> <td style="border-bottom:1px solid #000000;overflow:hidden;padding:0px 3px 0px 3px;vertical-align:bottom;"></td> <td data-sheets-value='{"1":2,"2":"Opal (A/D)"}' style="border-bottom:1px solid #000000;overflow:hidden;padding:0px 3px 0px 3px;vertical-align:bottom;">Opal (A/D)</td> <td data-sheets-numberformat='{"1":2,"2":"0.00","3":1}' data-sheets-value='{"1":3,"3":0.98}' style="border-bottom:1px solid #000000;overflow:hidden;padding:0px 3px 0px 3px;vertical-align:bottom;text-align:center;">0.98</td> <td data-sheets-numberformat='{"1":2,"2":"0","3":1}' data-sheets-value='{"1":3,"3":20.91}' style="border-bottom:1px solid #000000;overflow:hidden;padding:0px 3px 0px 3px;vertical-align:bottom;text-align:center;">21</td> <td data-sheets-numberformat='{"1":2,"2":"0","3":1}' data-sheets-value='{"1":3,"3":33}' style="border-bottom:1px solid #000000;overflow:hidden;padding:0px 3px 0px 3px;vertical-align:bottom;text-align:center;">33</td> <td data-sheets-value='{"1":3,"3":26}' style="border-right:1px solid #000000;border-bottom:1px solid #000000;overflow:hidden;padding:0px 3px 0px 3px;vertical-align:bottom;text-align:center;">26</td> </tr> <tr style="height:20px;"> <td data-sheets-value='{"1":2,"2":"Polycarbonate"}' style="border-left:1px solid #000000;overflow:hidden;padding:0px 3px 0px 3px;vertical-align:bottom;">Polycarbonate</td> <td data-sheets-value='{"1":2,"2":"EW"}' style="overflow:hidden;padding:0px 3px 0px 3px;vertical-align:bottom;">EW</td> <td data-sheets-value='{"1":2,"2":"Heatstop Opal (T)"}' style="overflow:hidden;padding:0px 3px 0px 3px;vertical-align:bottom;">Heatstop Opal (T)</td> <td data-sheets-numberformat='{"1":2,"2":"0.00","3":1}' data-sheets-value='{"1":3,"3":1.19}' style="overflow:hidden;padding:0px 3px 0px 3px;vertical-align:bottom;text-align:center;">1.19</td> <td data-sheets-numberformat='{"1":2,"2":"0","3":1}' data-sheets-value='{"1":3,"3":20.09}' style="overflow:hidden;padding:0px 3px 0px 3px;vertical-align:bottom;text-align:center;">20</td> <td data-sheets-numberformat='{"1":2,"2":"0","3":1}' data-sheets-value='{"1":3,"3":38.940000000000005}' style="overflow:hidden;padding:0px 3px 0px 3px;vertical-align:bottom;text-align:center;">39</td> <td data-sheets-value='{"1":3,"3":24}' style="border-right:1px solid #000000;overflow:hidden;padding:0px 3px 0px 3px;vertical-align:bottom;text-align:center;">24</td> </tr> <tr style="height:20px;"> <td data-sheets-value='{"1":2,"2":"Heatstop PC"}' style="border-left:1px solid #000000;overflow:hidden;padding:0px 3px 0px 3px;vertical-align:bottom;">Heatstop PC</td> <td data-sheets-value='{"1":2,"2":"DW"}' style="overflow:hidden;padding:0px 3px 0px 3px;vertical-align:bottom;">DW</td> <td data-sheets-value='{"1":2,"2":"Clear (T/H)"}' style="overflow:hidden;padding:0px 3px 0px 3px;vertical-align:bottom;">Clear (T/H)</td> <td data-sheets-numberformat='{"1":2,"2":"0.00","3":1}' data-sheets-value='{"1":3,"3":0.98}' style="overflow:hidden;padding:0px 3px 0px 3px;vertical-align:bottom;text-align:center;">0.98</td> <td data-sheets-numberformat='{"1":2,"2":"0","3":1}' data-sheets-value='{"1":3,"3":18.04}' style="overflow:hidden;padding:0px 3px 0px 3px;vertical-align:bottom;text-align:center;">18</td> <td data-sheets-numberformat='{"1":2,"2":"0","3":1}' data-sheets-value='{"1":3,"3":33.660000000000004}' style="overflow:hidden;padding:0px 3px 0px 3px;vertical-align:bottom;text-align:center;">34</td> <td data-sheets-value='{"1":3,"3":26}' style="border-right:1px solid #000000;overflow:hidden;padding:0px 3px 0px 3px;vertical-align:bottom;text-align:center;">26</td> </tr> <tr style="height:20px;"> <td style="border-bottom:1px solid #000000;border-left:1px solid #000000;overflow:hidden;padding:0px 3px 0px 3px;vertical-align:bottom;"></td> <td style="border-bottom:1px solid #000000;overflow:hidden;padding:0px 3px 0px 3px;vertical-align:bottom;"></td> <td data-sheets-value='{"1":2,"2":"Opal (T/O)"}' style="border-bottom:1px solid #000000;overflow:hidden;padding:0px 3px 0px 3px;vertical-align:bottom;">Opal (T/O)</td> <td data-sheets-numberformat='{"1":2,"2":"0.00","3":1}' data-sheets-value='{"1":3,"3":0.98}' style="border-bottom:1px solid #000000;overflow:hidden;padding:0px 3px 0px 3px;vertical-align:bottom;text-align:center;">0.98</td> <td data-sheets-numberformat='{"1":2,"2":"0","3":1}' data-sheets-value='{"1":3,"3":16.81}' style="border-bottom:1px solid #000000;overflow:hidden;padding:0px 3px 0px 3px;vertical-align:bottom;text-align:center;">17</td> <td data-sheets-numberformat='{"1":2,"2":"0","3":1}' data-sheets-value='{"1":3,"3":29.700000000000003}' style="border-bottom:1px solid #000000;overflow:hidden;padding:0px 3px 0px 3px;vertical-align:bottom;text-align:center;">30</td> <td data-sheets-value='{"1":3,"3":26}' style="border-right:1px solid #000000;border-bottom:1px solid #000000;overflow:hidden;padding:0px 3px 0px 3px;vertical-align:bottom;text-align:center;">26</td> </tr> </tbody></table> | skylux-160-ce-met-koepel-en-pvc-opstand-16-00-met-lm-motor-pvc-raam-type-ep25-en-windvang-1000-x-1600-mm | 8586026123597 | 46872336957773
Smoke and heat exhaust (SHEV) | SHE system | Skylux | Skylux 160° CE with skylight and PVC curb 16/00 with LM-actuator, PVC frame type EP25 and spoiler 1000 x 1900 mm |  | 50327 | 5412970503279 | 5315.55 | Yes | 30-45 | 88.16 | 1000 x 1900 mm | 1900 | 1000 |  | PVC 16/00 (16 cm high & roof opening = daylight size) | Rectangular | 1.19 W/m²K - 0.98 W/m²K | 57% - 30% | 37% - 17% | 24dB - 26dB | 160° CE (for industry) | PVC frame EP25 | with spoiler | E | Single actuator | Maximum double-walled skylight possible for this product | Ut-value LT-value g-value Rw-value EN 1873 : 2014 EN ISO 13468 EN 16153 EN 410 EN 410 EN ISO 140-3 Material Walls Shells (W/m²K) (%) (%) (dB) Acrylic EW Clear (H) 1.19 37 57 24 PMMA Opal (O) 1.19 34 50 24 DW Clear (H/H) 0.98 33 50 26 Opal (O/O) 0.98 28 38 26 Polycarbonate EW Clear (A) 1.19 36 55 24 PC Opal (D) 1.19 24 40 24 DW Clear (A/H) 0.98 32 48 26 Clear (A/A) 0.98 32 46 26 Opal (A/O) 0.98 30 42 26 Opal (A/D) 0.98 21 33 26 Polycarbonate EW Heatstop Opal (T) 1.19 20 39 24 Heatstop PC DW Clear (T/H) 0.98 18 34 26 Opal (T/O) 0.98 17 30 26 | https://skylux.eu/en/products/skylux-160-ce-met-koepel-en-pvc-opstand-16-00-met-lm-motor-pvc-raam-type-ep25-en-windvang-1000-x-1900-mm | https://skylux.eu/cdn/shop/files/Skylux-160deg-CE-met-koepel-en-pvc-opstand-1600-met-LM-motor-pvc-raam-type-EP25-en-windvang-1000-x-1900-mm-RWA-systeem.jpg?v=1702979890&width=1600 | https://skylux.eu/cdn/shop/files/e5a82811-1bb0-48e4-a776-cacb59c7c092_82524ce1-aefc-4c75-86f0-b7a5cbf64867.jpg?v=1688551003&width=1600 | //skylux.eu/cdn/shop/files/E_MH_Mounting_instructions_Skylux_160_CE_LM.pdf?v=12406716259046007223 | //skylux.eu/cdn/shop/files/E_TD_Technical_File_Skylux_Skylux_160_CE_Electric.pdf?v=3667116872303399239 | <style type="text/css" id="isPasted"><!--td {border: 1px solid #cccccc;}br {mso-data-placement:same-cell;}--></style><table border="1" cellpadding="0" cellspacing="0" dir="ltr" style="table-layout:fixed;font-size:10pt;font-family:Arial;border-collapse:collapse;border:none;"><tbody> <tr style="height:20px;"> <td style="overflow:hidden;padding:0px 3px 0px 3px;vertical-align:bottom;"></td> <td style="overflow:hidden;padding:0px 3px 0px 3px;vertical-align:bottom;"></td> <td style="overflow:hidden;padding:0px 3px 0px 3px;vertical-align:bottom;"></td> <td data-sheets-value='{"1":2,"2":"Ut-value"}' style="overflow:hidden;padding:0px 3px 0px 3px;vertical-align:bottom;font-weight:bold;text-align:center;">Ut-value</td> <td data-sheets-value='{"1":2,"2":"LT-value"}' style="overflow:hidden;padding:0px 3px 0px 3px;vertical-align:bottom;font-weight:bold;text-align:center;">LT-value</td> <td data-sheets-value='{"1":2,"2":"g-value"}' style="overflow:hidden;padding:0px 3px 0px 3px;vertical-align:bottom;font-weight:bold;text-align:center;">g-value</td> <td data-sheets-value='{"1":2,"2":"Rw-value "}' style="overflow:hidden;padding:0px 3px 0px 3px;vertical-align:bottom;font-weight:bold;text-align:center;">Rw-value </td> </tr> <tr style="height:20px;"> <td style="overflow:hidden;padding:0px 3px 0px 3px;vertical-align:bottom;"></td> <td style="overflow:hidden;padding:0px 3px 0px 3px;vertical-align:bottom;"></td> <td style="overflow:hidden;padding:0px 3px 0px 3px;vertical-align:bottom;"></td> <td data-sheets-numberformat='{"1":2,"2":"0.00","3":1}' data-sheets-value='{"1":2,"2":"EN 1873 : 2014"}' style="overflow:hidden;padding:0px 3px 0px 3px;vertical-align:bottom;text-align:center;">EN 1873 : 2014</td> <td data-sheets-numberformat='{"1":2,"2":"0","3":1}' data-sheets-value='{"1":2,"2":"EN ISO 13468 EN 16153 EN 410"}' style="overflow:hidden;padding:0px 3px 0px 3px;vertical-align:bottom;text-align:center;">EN ISO 13468 EN 16153 EN 410</td> <td data-sheets-numberformat='{"1":2,"2":"0","3":1}' data-sheets-value='{"1":2,"2":"EN 410"}' style="overflow:hidden;padding:0px 3px 0px 3px;vertical-align:bottom;text-align:center;">EN 410</td> <td data-sheets-value='{"1":2,"2":"EN ISO 140-3\t\t"}' style="overflow:hidden;padding:0px 3px 0px 3px;vertical-align:bottom;text-align:center;">EN ISO 140-3 </td> </tr> <tr style="height:20px;"> <td data-sheets-value='{"1":2,"2":"Material"}' style="border-bottom:1px solid #000000;overflow:hidden;padding:0px 3px 0px 3px;vertical-align:bottom;background-color:#000000;font-weight:bold;color:#ffffff;">Material</td> <td data-sheets-value='{"1":2,"2":"Walls"}' style="border-bottom:1px solid #000000;overflow:hidden;padding:0px 3px 0px 3px;vertical-align:bottom;background-color:#000000;font-weight:bold;color:#ffffff;">Walls</td> <td data-sheets-value='{"1":2,"2":"Shells"}' style="border-bottom:1px solid #000000;overflow:hidden;padding:0px 3px 0px 3px;vertical-align:bottom;background-color:#000000;font-weight:bold;color:#ffffff;">Shells</td> <td data-sheets-numberformat='{"1":2,"2":"0.00","3":1}' data-sheets-value='{"1":2,"2":"(W/m²K)\t"}' style="border-bottom:1px solid #000000;overflow:hidden;padding:0px 3px 0px 3px;vertical-align:bottom;background-color:#000000;font-weight:bold;color:#ffffff;text-align:center;">(W/m²K) </td> <td data-sheets-numberformat='{"1":2,"2":"0","3":1}' data-sheets-value='{"1":2,"2":"(%)"}' style="border-bottom:1px solid #000000;overflow:hidden;padding:0px 3px 0px 3px;vertical-align:bottom;background-color:#000000;font-weight:bold;color:#ffffff;text-align:center;">(%)</td> <td data-sheets-numberformat='{"1":2,"2":"0","3":1}' data-sheets-value='{"1":2,"2":"(%)"}' style="border-bottom:1px solid #000000;overflow:hidden;padding:0px 3px 0px 3px;vertical-align:bottom;background-color:#000000;font-weight:bold;color:#ffffff;text-align:center;">(%)</td> <td data-sheets-value='{"1":2,"2":"(dB)"}' style="border-bottom:1px solid #000000;overflow:hidden;padding:0px 3px 0px 3px;vertical-align:bottom;background-color:#000000;font-weight:bold;color:#ffffff;text-align:center;">(dB)</td> </tr> <tr style="height:20px;"> <td data-sheets-value='{"1":2,"2":"Acrylic"}' style="border-left:1px solid #000000;overflow:hidden;padding:0px 3px 0px 3px;vertical-align:bottom;">Acrylic</td> <td data-sheets-value='{"1":2,"2":"EW"}' style="overflow:hidden;padding:0px 3px 0px 3px;vertical-align:bottom;">EW</td> <td data-sheets-value='{"1":2,"2":"Clear (H)"}' style="overflow:hidden;padding:0px 3px 0px 3px;vertical-align:bottom;">Clear (H)</td> <td data-sheets-numberformat='{"1":2,"2":"0.00","3":1}' data-sheets-value='{"1":3,"3":1.19}' style="overflow:hidden;padding:0px 3px 0px 3px;vertical-align:bottom;text-align:center;">1.19</td> <td data-sheets-numberformat='{"1":2,"2":"0","3":1}' data-sheets-value='{"1":3,"3":36.9}' style="overflow:hidden;padding:0px 3px 0px 3px;vertical-align:bottom;text-align:center;">37</td> <td data-sheets-numberformat='{"1":2,"2":"0","3":1}' data-sheets-value='{"1":3,"3":57.42}' style="overflow:hidden;padding:0px 3px 0px 3px;vertical-align:bottom;text-align:center;">57</td> <td data-sheets-value='{"1":3,"3":24}' style="border-right:1px solid #000000;overflow:hidden;padding:0px 3px 0px 3px;vertical-align:bottom;text-align:center;">24</td> </tr> <tr style="height:20px;"> <td data-sheets-value='{"1":2,"2":"PMMA"}' style="border-left:1px solid #000000;overflow:hidden;padding:0px 3px 0px 3px;vertical-align:bottom;">PMMA</td> <td style="overflow:hidden;padding:0px 3px 0px 3px;vertical-align:bottom;"></td> <td data-sheets-value='{"1":2,"2":"Opal (O)"}' style="overflow:hidden;padding:0px 3px 0px 3px;vertical-align:bottom;">Opal (O)</td> <td data-sheets-numberformat='{"1":2,"2":"0.00","3":1}' data-sheets-value='{"1":3,"3":1.19}' style="overflow:hidden;padding:0px 3px 0px 3px;vertical-align:bottom;text-align:center;">1.19</td> <td data-sheets-numberformat='{"1":2,"2":"0","3":1}' data-sheets-value='{"1":3,"3":34.03}' style="overflow:hidden;padding:0px 3px 0px 3px;vertical-align:bottom;text-align:center;">34</td> <td data-sheets-numberformat='{"1":2,"2":"0","3":1}' data-sheets-value='{"1":3,"3":50.160000000000004}' style="overflow:hidden;padding:0px 3px 0px 3px;vertical-align:bottom;text-align:center;">50</td> <td data-sheets-value='{"1":3,"3":24}' style="border-right:1px solid #000000;overflow:hidden;padding:0px 3px 0px 3px;vertical-align:bottom;text-align:center;">24</td> </tr> <tr style="height:20px;"> <td style="border-left:1px solid #000000;overflow:hidden;padding:0px 3px 0px 3px;vertical-align:bottom;"></td> <td data-sheets-value='{"1":2,"2":"DW"}' style="overflow:hidden;padding:0px 3px 0px 3px;vertical-align:bottom;">DW</td> <td data-sheets-value='{"1":2,"2":"Clear (H/H)"}' style="overflow:hidden;padding:0px 3px 0px 3px;vertical-align:bottom;">Clear (H/H)</td> <td data-sheets-numberformat='{"1":2,"2":"0.00","3":1}' data-sheets-value='{"1":3,"3":0.98}' style="overflow:hidden;padding:0px 3px 0px 3px;vertical-align:bottom;text-align:center;">0.98</td> <td data-sheets-numberformat='{"1":2,"2":"0","3":1}' data-sheets-value='{"1":3,"3":33.21}' style="overflow:hidden;padding:0px 3px 0px 3px;vertical-align:bottom;text-align:center;">33</td> <td data-sheets-numberformat='{"1":2,"2":"0","3":1}' data-sheets-value='{"1":3,"3":49.5}' style="overflow:hidden;padding:0px 3px 0px 3px;vertical-align:bottom;text-align:center;">50</td> <td data-sheets-value='{"1":3,"3":26}' style="border-right:1px solid #000000;overflow:hidden;padding:0px 3px 0px 3px;vertical-align:bottom;text-align:center;">26</td> </tr> <tr style="height:20px;"> <td style="border-bottom:1px solid #000000;border-left:1px solid #000000;overflow:hidden;padding:0px 3px 0px 3px;vertical-align:bottom;"></td> <td style="border-bottom:1px solid #000000;overflow:hidden;padding:0px 3px 0px 3px;vertical-align:bottom;"></td> <td data-sheets-value='{"1":2,"2":"Opal (O/O)"}' style="border-bottom:1px solid #000000;overflow:hidden;padding:0px 3px 0px 3px;vertical-align:bottom;">Opal (O/O)</td> <td data-sheets-numberformat='{"1":2,"2":"0.00","3":1}' data-sheets-value='{"1":3,"3":0.98}' style="border-bottom:1px solid #000000;overflow:hidden;padding:0px 3px 0px 3px;vertical-align:bottom;text-align:center;">0.98</td> <td data-sheets-numberformat='{"1":2,"2":"0","3":1}' data-sheets-value='{"1":3,"3":28.29}' style="border-bottom:1px solid #000000;overflow:hidden;padding:0px 3px 0px 3px;vertical-align:bottom;text-align:center;">28</td> <td data-sheets-numberformat='{"1":2,"2":"0","3":1}' data-sheets-value='{"1":3,"3":38.28}' style="border-bottom:1px solid #000000;overflow:hidden;padding:0px 3px 0px 3px;vertical-align:bottom;text-align:center;">38</td> <td data-sheets-value='{"1":3,"3":26}' style="border-right:1px solid #000000;border-bottom:1px solid #000000;overflow:hidden;padding:0px 3px 0px 3px;vertical-align:bottom;text-align:center;">26</td> </tr> <tr style="height:20px;"> <td data-sheets-value='{"1":2,"2":"Polycarbonate "}' style="border-left:1px solid #000000;overflow:hidden;padding:0px 3px 0px 3px;vertical-align:bottom;">Polycarbonate </td> <td data-sheets-value='{"1":2,"2":"EW"}' style="overflow:hidden;padding:0px 3px 0px 3px;vertical-align:bottom;">EW</td> <td data-sheets-value='{"1":2,"2":"Clear (A)"}' style="overflow:hidden;padding:0px 3px 0px 3px;vertical-align:bottom;">Clear (A)</td> <td data-sheets-numberformat='{"1":2,"2":"0.00","3":1}' data-sheets-value='{"1":3,"3":1.19}' style="overflow:hidden;padding:0px 3px 0px 3px;vertical-align:bottom;text-align:center;">1.19</td> <td data-sheets-numberformat='{"1":2,"2":"0","3":1}' data-sheets-value='{"1":3,"3":36.08}' style="overflow:hidden;padding:0px 3px 0px 3px;vertical-align:bottom;text-align:center;">36</td> <td data-sheets-numberformat='{"1":2,"2":"0","3":1}' data-sheets-value='{"1":3,"3":54.78}' style="overflow:hidden;padding:0px 3px 0px 3px;vertical-align:bottom;text-align:center;">55</td> <td data-sheets-value='{"1":3,"3":24}' style="border-right:1px solid #000000;overflow:hidden;padding:0px 3px 0px 3px;vertical-align:bottom;text-align:center;">24</td> </tr> <tr style="height:20px;"> <td data-sheets-value='{"1":2,"2":"PC"}' style="border-left:1px solid #000000;overflow:hidden;padding:0px 3px 0px 3px;vertical-align:bottom;">PC</td> <td style="overflow:hidden;padding:0px 3px 0px 3px;vertical-align:bottom;"></td> <td data-sheets-value='{"1":2,"2":"Opal (D)"}' style="overflow:hidden;padding:0px 3px 0px 3px;vertical-align:bottom;">Opal (D)</td> <td data-sheets-numberformat='{"1":2,"2":"0.00","3":1}' data-sheets-value='{"1":3,"3":1.19}' style="overflow:hidden;padding:0px 3px 0px 3px;vertical-align:bottom;text-align:center;">1.19</td> <td data-sheets-numberformat='{"1":2,"2":"0","3":1}' data-sheets-value='{"1":3,"3":23.779999999999998}' style="overflow:hidden;padding:0px 3px 0px 3px;vertical-align:bottom;text-align:center;">24</td> <td data-sheets-numberformat='{"1":2,"2":"0","3":1}' data-sheets-value='{"1":3,"3":39.6}' style="overflow:hidden;padding:0px 3px 0px 3px;vertical-align:bottom;text-align:center;">40</td> <td data-sheets-value='{"1":3,"3":24}' style="border-right:1px solid #000000;overflow:hidden;padding:0px 3px 0px 3px;vertical-align:bottom;text-align:center;">24</td> </tr> <tr style="height:20px;"> <td style="border-left:1px solid #000000;overflow:hidden;padding:0px 3px 0px 3px;vertical-align:bottom;"></td> <td data-sheets-value='{"1":2,"2":"DW"}' style="overflow:hidden;padding:0px 3px 0px 3px;vertical-align:bottom;">DW</td> <td data-sheets-value='{"1":2,"2":"Clear (A/H)"}' style="overflow:hidden;padding:0px 3px 0px 3px;vertical-align:bottom;">Clear (A/H)</td> <td data-sheets-numberformat='{"1":2,"2":"0.00","3":1}' data-sheets-value='{"1":3,"3":0.98}' style="overflow:hidden;padding:0px 3px 0px 3px;vertical-align:bottom;text-align:center;">0.98</td> <td data-sheets-numberformat='{"1":2,"2":"0","3":1}' data-sheets-value='{"1":3,"3":32.39}' style="overflow:hidden;padding:0px 3px 0px 3px;vertical-align:bottom;text-align:center;">32</td> <td data-sheets-numberformat='{"1":2,"2":"0","3":1}' data-sheets-value='{"1":3,"3":47.52}' style="overflow:hidden;padding:0px 3px 0px 3px;vertical-align:bottom;text-align:center;">48</td> <td data-sheets-value='{"1":3,"3":26}' style="border-right:1px solid #000000;overflow:hidden;padding:0px 3px 0px 3px;vertical-align:bottom;text-align:center;">26</td> </tr> <tr style="height:20px;"> <td style="border-left:1px solid #000000;overflow:hidden;padding:0px 3px 0px 3px;vertical-align:bottom;"></td> <td style="overflow:hidden;padding:0px 3px 0px 3px;vertical-align:bottom;"></td> <td data-sheets-value='{"1":2,"2":"Clear (A/A)"}' style="overflow:hidden;padding:0px 3px 0px 3px;vertical-align:bottom;">Clear (A/A)</td> <td data-sheets-numberformat='{"1":2,"2":"0.00","3":1}' data-sheets-value='{"1":3,"3":0.98}' style="overflow:hidden;padding:0px 3px 0px 3px;vertical-align:bottom;text-align:center;">0.98</td> <td data-sheets-numberformat='{"1":2,"2":"0","3":1}' data-sheets-value='{"1":3,"3":31.569999999999997}' style="overflow:hidden;padding:0px 3px 0px 3px;vertical-align:bottom;text-align:center;">32</td> <td data-sheets-numberformat='{"1":2,"2":"0","3":1}' data-sheets-value='{"1":3,"3":45.54}' style="overflow:hidden;padding:0px 3px 0px 3px;vertical-align:bottom;text-align:center;">46</td> <td data-sheets-value='{"1":3,"3":26}' style="border-right:1px solid #000000;overflow:hidden;padding:0px 3px 0px 3px;vertical-align:bottom;text-align:center;">26</td> </tr> <tr style="height:20px;"> <td style="border-left:1px solid #000000;overflow:hidden;padding:0px 3px 0px 3px;vertical-align:bottom;"></td> <td style="overflow:hidden;padding:0px 3px 0px 3px;vertical-align:bottom;"></td> <td data-sheets-value='{"1":2,"2":"Opal (A/O)"}' style="overflow:hidden;padding:0px 3px 0px 3px;vertical-align:bottom;">Opal (A/O)</td> <td data-sheets-numberformat='{"1":2,"2":"0.00","3":1}' data-sheets-value='{"1":3,"3":0.98}' style="overflow:hidden;padding:0px 3px 0px 3px;vertical-align:bottom;text-align:center;">0.98</td> <td data-sheets-numberformat='{"1":2,"2":"0","3":1}' data-sheets-value='{"1":3,"3":29.93}' style="overflow:hidden;padding:0px 3px 0px 3px;vertical-align:bottom;text-align:center;">30</td> <td data-sheets-numberformat='{"1":2,"2":"0","3":1}' data-sheets-value='{"1":3,"3":41.580000000000005}' style="overflow:hidden;padding:0px 3px 0px 3px;vertical-align:bottom;text-align:center;">42</td> <td data-sheets-value='{"1":3,"3":26}' style="border-right:1px solid #000000;overflow:hidden;padding:0px 3px 0px 3px;vertical-align:bottom;text-align:center;">26</td> </tr> <tr style="height:20px;"> <td style="border-bottom:1px solid #000000;border-left:1px solid #000000;overflow:hidden;padding:0px 3px 0px 3px;vertical-align:bottom;"></td> <td style="border-bottom:1px solid #000000;overflow:hidden;padding:0px 3px 0px 3px;vertical-align:bottom;"></td> <td data-sheets-value='{"1":2,"2":"Opal (A/D)"}' style="border-bottom:1px solid #000000;overflow:hidden;padding:0px 3px 0px 3px;vertical-align:bottom;">Opal (A/D)</td> <td data-sheets-numberformat='{"1":2,"2":"0.00","3":1}' data-sheets-value='{"1":3,"3":0.98}' style="border-bottom:1px solid #000000;overflow:hidden;padding:0px 3px 0px 3px;vertical-align:bottom;text-align:center;">0.98</td> <td data-sheets-numberformat='{"1":2,"2":"0","3":1}' data-sheets-value='{"1":3,"3":20.91}' style="border-bottom:1px solid #000000;overflow:hidden;padding:0px 3px 0px 3px;vertical-align:bottom;text-align:center;">21</td> <td data-sheets-numberformat='{"1":2,"2":"0","3":1}' data-sheets-value='{"1":3,"3":33}' style="border-bottom:1px solid #000000;overflow:hidden;padding:0px 3px 0px 3px;vertical-align:bottom;text-align:center;">33</td> <td data-sheets-value='{"1":3,"3":26}' style="border-right:1px solid #000000;border-bottom:1px solid #000000;overflow:hidden;padding:0px 3px 0px 3px;vertical-align:bottom;text-align:center;">26</td> </tr> <tr style="height:20px;"> <td data-sheets-value='{"1":2,"2":"Polycarbonate"}' style="border-left:1px solid #000000;overflow:hidden;padding:0px 3px 0px 3px;vertical-align:bottom;">Polycarbonate</td> <td data-sheets-value='{"1":2,"2":"EW"}' style="overflow:hidden;padding:0px 3px 0px 3px;vertical-align:bottom;">EW</td> <td data-sheets-value='{"1":2,"2":"Heatstop Opal (T)"}' style="overflow:hidden;padding:0px 3px 0px 3px;vertical-align:bottom;">Heatstop Opal (T)</td> <td data-sheets-numberformat='{"1":2,"2":"0.00","3":1}' data-sheets-value='{"1":3,"3":1.19}' style="overflow:hidden;padding:0px 3px 0px 3px;vertical-align:bottom;text-align:center;">1.19</td> <td data-sheets-numberformat='{"1":2,"2":"0","3":1}' data-sheets-value='{"1":3,"3":20.09}' style="overflow:hidden;padding:0px 3px 0px 3px;vertical-align:bottom;text-align:center;">20</td> <td data-sheets-numberformat='{"1":2,"2":"0","3":1}' data-sheets-value='{"1":3,"3":38.940000000000005}' style="overflow:hidden;padding:0px 3px 0px 3px;vertical-align:bottom;text-align:center;">39</td> <td data-sheets-value='{"1":3,"3":24}' style="border-right:1px solid #000000;overflow:hidden;padding:0px 3px 0px 3px;vertical-align:bottom;text-align:center;">24</td> </tr> <tr style="height:20px;"> <td data-sheets-value='{"1":2,"2":"Heatstop PC"}' style="border-left:1px solid #000000;overflow:hidden;padding:0px 3px 0px 3px;vertical-align:bottom;">Heatstop PC</td> <td data-sheets-value='{"1":2,"2":"DW"}' style="overflow:hidden;padding:0px 3px 0px 3px;vertical-align:bottom;">DW</td> <td data-sheets-value='{"1":2,"2":"Clear (T/H)"}' style="overflow:hidden;padding:0px 3px 0px 3px;vertical-align:bottom;">Clear (T/H)</td> <td data-sheets-numberformat='{"1":2,"2":"0.00","3":1}' data-sheets-value='{"1":3,"3":0.98}' style="overflow:hidden;padding:0px 3px 0px 3px;vertical-align:bottom;text-align:center;">0.98</td> <td data-sheets-numberformat='{"1":2,"2":"0","3":1}' data-sheets-value='{"1":3,"3":18.04}' style="overflow:hidden;padding:0px 3px 0px 3px;vertical-align:bottom;text-align:center;">18</td> <td data-sheets-numberformat='{"1":2,"2":"0","3":1}' data-sheets-value='{"1":3,"3":33.660000000000004}' style="overflow:hidden;padding:0px 3px 0px 3px;vertical-align:bottom;text-align:center;">34</td> <td data-sheets-value='{"1":3,"3":26}' style="border-right:1px solid #000000;overflow:hidden;padding:0px 3px 0px 3px;vertical-align:bottom;text-align:center;">26</td> </tr> <tr style="height:20px;"> <td style="border-bottom:1px solid #000000;border-left:1px solid #000000;overflow:hidden;padding:0px 3px 0px 3px;vertical-align:bottom;"></td> <td style="border-bottom:1px solid #000000;overflow:hidden;padding:0px 3px 0px 3px;vertical-align:bottom;"></td> <td data-sheets-value='{"1":2,"2":"Opal (T/O)"}' style="border-bottom:1px solid #000000;overflow:hidden;padding:0px 3px 0px 3px;vertical-align:bottom;">Opal (T/O)</td> <td data-sheets-numberformat='{"1":2,"2":"0.00","3":1}' data-sheets-value='{"1":3,"3":0.98}' style="border-bottom:1px solid #000000;overflow:hidden;padding:0px 3px 0px 3px;vertical-align:bottom;text-align:center;">0.98</td> <td data-sheets-numberformat='{"1":2,"2":"0","3":1}' data-sheets-value='{"1":3,"3":16.81}' style="border-bottom:1px solid #000000;overflow:hidden;padding:0px 3px 0px 3px;vertical-align:bottom;text-align:center;">17</td> <td data-sheets-numberformat='{"1":2,"2":"0","3":1}' data-sheets-value='{"1":3,"3":29.700000000000003}' style="border-bottom:1px solid #000000;overflow:hidden;padding:0px 3px 0px 3px;vertical-align:bottom;text-align:center;">30</td> <td data-sheets-value='{"1":3,"3":26}' style="border-right:1px solid #000000;border-bottom:1px solid #000000;overflow:hidden;padding:0px 3px 0px 3px;vertical-align:bottom;text-align:center;">26</td> </tr> </tbody></table> | skylux-160-ce-met-koepel-en-pvc-opstand-16-00-met-lm-motor-pvc-raam-type-ep25-en-windvang-1000-x-1900-mm | 8586026156365 | 46872337023309
Smoke and heat exhaust (SHEV) | SHE system | Skylux | Skylux 160° CE with skylight and PVC curb 16/00 with LM-actuator, PVC frame type EP25 and spoiler 1000 x 2000 mm |  | 50328 | 5412970503286 | 5356.7 | Yes | 30-45 | 90.87 | 1000 x 2000 mm | 2000 | 1000 |  | PVC 16/00 (16 cm high & roof opening = daylight size) | Rectangular | 1.19 W/m²K - 0.98 W/m²K | 57% - 30% | 37% - 17% | 24dB - 26dB | 160° CE (for industry) | PVC frame EP25 | with spoiler | E | Single actuator | Maximum double-walled skylight possible for this product | Ut-value LT-value g-value Rw-value EN 1873 : 2014 EN ISO 13468 EN 16153 EN 410 EN 410 EN ISO 140-3 Material Walls Shells (W/m²K) (%) (%) (dB) Acrylic EW Clear (H) 1.19 37 57 24 PMMA Opal (O) 1.19 34 50 24 DW Clear (H/H) 0.98 33 50 26 Opal (O/O) 0.98 28 38 26 Polycarbonate EW Clear (A) 1.19 36 55 24 PC Opal (D) 1.19 24 40 24 DW Clear (A/H) 0.98 32 48 26 Clear (A/A) 0.98 32 46 26 Opal (A/O) 0.98 30 42 26 Opal (A/D) 0.98 21 33 26 Polycarbonate EW Heatstop Opal (T) 1.19 20 39 24 Heatstop PC DW Clear (T/H) 0.98 18 34 26 Opal (T/O) 0.98 17 30 26 | https://skylux.eu/en/products/skylux-160-ce-met-koepel-en-pvc-opstand-16-00-met-lm-motor-pvc-raam-type-ep25-en-windvang-1000-x-2000-mm | https://skylux.eu/cdn/shop/files/Skylux-160deg-CE-met-koepel-en-pvc-opstand-1600-met-LM-motor-pvc-raam-type-EP25-en-windvang-1000-x-2000-mm-RWA-systeem.jpg?v=1702979896&width=1600 | https://skylux.eu/cdn/shop/files/e5a82811-1bb0-48e4-a776-cacb59c7c092_d4800cdd-8f0c-4d46-9d1d-aa290075d716.jpg?v=1688551004&width=1600 | //skylux.eu/cdn/shop/files/E_MH_Mounting_instructions_Skylux_160_CE_LM.pdf?v=12406716259046007223 | //skylux.eu/cdn/shop/files/E_TD_Technical_File_Skylux_Skylux_160_CE_Electric.pdf?v=3667116872303399239 | <style type="text/css" id="isPasted"><!--td {border: 1px solid #cccccc;}br {mso-data-placement:same-cell;}--></style><table border="1" cellpadding="0" cellspacing="0" dir="ltr" style="table-layout:fixed;font-size:10pt;font-family:Arial;border-collapse:collapse;border:none;"><tbody> <tr style="height:20px;"> <td style="overflow:hidden;padding:0px 3px 0px 3px;vertical-align:bottom;"></td> <td style="overflow:hidden;padding:0px 3px 0px 3px;vertical-align:bottom;"></td> <td style="overflow:hidden;padding:0px 3px 0px 3px;vertical-align:bottom;"></td> <td data-sheets-value='{"1":2,"2":"Ut-value"}' style="overflow:hidden;padding:0px 3px 0px 3px;vertical-align:bottom;font-weight:bold;text-align:center;">Ut-value</td> <td data-sheets-value='{"1":2,"2":"LT-value"}' style="overflow:hidden;padding:0px 3px 0px 3px;vertical-align:bottom;font-weight:bold;text-align:center;">LT-value</td> <td data-sheets-value='{"1":2,"2":"g-value"}' style="overflow:hidden;padding:0px 3px 0px 3px;vertical-align:bottom;font-weight:bold;text-align:center;">g-value</td> <td data-sheets-value='{"1":2,"2":"Rw-value "}' style="overflow:hidden;padding:0px 3px 0px 3px;vertical-align:bottom;font-weight:bold;text-align:center;">Rw-value </td> </tr> <tr style="height:20px;"> <td style="overflow:hidden;padding:0px 3px 0px 3px;vertical-align:bottom;"></td> <td style="overflow:hidden;padding:0px 3px 0px 3px;vertical-align:bottom;"></td> <td style="overflow:hidden;padding:0px 3px 0px 3px;vertical-align:bottom;"></td> <td data-sheets-numberformat='{"1":2,"2":"0.00","3":1}' data-sheets-value='{"1":2,"2":"EN 1873 : 2014"}' style="overflow:hidden;padding:0px 3px 0px 3px;vertical-align:bottom;text-align:center;">EN 1873 : 2014</td> <td data-sheets-numberformat='{"1":2,"2":"0","3":1}' data-sheets-value='{"1":2,"2":"EN ISO 13468 EN 16153 EN 410"}' style="overflow:hidden;padding:0px 3px 0px 3px;vertical-align:bottom;text-align:center;">EN ISO 13468 EN 16153 EN 410</td> <td data-sheets-numberformat='{"1":2,"2":"0","3":1}' data-sheets-value='{"1":2,"2":"EN 410"}' style="overflow:hidden;padding:0px 3px 0px 3px;vertical-align:bottom;text-align:center;">EN 410</td> <td data-sheets-value='{"1":2,"2":"EN ISO 140-3\t\t"}' style="overflow:hidden;padding:0px 3px 0px 3px;vertical-align:bottom;text-align:center;">EN ISO 140-3 </td> </tr> <tr style="height:20px;"> <td data-sheets-value='{"1":2,"2":"Material"}' style="border-bottom:1px solid #000000;overflow:hidden;padding:0px 3px 0px 3px;vertical-align:bottom;background-color:#000000;font-weight:bold;color:#ffffff;">Material</td> <td data-sheets-value='{"1":2,"2":"Walls"}' style="border-bottom:1px solid #000000;overflow:hidden;padding:0px 3px 0px 3px;vertical-align:bottom;background-color:#000000;font-weight:bold;color:#ffffff;">Walls</td> <td data-sheets-value='{"1":2,"2":"Shells"}' style="border-bottom:1px solid #000000;overflow:hidden;padding:0px 3px 0px 3px;vertical-align:bottom;background-color:#000000;font-weight:bold;color:#ffffff;">Shells</td> <td data-sheets-numberformat='{"1":2,"2":"0.00","3":1}' data-sheets-value='{"1":2,"2":"(W/m²K)\t"}' style="border-bottom:1px solid #000000;overflow:hidden;padding:0px 3px 0px 3px;vertical-align:bottom;background-color:#000000;font-weight:bold;color:#ffffff;text-align:center;">(W/m²K) </td> <td data-sheets-numberformat='{"1":2,"2":"0","3":1}' data-sheets-value='{"1":2,"2":"(%)"}' style="border-bottom:1px solid #000000;overflow:hidden;padding:0px 3px 0px 3px;vertical-align:bottom;background-color:#000000;font-weight:bold;color:#ffffff;text-align:center;">(%)</td> <td data-sheets-numberformat='{"1":2,"2":"0","3":1}' data-sheets-value='{"1":2,"2":"(%)"}' style="border-bottom:1px solid #000000;overflow:hidden;padding:0px 3px 0px 3px;vertical-align:bottom;background-color:#000000;font-weight:bold;color:#ffffff;text-align:center;">(%)</td> <td data-sheets-value='{"1":2,"2":"(dB)"}' style="border-bottom:1px solid #000000;overflow:hidden;padding:0px 3px 0px 3px;vertical-align:bottom;background-color:#000000;font-weight:bold;color:#ffffff;text-align:center;">(dB)</td> </tr> <tr style="height:20px;"> <td data-sheets-value='{"1":2,"2":"Acrylic"}' style="border-left:1px solid #000000;overflow:hidden;padding:0px 3px 0px 3px;vertical-align:bottom;">Acrylic</td> <td data-sheets-value='{"1":2,"2":"EW"}' style="overflow:hidden;padding:0px 3px 0px 3px;vertical-align:bottom;">EW</td> <td data-sheets-value='{"1":2,"2":"Clear (H)"}' style="overflow:hidden;padding:0px 3px 0px 3px;vertical-align:bottom;">Clear (H)</td> <td data-sheets-numberformat='{"1":2,"2":"0.00","3":1}' data-sheets-value='{"1":3,"3":1.19}' style="overflow:hidden;padding:0px 3px 0px 3px;vertical-align:bottom;text-align:center;">1.19</td> <td data-sheets-numberformat='{"1":2,"2":"0","3":1}' data-sheets-value='{"1":3,"3":36.9}' style="overflow:hidden;padding:0px 3px 0px 3px;vertical-align:bottom;text-align:center;">37</td> <td data-sheets-numberformat='{"1":2,"2":"0","3":1}' data-sheets-value='{"1":3,"3":57.42}' style="overflow:hidden;padding:0px 3px 0px 3px;vertical-align:bottom;text-align:center;">57</td> <td data-sheets-value='{"1":3,"3":24}' style="border-right:1px solid #000000;overflow:hidden;padding:0px 3px 0px 3px;vertical-align:bottom;text-align:center;">24</td> </tr> <tr style="height:20px;"> <td data-sheets-value='{"1":2,"2":"PMMA"}' style="border-left:1px solid #000000;overflow:hidden;padding:0px 3px 0px 3px;vertical-align:bottom;">PMMA</td> <td style="overflow:hidden;padding:0px 3px 0px 3px;vertical-align:bottom;"></td> <td data-sheets-value='{"1":2,"2":"Opal (O)"}' style="overflow:hidden;padding:0px 3px 0px 3px;vertical-align:bottom;">Opal (O)</td> <td data-sheets-numberformat='{"1":2,"2":"0.00","3":1}' data-sheets-value='{"1":3,"3":1.19}' style="overflow:hidden;padding:0px 3px 0px 3px;vertical-align:bottom;text-align:center;">1.19</td> <td data-sheets-numberformat='{"1":2,"2":"0","3":1}' data-sheets-value='{"1":3,"3":34.03}' style="overflow:hidden;padding:0px 3px 0px 3px;vertical-align:bottom;text-align:center;">34</td> <td data-sheets-numberformat='{"1":2,"2":"0","3":1}' data-sheets-value='{"1":3,"3":50.160000000000004}' style="overflow:hidden;padding:0px 3px 0px 3px;vertical-align:bottom;text-align:center;">50</td> <td data-sheets-value='{"1":3,"3":24}' style="border-right:1px solid #000000;overflow:hidden;padding:0px 3px 0px 3px;vertical-align:bottom;text-align:center;">24</td> </tr> <tr style="height:20px;"> <td style="border-left:1px solid #000000;overflow:hidden;padding:0px 3px 0px 3px;vertical-align:bottom;"></td> <td data-sheets-value='{"1":2,"2":"DW"}' style="overflow:hidden;padding:0px 3px 0px 3px;vertical-align:bottom;">DW</td> <td data-sheets-value='{"1":2,"2":"Clear (H/H)"}' style="overflow:hidden;padding:0px 3px 0px 3px;vertical-align:bottom;">Clear (H/H)</td> <td data-sheets-numberformat='{"1":2,"2":"0.00","3":1}' data-sheets-value='{"1":3,"3":0.98}' style="overflow:hidden;padding:0px 3px 0px 3px;vertical-align:bottom;text-align:center;">0.98</td> <td data-sheets-numberformat='{"1":2,"2":"0","3":1}' data-sheets-value='{"1":3,"3":33.21}' style="overflow:hidden;padding:0px 3px 0px 3px;vertical-align:bottom;text-align:center;">33</td> <td data-sheets-numberformat='{"1":2,"2":"0","3":1}' data-sheets-value='{"1":3,"3":49.5}' style="overflow:hidden;padding:0px 3px 0px 3px;vertical-align:bottom;text-align:center;">50</td> <td data-sheets-value='{"1":3,"3":26}' style="border-right:1px solid #000000;overflow:hidden;padding:0px 3px 0px 3px;vertical-align:bottom;text-align:center;">26</td> </tr> <tr style="height:20px;"> <td style="border-bottom:1px solid #000000;border-left:1px solid #000000;overflow:hidden;padding:0px 3px 0px 3px;vertical-align:bottom;"></td> <td style="border-bottom:1px solid #000000;overflow:hidden;padding:0px 3px 0px 3px;vertical-align:bottom;"></td> <td data-sheets-value='{"1":2,"2":"Opal (O/O)"}' style="border-bottom:1px solid #000000;overflow:hidden;padding:0px 3px 0px 3px;vertical-align:bottom;">Opal (O/O)</td> <td data-sheets-numberformat='{"1":2,"2":"0.00","3":1}' data-sheets-value='{"1":3,"3":0.98}' style="border-bottom:1px solid #000000;overflow:hidden;padding:0px 3px 0px 3px;vertical-align:bottom;text-align:center;">0.98</td> <td data-sheets-numberformat='{"1":2,"2":"0","3":1}' data-sheets-value='{"1":3,"3":28.29}' style="border-bottom:1px solid #000000;overflow:hidden;padding:0px 3px 0px 3px;vertical-align:bottom;text-align:center;">28</td> <td data-sheets-numberformat='{"1":2,"2":"0","3":1}' data-sheets-value='{"1":3,"3":38.28}' style="border-bottom:1px solid #000000;overflow:hidden;padding:0px 3px 0px 3px;vertical-align:bottom;text-align:center;">38</td> <td data-sheets-value='{"1":3,"3":26}' style="border-right:1px solid #000000;border-bottom:1px solid #000000;overflow:hidden;padding:0px 3px 0px 3px;vertical-align:bottom;text-align:center;">26</td> </tr> <tr style="height:20px;"> <td data-sheets-value='{"1":2,"2":"Polycarbonate "}' style="border-left:1px solid #000000;overflow:hidden;padding:0px 3px 0px 3px;vertical-align:bottom;">Polycarbonate </td> <td data-sheets-value='{"1":2,"2":"EW"}' style="overflow:hidden;padding:0px 3px 0px 3px;vertical-align:bottom;">EW</td> <td data-sheets-value='{"1":2,"2":"Clear (A)"}' style="overflow:hidden;padding:0px 3px 0px 3px;vertical-align:bottom;">Clear (A)</td> <td data-sheets-numberformat='{"1":2,"2":"0.00","3":1}' data-sheets-value='{"1":3,"3":1.19}' style="overflow:hidden;padding:0px 3px 0px 3px;vertical-align:bottom;text-align:center;">1.19</td> <td data-sheets-numberformat='{"1":2,"2":"0","3":1}' data-sheets-value='{"1":3,"3":36.08}' style="overflow:hidden;padding:0px 3px 0px 3px;vertical-align:bottom;text-align:center;">36</td> <td data-sheets-numberformat='{"1":2,"2":"0","3":1}' data-sheets-value='{"1":3,"3":54.78}' style="overflow:hidden;padding:0px 3px 0px 3px;vertical-align:bottom;text-align:center;">55</td> <td data-sheets-value='{"1":3,"3":24}' style="border-right:1px solid #000000;overflow:hidden;padding:0px 3px 0px 3px;vertical-align:bottom;text-align:center;">24</td> </tr> <tr style="height:20px;"> <td data-sheets-value='{"1":2,"2":"PC"}' style="border-left:1px solid #000000;overflow:hidden;padding:0px 3px 0px 3px;vertical-align:bottom;">PC</td> <td style="overflow:hidden;padding:0px 3px 0px 3px;vertical-align:bottom;"></td> <td data-sheets-value='{"1":2,"2":"Opal (D)"}' style="overflow:hidden;padding:0px 3px 0px 3px;vertical-align:bottom;">Opal (D)</td> <td data-sheets-numberformat='{"1":2,"2":"0.00","3":1}' data-sheets-value='{"1":3,"3":1.19}' style="overflow:hidden;padding:0px 3px 0px 3px;vertical-align:bottom;text-align:center;">1.19</td> <td data-sheets-numberformat='{"1":2,"2":"0","3":1}' data-sheets-value='{"1":3,"3":23.779999999999998}' style="overflow:hidden;padding:0px 3px 0px 3px;vertical-align:bottom;text-align:center;">24</td> <td data-sheets-numberformat='{"1":2,"2":"0","3":1}' data-sheets-value='{"1":3,"3":39.6}' style="overflow:hidden;padding:0px 3px 0px 3px;vertical-align:bottom;text-align:center;">40</td> <td data-sheets-value='{"1":3,"3":24}' style="border-right:1px solid #000000;overflow:hidden;padding:0px 3px 0px 3px;vertical-align:bottom;text-align:center;">24</td> </tr> <tr style="height:20px;"> <td style="border-left:1px solid #000000;overflow:hidden;padding:0px 3px 0px 3px;vertical-align:bottom;"></td> <td data-sheets-value='{"1":2,"2":"DW"}' style="overflow:hidden;padding:0px 3px 0px 3px;vertical-align:bottom;">DW</td> <td data-sheets-value='{"1":2,"2":"Clear (A/H)"}' style="overflow:hidden;padding:0px 3px 0px 3px;vertical-align:bottom;">Clear (A/H)</td> <td data-sheets-numberformat='{"1":2,"2":"0.00","3":1}' data-sheets-value='{"1":3,"3":0.98}' style="overflow:hidden;padding:0px 3px 0px 3px;vertical-align:bottom;text-align:center;">0.98</td> <td data-sheets-numberformat='{"1":2,"2":"0","3":1}' data-sheets-value='{"1":3,"3":32.39}' style="overflow:hidden;padding:0px 3px 0px 3px;vertical-align:bottom;text-align:center;">32</td> <td data-sheets-numberformat='{"1":2,"2":"0","3":1}' data-sheets-value='{"1":3,"3":47.52}' style="overflow:hidden;padding:0px 3px 0px 3px;vertical-align:bottom;text-align:center;">48</td> <td data-sheets-value='{"1":3,"3":26}' style="border-right:1px solid #000000;overflow:hidden;padding:0px 3px 0px 3px;vertical-align:bottom;text-align:center;">26</td> </tr> <tr style="height:20px;"> <td style="border-left:1px solid #000000;overflow:hidden;padding:0px 3px 0px 3px;vertical-align:bottom;"></td> <td style="overflow:hidden;padding:0px 3px 0px 3px;vertical-align:bottom;"></td> <td data-sheets-value='{"1":2,"2":"Clear (A/A)"}' style="overflow:hidden;padding:0px 3px 0px 3px;vertical-align:bottom;">Clear (A/A)</td> <td data-sheets-numberformat='{"1":2,"2":"0.00","3":1}' data-sheets-value='{"1":3,"3":0.98}' style="overflow:hidden;padding:0px 3px 0px 3px;vertical-align:bottom;text-align:center;">0.98</td> <td data-sheets-numberformat='{"1":2,"2":"0","3":1}' data-sheets-value='{"1":3,"3":31.569999999999997}' style="overflow:hidden;padding:0px 3px 0px 3px;vertical-align:bottom;text-align:center;">32</td> <td data-sheets-numberformat='{"1":2,"2":"0","3":1}' data-sheets-value='{"1":3,"3":45.54}' style="overflow:hidden;padding:0px 3px 0px 3px;vertical-align:bottom;text-align:center;">46</td> <td data-sheets-value='{"1":3,"3":26}' style="border-right:1px solid #000000;overflow:hidden;padding:0px 3px 0px 3px;vertical-align:bottom;text-align:center;">26</td> </tr> <tr style="height:20px;"> <td style="border-left:1px solid #000000;overflow:hidden;padding:0px 3px 0px 3px;vertical-align:bottom;"></td> <td style="overflow:hidden;padding:0px 3px 0px 3px;vertical-align:bottom;"></td> <td data-sheets-value='{"1":2,"2":"Opal (A/O)"}' style="overflow:hidden;padding:0px 3px 0px 3px;vertical-align:bottom;">Opal (A/O)</td> <td data-sheets-numberformat='{"1":2,"2":"0.00","3":1}' data-sheets-value='{"1":3,"3":0.98}' style="overflow:hidden;padding:0px 3px 0px 3px;vertical-align:bottom;text-align:center;">0.98</td> <td data-sheets-numberformat='{"1":2,"2":"0","3":1}' data-sheets-value='{"1":3,"3":29.93}' style="overflow:hidden;padding:0px 3px 0px 3px;vertical-align:bottom;text-align:center;">30</td> <td data-sheets-numberformat='{"1":2,"2":"0","3":1}' data-sheets-value='{"1":3,"3":41.580000000000005}' style="overflow:hidden;padding:0px 3px 0px 3px;vertical-align:bottom;text-align:center;">42</td> <td data-sheets-value='{"1":3,"3":26}' style="border-right:1px solid #000000;overflow:hidden;padding:0px 3px 0px 3px;vertical-align:bottom;text-align:center;">26</td> </tr> <tr style="height:20px;"> <td style="border-bottom:1px solid #000000;border-left:1px solid #000000;overflow:hidden;padding:0px 3px 0px 3px;vertical-align:bottom;"></td> <td style="border-bottom:1px solid #000000;overflow:hidden;padding:0px 3px 0px 3px;vertical-align:bottom;"></td> <td data-sheets-value='{"1":2,"2":"Opal (A/D)"}' style="border-bottom:1px solid #000000;overflow:hidden;padding:0px 3px 0px 3px;vertical-align:bottom;">Opal (A/D)</td> <td data-sheets-numberformat='{"1":2,"2":"0.00","3":1}' data-sheets-value='{"1":3,"3":0.98}' style="border-bottom:1px solid #000000;overflow:hidden;padding:0px 3px 0px 3px;vertical-align:bottom;text-align:center;">0.98</td> <td data-sheets-numberformat='{"1":2,"2":"0","3":1}' data-sheets-value='{"1":3,"3":20.91}' style="border-bottom:1px solid #000000;overflow:hidden;padding:0px 3px 0px 3px;vertical-align:bottom;text-align:center;">21</td> <td data-sheets-numberformat='{"1":2,"2":"0","3":1}' data-sheets-value='{"1":3,"3":33}' style="border-bottom:1px solid #000000;overflow:hidden;padding:0px 3px 0px 3px;vertical-align:bottom;text-align:center;">33</td> <td data-sheets-value='{"1":3,"3":26}' style="border-right:1px solid #000000;border-bottom:1px solid #000000;overflow:hidden;padding:0px 3px 0px 3px;vertical-align:bottom;text-align:center;">26</td> </tr> <tr style="height:20px;"> <td data-sheets-value='{"1":2,"2":"Polycarbonate"}' style="border-left:1px solid #000000;overflow:hidden;padding:0px 3px 0px 3px;vertical-align:bottom;">Polycarbonate</td> <td data-sheets-value='{"1":2,"2":"EW"}' style="overflow:hidden;padding:0px 3px 0px 3px;vertical-align:bottom;">EW</td> <td data-sheets-value='{"1":2,"2":"Heatstop Opal (T)"}' style="overflow:hidden;padding:0px 3px 0px 3px;vertical-align:bottom;">Heatstop Opal (T)</td> <td data-sheets-numberformat='{"1":2,"2":"0.00","3":1}' data-sheets-value='{"1":3,"3":1.19}' style="overflow:hidden;padding:0px 3px 0px 3px;vertical-align:bottom;text-align:center;">1.19</td> <td data-sheets-numberformat='{"1":2,"2":"0","3":1}' data-sheets-value='{"1":3,"3":20.09}' style="overflow:hidden;padding:0px 3px 0px 3px;vertical-align:bottom;text-align:center;">20</td> <td data-sheets-numberformat='{"1":2,"2":"0","3":1}' data-sheets-value='{"1":3,"3":38.940000000000005}' style="overflow:hidden;padding:0px 3px 0px 3px;vertical-align:bottom;text-align:center;">39</td> <td data-sheets-value='{"1":3,"3":24}' style="border-right:1px solid #000000;overflow:hidden;padding:0px 3px 0px 3px;vertical-align:bottom;text-align:center;">24</td> </tr> <tr style="height:20px;"> <td data-sheets-value='{"1":2,"2":"Heatstop PC"}' style="border-left:1px solid #000000;overflow:hidden;padding:0px 3px 0px 3px;vertical-align:bottom;">Heatstop PC</td> <td data-sheets-value='{"1":2,"2":"DW"}' style="overflow:hidden;padding:0px 3px 0px 3px;vertical-align:bottom;">DW</td> <td data-sheets-value='{"1":2,"2":"Clear (T/H)"}' style="overflow:hidden;padding:0px 3px 0px 3px;vertical-align:bottom;">Clear (T/H)</td> <td data-sheets-numberformat='{"1":2,"2":"0.00","3":1}' data-sheets-value='{"1":3,"3":0.98}' style="overflow:hidden;padding:0px 3px 0px 3px;vertical-align:bottom;text-align:center;">0.98</td> <td data-sheets-numberformat='{"1":2,"2":"0","3":1}' data-sheets-value='{"1":3,"3":18.04}' style="overflow:hidden;padding:0px 3px 0px 3px;vertical-align:bottom;text-align:center;">18</td> <td data-sheets-numberformat='{"1":2,"2":"0","3":1}' data-sheets-value='{"1":3,"3":33.660000000000004}' style="overflow:hidden;padding:0px 3px 0px 3px;vertical-align:bottom;text-align:center;">34</td> <td data-sheets-value='{"1":3,"3":26}' style="border-right:1px solid #000000;overflow:hidden;padding:0px 3px 0px 3px;vertical-align:bottom;text-align:center;">26</td> </tr> <tr style="height:20px;"> <td style="border-bottom:1px solid #000000;border-left:1px solid #000000;overflow:hidden;padding:0px 3px 0px 3px;vertical-align:bottom;"></td> <td style="border-bottom:1px solid #000000;overflow:hidden;padding:0px 3px 0px 3px;vertical-align:bottom;"></td> <td data-sheets-value='{"1":2,"2":"Opal (T/O)"}' style="border-bottom:1px solid #000000;overflow:hidden;padding:0px 3px 0px 3px;vertical-align:bottom;">Opal (T/O)</td> <td data-sheets-numberformat='{"1":2,"2":"0.00","3":1}' data-sheets-value='{"1":3,"3":0.98}' style="border-bottom:1px solid #000000;overflow:hidden;padding:0px 3px 0px 3px;vertical-align:bottom;text-align:center;">0.98</td> <td data-sheets-numberformat='{"1":2,"2":"0","3":1}' data-sheets-value='{"1":3,"3":16.81}' style="border-bottom:1px solid #000000;overflow:hidden;padding:0px 3px 0px 3px;vertical-align:bottom;text-align:center;">17</td> <td data-sheets-numberformat='{"1":2,"2":"0","3":1}' data-sheets-value='{"1":3,"3":29.700000000000003}' style="border-bottom:1px solid #000000;overflow:hidden;padding:0px 3px 0px 3px;vertical-align:bottom;text-align:center;">30</td> <td data-sheets-value='{"1":3,"3":26}' style="border-right:1px solid #000000;border-bottom:1px solid #000000;overflow:hidden;padding:0px 3px 0px 3px;vertical-align:bottom;text-align:center;">26</td> </tr> </tbody></table> | skylux-160-ce-met-koepel-en-pvc-opstand-16-00-met-lm-motor-pvc-raam-type-ep25-en-windvang-1000-x-2000-mm | 8586026221901 | 46872337121613
Smoke and heat exhaust (SHEV) | SHE system | Skylux | Skylux 160° CE with skylight and PVC curb 16/00 with LM-actuator, PVC frame type EP25 and spoiler 1000 x 2200 mm |  | 50329 | 5412970503293 | 5584.15 | Yes | 30-45 | 95.69 | 1000 x 2200 mm | 2200 | 1000 |  | PVC 16/00 (16 cm high & roof opening = daylight size) | Rectangular | 1.19 W/m²K - 0.98 W/m²K | 57% - 30% | 37% - 17% | 24dB - 26dB | 160° CE (for industry) | PVC frame EP25 | with spoiler | E | Single actuator | Maximum double-walled skylight possible for this product | Ut-value LT-value g-value Rw-value EN 1873 : 2014 EN ISO 13468 EN 16153 EN 410 EN 410 EN ISO 140-3 Material Walls Shells (W/m²K) (%) (%) (dB) Acrylic EW Clear (H) 1.19 37 57 24 PMMA Opal (O) 1.19 34 50 24 DW Clear (H/H) 0.98 33 50 26 Opal (O/O) 0.98 28 38 26 Polycarbonate EW Clear (A) 1.19 36 55 24 PC Opal (D) 1.19 24 40 24 DW Clear (A/H) 0.98 32 48 26 Clear (A/A) 0.98 32 46 26 Opal (A/O) 0.98 30 42 26 Opal (A/D) 0.98 21 33 26 Polycarbonate EW Heatstop Opal (T) 1.19 20 39 24 Heatstop PC DW Clear (T/H) 0.98 18 34 26 Opal (T/O) 0.98 17 30 26 | https://skylux.eu/en/products/skylux-160-ce-met-koepel-en-pvc-opstand-16-00-met-lm-motor-pvc-raam-type-ep25-en-windvang-1000-x-2200-mm | https://skylux.eu/cdn/shop/files/Skylux-160deg-CE-met-koepel-en-pvc-opstand-1600-met-LM-motor-pvc-raam-type-EP25-en-windvang-1000-x-2200-mm-RWA-systeem.jpg?v=1702979902&width=1600 | https://skylux.eu/cdn/shop/files/e5a82811-1bb0-48e4-a776-cacb59c7c092_6091a1de-9ec5-4fee-82c1-56d3c5c63000.jpg?v=1688551005&width=1600 | //skylux.eu/cdn/shop/files/E_MH_Mounting_instructions_Skylux_160_CE_LM.pdf?v=12406716259046007223 | //skylux.eu/cdn/shop/files/E_TD_Technical_File_Skylux_Skylux_160_CE_Electric.pdf?v=3667116872303399239 | <style type="text/css" id="isPasted"><!--td {border: 1px solid #cccccc;}br {mso-data-placement:same-cell;}--></style><table border="1" cellpadding="0" cellspacing="0" dir="ltr" style="table-layout:fixed;font-size:10pt;font-family:Arial;border-collapse:collapse;border:none;"><tbody> <tr style="height:20px;"> <td style="overflow:hidden;padding:0px 3px 0px 3px;vertical-align:bottom;"></td> <td style="overflow:hidden;padding:0px 3px 0px 3px;vertical-align:bottom;"></td> <td style="overflow:hidden;padding:0px 3px 0px 3px;vertical-align:bottom;"></td> <td data-sheets-value='{"1":2,"2":"Ut-value"}' style="overflow:hidden;padding:0px 3px 0px 3px;vertical-align:bottom;font-weight:bold;text-align:center;">Ut-value</td> <td data-sheets-value='{"1":2,"2":"LT-value"}' style="overflow:hidden;padding:0px 3px 0px 3px;vertical-align:bottom;font-weight:bold;text-align:center;">LT-value</td> <td data-sheets-value='{"1":2,"2":"g-value"}' style="overflow:hidden;padding:0px 3px 0px 3px;vertical-align:bottom;font-weight:bold;text-align:center;">g-value</td> <td data-sheets-value='{"1":2,"2":"Rw-value "}' style="overflow:hidden;padding:0px 3px 0px 3px;vertical-align:bottom;font-weight:bold;text-align:center;">Rw-value </td> </tr> <tr style="height:20px;"> <td style="overflow:hidden;padding:0px 3px 0px 3px;vertical-align:bottom;"></td> <td style="overflow:hidden;padding:0px 3px 0px 3px;vertical-align:bottom;"></td> <td style="overflow:hidden;padding:0px 3px 0px 3px;vertical-align:bottom;"></td> <td data-sheets-numberformat='{"1":2,"2":"0.00","3":1}' data-sheets-value='{"1":2,"2":"EN 1873 : 2014"}' style="overflow:hidden;padding:0px 3px 0px 3px;vertical-align:bottom;text-align:center;">EN 1873 : 2014</td> <td data-sheets-numberformat='{"1":2,"2":"0","3":1}' data-sheets-value='{"1":2,"2":"EN ISO 13468 EN 16153 EN 410"}' style="overflow:hidden;padding:0px 3px 0px 3px;vertical-align:bottom;text-align:center;">EN ISO 13468 EN 16153 EN 410</td> <td data-sheets-numberformat='{"1":2,"2":"0","3":1}' data-sheets-value='{"1":2,"2":"EN 410"}' style="overflow:hidden;padding:0px 3px 0px 3px;vertical-align:bottom;text-align:center;">EN 410</td> <td data-sheets-value='{"1":2,"2":"EN ISO 140-3\t\t"}' style="overflow:hidden;padding:0px 3px 0px 3px;vertical-align:bottom;text-align:center;">EN ISO 140-3 </td> </tr> <tr style="height:20px;"> <td data-sheets-value='{"1":2,"2":"Material"}' style="border-bottom:1px solid #000000;overflow:hidden;padding:0px 3px 0px 3px;vertical-align:bottom;background-color:#000000;font-weight:bold;color:#ffffff;">Material</td> <td data-sheets-value='{"1":2,"2":"Walls"}' style="border-bottom:1px solid #000000;overflow:hidden;padding:0px 3px 0px 3px;vertical-align:bottom;background-color:#000000;font-weight:bold;color:#ffffff;">Walls</td> <td data-sheets-value='{"1":2,"2":"Shells"}' style="border-bottom:1px solid #000000;overflow:hidden;padding:0px 3px 0px 3px;vertical-align:bottom;background-color:#000000;font-weight:bold;color:#ffffff;">Shells</td> <td data-sheets-numberformat='{"1":2,"2":"0.00","3":1}' data-sheets-value='{"1":2,"2":"(W/m²K)\t"}' style="border-bottom:1px solid #000000;overflow:hidden;padding:0px 3px 0px 3px;vertical-align:bottom;background-color:#000000;font-weight:bold;color:#ffffff;text-align:center;">(W/m²K) </td> <td data-sheets-numberformat='{"1":2,"2":"0","3":1}' data-sheets-value='{"1":2,"2":"(%)"}' style="border-bottom:1px solid #000000;overflow:hidden;padding:0px 3px 0px 3px;vertical-align:bottom;background-color:#000000;font-weight:bold;color:#ffffff;text-align:center;">(%)</td> <td data-sheets-numberformat='{"1":2,"2":"0","3":1}' data-sheets-value='{"1":2,"2":"(%)"}' style="border-bottom:1px solid #000000;overflow:hidden;padding:0px 3px 0px 3px;vertical-align:bottom;background-color:#000000;font-weight:bold;color:#ffffff;text-align:center;">(%)</td> <td data-sheets-value='{"1":2,"2":"(dB)"}' style="border-bottom:1px solid #000000;overflow:hidden;padding:0px 3px 0px 3px;vertical-align:bottom;background-color:#000000;font-weight:bold;color:#ffffff;text-align:center;">(dB)</td> </tr> <tr style="height:20px;"> <td data-sheets-value='{"1":2,"2":"Acrylic"}' style="border-left:1px solid #000000;overflow:hidden;padding:0px 3px 0px 3px;vertical-align:bottom;">Acrylic</td> <td data-sheets-value='{"1":2,"2":"EW"}' style="overflow:hidden;padding:0px 3px 0px 3px;vertical-align:bottom;">EW</td> <td data-sheets-value='{"1":2,"2":"Clear (H)"}' style="overflow:hidden;padding:0px 3px 0px 3px;vertical-align:bottom;">Clear (H)</td> <td data-sheets-numberformat='{"1":2,"2":"0.00","3":1}' data-sheets-value='{"1":3,"3":1.19}' style="overflow:hidden;padding:0px 3px 0px 3px;vertical-align:bottom;text-align:center;">1.19</td> <td data-sheets-numberformat='{"1":2,"2":"0","3":1}' data-sheets-value='{"1":3,"3":36.9}' style="overflow:hidden;padding:0px 3px 0px 3px;vertical-align:bottom;text-align:center;">37</td> <td data-sheets-numberformat='{"1":2,"2":"0","3":1}' data-sheets-value='{"1":3,"3":57.42}' style="overflow:hidden;padding:0px 3px 0px 3px;vertical-align:bottom;text-align:center;">57</td> <td data-sheets-value='{"1":3,"3":24}' style="border-right:1px solid #000000;overflow:hidden;padding:0px 3px 0px 3px;vertical-align:bottom;text-align:center;">24</td> </tr> <tr style="height:20px;"> <td data-sheets-value='{"1":2,"2":"PMMA"}' style="border-left:1px solid #000000;overflow:hidden;padding:0px 3px 0px 3px;vertical-align:bottom;">PMMA</td> <td style="overflow:hidden;padding:0px 3px 0px 3px;vertical-align:bottom;"></td> <td data-sheets-value='{"1":2,"2":"Opal (O)"}' style="overflow:hidden;padding:0px 3px 0px 3px;vertical-align:bottom;">Opal (O)</td> <td data-sheets-numberformat='{"1":2,"2":"0.00","3":1}' data-sheets-value='{"1":3,"3":1.19}' style="overflow:hidden;padding:0px 3px 0px 3px;vertical-align:bottom;text-align:center;">1.19</td> <td data-sheets-numberformat='{"1":2,"2":"0","3":1}' data-sheets-value='{"1":3,"3":34.03}' style="overflow:hidden;padding:0px 3px 0px 3px;vertical-align:bottom;text-align:center;">34</td> <td data-sheets-numberformat='{"1":2,"2":"0","3":1}' data-sheets-value='{"1":3,"3":50.160000000000004}' style="overflow:hidden;padding:0px 3px 0px 3px;vertical-align:bottom;text-align:center;">50</td> <td data-sheets-value='{"1":3,"3":24}' style="border-right:1px solid #000000;overflow:hidden;padding:0px 3px 0px 3px;vertical-align:bottom;text-align:center;">24</td> </tr> <tr style="height:20px;"> <td style="border-left:1px solid #000000;overflow:hidden;padding:0px 3px 0px 3px;vertical-align:bottom;"></td> <td data-sheets-value='{"1":2,"2":"DW"}' style="overflow:hidden;padding:0px 3px 0px 3px;vertical-align:bottom;">DW</td> <td data-sheets-value='{"1":2,"2":"Clear (H/H)"}' style="overflow:hidden;padding:0px 3px 0px 3px;vertical-align:bottom;">Clear (H/H)</td> <td data-sheets-numberformat='{"1":2,"2":"0.00","3":1}' data-sheets-value='{"1":3,"3":0.98}' style="overflow:hidden;padding:0px 3px 0px 3px;vertical-align:bottom;text-align:center;">0.98</td> <td data-sheets-numberformat='{"1":2,"2":"0","3":1}' data-sheets-value='{"1":3,"3":33.21}' style="overflow:hidden;padding:0px 3px 0px 3px;vertical-align:bottom;text-align:center;">33</td> <td data-sheets-numberformat='{"1":2,"2":"0","3":1}' data-sheets-value='{"1":3,"3":49.5}' style="overflow:hidden;padding:0px 3px 0px 3px;vertical-align:bottom;text-align:center;">50</td> <td data-sheets-value='{"1":3,"3":26}' style="border-right:1px solid #000000;overflow:hidden;padding:0px 3px 0px 3px;vertical-align:bottom;text-align:center;">26</td> </tr> <tr style="height:20px;"> <td style="border-bottom:1px solid #000000;border-left:1px solid #000000;overflow:hidden;padding:0px 3px 0px 3px;vertical-align:bottom;"></td> <td style="border-bottom:1px solid #000000;overflow:hidden;padding:0px 3px 0px 3px;vertical-align:bottom;"></td> <td data-sheets-value='{"1":2,"2":"Opal (O/O)"}' style="border-bottom:1px solid #000000;overflow:hidden;padding:0px 3px 0px 3px;vertical-align:bottom;">Opal (O/O)</td> <td data-sheets-numberformat='{"1":2,"2":"0.00","3":1}' data-sheets-value='{"1":3,"3":0.98}' style="border-bottom:1px solid #000000;overflow:hidden;padding:0px 3px 0px 3px;vertical-align:bottom;text-align:center;">0.98</td> <td data-sheets-numberformat='{"1":2,"2":"0","3":1}' data-sheets-value='{"1":3,"3":28.29}' style="border-bottom:1px solid #000000;overflow:hidden;padding:0px 3px 0px 3px;vertical-align:bottom;text-align:center;">28</td> <td data-sheets-numberformat='{"1":2,"2":"0","3":1}' data-sheets-value='{"1":3,"3":38.28}' style="border-bottom:1px solid #000000;overflow:hidden;padding:0px 3px 0px 3px;vertical-align:bottom;text-align:center;">38</td> <td data-sheets-value='{"1":3,"3":26}' style="border-right:1px solid #000000;border-bottom:1px solid #000000;overflow:hidden;padding:0px 3px 0px 3px;vertical-align:bottom;text-align:center;">26</td> </tr> <tr style="height:20px;"> <td data-sheets-value='{"1":2,"2":"Polycarbonate "}' style="border-left:1px solid #000000;overflow:hidden;padding:0px 3px 0px 3px;vertical-align:bottom;">Polycarbonate </td> <td data-sheets-value='{"1":2,"2":"EW"}' style="overflow:hidden;padding:0px 3px 0px 3px;vertical-align:bottom;">EW</td> <td data-sheets-value='{"1":2,"2":"Clear (A)"}' style="overflow:hidden;padding:0px 3px 0px 3px;vertical-align:bottom;">Clear (A)</td> <td data-sheets-numberformat='{"1":2,"2":"0.00","3":1}' data-sheets-value='{"1":3,"3":1.19}' style="overflow:hidden;padding:0px 3px 0px 3px;vertical-align:bottom;text-align:center;">1.19</td> <td data-sheets-numberformat='{"1":2,"2":"0","3":1}' data-sheets-value='{"1":3,"3":36.08}' style="overflow:hidden;padding:0px 3px 0px 3px;vertical-align:bottom;text-align:center;">36</td> <td data-sheets-numberformat='{"1":2,"2":"0","3":1}' data-sheets-value='{"1":3,"3":54.78}' style="overflow:hidden;padding:0px 3px 0px 3px;vertical-align:bottom;text-align:center;">55</td> <td data-sheets-value='{"1":3,"3":24}' style="border-right:1px solid #000000;overflow:hidden;padding:0px 3px 0px 3px;vertical-align:bottom;text-align:center;">24</td> </tr> <tr style="height:20px;"> <td data-sheets-value='{"1":2,"2":"PC"}' style="border-left:1px solid #000000;overflow:hidden;padding:0px 3px 0px 3px;vertical-align:bottom;">PC</td> <td style="overflow:hidden;padding:0px 3px 0px 3px;vertical-align:bottom;"></td> <td data-sheets-value='{"1":2,"2":"Opal (D)"}' style="overflow:hidden;padding:0px 3px 0px 3px;vertical-align:bottom;">Opal (D)</td> <td data-sheets-numberformat='{"1":2,"2":"0.00","3":1}' data-sheets-value='{"1":3,"3":1.19}' style="overflow:hidden;padding:0px 3px 0px 3px;vertical-align:bottom;text-align:center;">1.19</td> <td data-sheets-numberformat='{"1":2,"2":"0","3":1}' data-sheets-value='{"1":3,"3":23.779999999999998}' style="overflow:hidden;padding:0px 3px 0px 3px;vertical-align:bottom;text-align:center;">24</td> <td data-sheets-numberformat='{"1":2,"2":"0","3":1}' data-sheets-value='{"1":3,"3":39.6}' style="overflow:hidden;padding:0px 3px 0px 3px;vertical-align:bottom;text-align:center;">40</td> <td data-sheets-value='{"1":3,"3":24}' style="border-right:1px solid #000000;overflow:hidden;padding:0px 3px 0px 3px;vertical-align:bottom;text-align:center;">24</td> </tr> <tr style="height:20px;"> <td style="border-left:1px solid #000000;overflow:hidden;padding:0px 3px 0px 3px;vertical-align:bottom;"></td> <td data-sheets-value='{"1":2,"2":"DW"}' style="overflow:hidden;padding:0px 3px 0px 3px;vertical-align:bottom;">DW</td> <td data-sheets-value='{"1":2,"2":"Clear (A/H)"}' style="overflow:hidden;padding:0px 3px 0px 3px;vertical-align:bottom;">Clear (A/H)</td> <td data-sheets-numberformat='{"1":2,"2":"0.00","3":1}' data-sheets-value='{"1":3,"3":0.98}' style="overflow:hidden;padding:0px 3px 0px 3px;vertical-align:bottom;text-align:center;">0.98</td> <td data-sheets-numberformat='{"1":2,"2":"0","3":1}' data-sheets-value='{"1":3,"3":32.39}' style="overflow:hidden;padding:0px 3px 0px 3px;vertical-align:bottom;text-align:center;">32</td> <td data-sheets-numberformat='{"1":2,"2":"0","3":1}' data-sheets-value='{"1":3,"3":47.52}' style="overflow:hidden;padding:0px 3px 0px 3px;vertical-align:bottom;text-align:center;">48</td> <td data-sheets-value='{"1":3,"3":26}' style="border-right:1px solid #000000;overflow:hidden;padding:0px 3px 0px 3px;vertical-align:bottom;text-align:center;">26</td> </tr> <tr style="height:20px;"> <td style="border-left:1px solid #000000;overflow:hidden;padding:0px 3px 0px 3px;vertical-align:bottom;"></td> <td style="overflow:hidden;padding:0px 3px 0px 3px;vertical-align:bottom;"></td> <td data-sheets-value='{"1":2,"2":"Clear (A/A)"}' style="overflow:hidden;padding:0px 3px 0px 3px;vertical-align:bottom;">Clear (A/A)</td> <td data-sheets-numberformat='{"1":2,"2":"0.00","3":1}' data-sheets-value='{"1":3,"3":0.98}' style="overflow:hidden;padding:0px 3px 0px 3px;vertical-align:bottom;text-align:center;">0.98</td> <td data-sheets-numberformat='{"1":2,"2":"0","3":1}' data-sheets-value='{"1":3,"3":31.569999999999997}' style="overflow:hidden;padding:0px 3px 0px 3px;vertical-align:bottom;text-align:center;">32</td> <td data-sheets-numberformat='{"1":2,"2":"0","3":1}' data-sheets-value='{"1":3,"3":45.54}' style="overflow:hidden;padding:0px 3px 0px 3px;vertical-align:bottom;text-align:center;">46</td> <td data-sheets-value='{"1":3,"3":26}' style="border-right:1px solid #000000;overflow:hidden;padding:0px 3px 0px 3px;vertical-align:bottom;text-align:center;">26</td> </tr> <tr style="height:20px;"> <td style="border-left:1px solid #000000;overflow:hidden;padding:0px 3px 0px 3px;vertical-align:bottom;"></td> <td style="overflow:hidden;padding:0px 3px 0px 3px;vertical-align:bottom;"></td> <td data-sheets-value='{"1":2,"2":"Opal (A/O)"}' style="overflow:hidden;padding:0px 3px 0px 3px;vertical-align:bottom;">Opal (A/O)</td> <td data-sheets-numberformat='{"1":2,"2":"0.00","3":1}' data-sheets-value='{"1":3,"3":0.98}' style="overflow:hidden;padding:0px 3px 0px 3px;vertical-align:bottom;text-align:center;">0.98</td> <td data-sheets-numberformat='{"1":2,"2":"0","3":1}' data-sheets-value='{"1":3,"3":29.93}' style="overflow:hidden;padding:0px 3px 0px 3px;vertical-align:bottom;text-align:center;">30</td> <td data-sheets-numberformat='{"1":2,"2":"0","3":1}' data-sheets-value='{"1":3,"3":41.580000000000005}' style="overflow:hidden;padding:0px 3px 0px 3px;vertical-align:bottom;text-align:center;">42</td> <td data-sheets-value='{"1":3,"3":26}' style="border-right:1px solid #000000;overflow:hidden;padding:0px 3px 0px 3px;vertical-align:bottom;text-align:center;">26</td> </tr> <tr style="height:20px;"> <td style="border-bottom:1px solid #000000;border-left:1px solid #000000;overflow:hidden;padding:0px 3px 0px 3px;vertical-align:bottom;"></td> <td style="border-bottom:1px solid #000000;overflow:hidden;padding:0px 3px 0px 3px;vertical-align:bottom;"></td> <td data-sheets-value='{"1":2,"2":"Opal (A/D)"}' style="border-bottom:1px solid #000000;overflow:hidden;padding:0px 3px 0px 3px;vertical-align:bottom;">Opal (A/D)</td> <td data-sheets-numberformat='{"1":2,"2":"0.00","3":1}' data-sheets-value='{"1":3,"3":0.98}' style="border-bottom:1px solid #000000;overflow:hidden;padding:0px 3px 0px 3px;vertical-align:bottom;text-align:center;">0.98</td> <td data-sheets-numberformat='{"1":2,"2":"0","3":1}' data-sheets-value='{"1":3,"3":20.91}' style="border-bottom:1px solid #000000;overflow:hidden;padding:0px 3px 0px 3px;vertical-align:bottom;text-align:center;">21</td> <td data-sheets-numberformat='{"1":2,"2":"0","3":1}' data-sheets-value='{"1":3,"3":33}' style="border-bottom:1px solid #000000;overflow:hidden;padding:0px 3px 0px 3px;vertical-align:bottom;text-align:center;">33</td> <td data-sheets-value='{"1":3,"3":26}' style="border-right:1px solid #000000;border-bottom:1px solid #000000;overflow:hidden;padding:0px 3px 0px 3px;vertical-align:bottom;text-align:center;">26</td> </tr> <tr style="height:20px;"> <td data-sheets-value='{"1":2,"2":"Polycarbonate"}' style="border-left:1px solid #000000;overflow:hidden;padding:0px 3px 0px 3px;vertical-align:bottom;">Polycarbonate</td> <td data-sheets-value='{"1":2,"2":"EW"}' style="overflow:hidden;padding:0px 3px 0px 3px;vertical-align:bottom;">EW</td> <td data-sheets-value='{"1":2,"2":"Heatstop Opal (T)"}' style="overflow:hidden;padding:0px 3px 0px 3px;vertical-align:bottom;">Heatstop Opal (T)</td> <td data-sheets-numberformat='{"1":2,"2":"0.00","3":1}' data-sheets-value='{"1":3,"3":1.19}' style="overflow:hidden;padding:0px 3px 0px 3px;vertical-align:bottom;text-align:center;">1.19</td> <td data-sheets-numberformat='{"1":2,"2":"0","3":1}' data-sheets-value='{"1":3,"3":20.09}' style="overflow:hidden;padding:0px 3px 0px 3px;vertical-align:bottom;text-align:center;">20</td> <td data-sheets-numberformat='{"1":2,"2":"0","3":1}' data-sheets-value='{"1":3,"3":38.940000000000005}' style="overflow:hidden;padding:0px 3px 0px 3px;vertical-align:bottom;text-align:center;">39</td> <td data-sheets-value='{"1":3,"3":24}' style="border-right:1px solid #000000;overflow:hidden;padding:0px 3px 0px 3px;vertical-align:bottom;text-align:center;">24</td> </tr> <tr style="height:20px;"> <td data-sheets-value='{"1":2,"2":"Heatstop PC"}' style="border-left:1px solid #000000;overflow:hidden;padding:0px 3px 0px 3px;vertical-align:bottom;">Heatstop PC</td> <td data-sheets-value='{"1":2,"2":"DW"}' style="overflow:hidden;padding:0px 3px 0px 3px;vertical-align:bottom;">DW</td> <td data-sheets-value='{"1":2,"2":"Clear (T/H)"}' style="overflow:hidden;padding:0px 3px 0px 3px;vertical-align:bottom;">Clear (T/H)</td> <td data-sheets-numberformat='{"1":2,"2":"0.00","3":1}' data-sheets-value='{"1":3,"3":0.98}' style="overflow:hidden;padding:0px 3px 0px 3px;vertical-align:bottom;text-align:center;">0.98</td> <td data-sheets-numberformat='{"1":2,"2":"0","3":1}' data-sheets-value='{"1":3,"3":18.04}' style="overflow:hidden;padding:0px 3px 0px 3px;vertical-align:bottom;text-align:center;">18</td> <td data-sheets-numberformat='{"1":2,"2":"0","3":1}' data-sheets-value='{"1":3,"3":33.660000000000004}' style="overflow:hidden;padding:0px 3px 0px 3px;vertical-align:bottom;text-align:center;">34</td> <td data-sheets-value='{"1":3,"3":26}' style="border-right:1px solid #000000;overflow:hidden;padding:0px 3px 0px 3px;vertical-align:bottom;text-align:center;">26</td> </tr> <tr style="height:20px;"> <td style="border-bottom:1px solid #000000;border-left:1px solid #000000;overflow:hidden;padding:0px 3px 0px 3px;vertical-align:bottom;"></td> <td style="border-bottom:1px solid #000000;overflow:hidden;padding:0px 3px 0px 3px;vertical-align:bottom;"></td> <td data-sheets-value='{"1":2,"2":"Opal (T/O)"}' style="border-bottom:1px solid #000000;overflow:hidden;padding:0px 3px 0px 3px;vertical-align:bottom;">Opal (T/O)</td> <td data-sheets-numberformat='{"1":2,"2":"0.00","3":1}' data-sheets-value='{"1":3,"3":0.98}' style="border-bottom:1px solid #000000;overflow:hidden;padding:0px 3px 0px 3px;vertical-align:bottom;text-align:center;">0.98</td> <td data-sheets-numberformat='{"1":2,"2":"0","3":1}' data-sheets-value='{"1":3,"3":16.81}' style="border-bottom:1px solid #000000;overflow:hidden;padding:0px 3px 0px 3px;vertical-align:bottom;text-align:center;">17</td> <td data-sheets-numberformat='{"1":2,"2":"0","3":1}' data-sheets-value='{"1":3,"3":29.700000000000003}' style="border-bottom:1px solid #000000;overflow:hidden;padding:0px 3px 0px 3px;vertical-align:bottom;text-align:center;">30</td> <td data-sheets-value='{"1":3,"3":26}' style="border-right:1px solid #000000;border-bottom:1px solid #000000;overflow:hidden;padding:0px 3px 0px 3px;vertical-align:bottom;text-align:center;">26</td> </tr> </tbody></table> | skylux-160-ce-met-koepel-en-pvc-opstand-16-00-met-lm-motor-pvc-raam-type-ep25-en-windvang-1000-x-2200-mm | 8586026254669 | 46872337154381
Smoke and heat exhaust (SHEV) | SHE system | Skylux | Skylux 160° CE with skylight and PVC curb 16/00 with LM-actuator, PVC frame type EP25 and spoiler 1000 x 2300 mm |  | 50330 | 5412970503309 | 5818.9 | Yes | 30-45 | 99 | 1000 x 2300 mm | 2300 | 1000 |  | PVC 16/00 (16 cm high & roof opening = daylight size) | Rectangular | 1.19 W/m²K - 0.98 W/m²K | 57% - 30% | 37% - 17% | 24dB - 26dB | 160° CE (for industry) | PVC frame EP25 | with spoiler | E | Single actuator | Maximum double-walled skylight possible for this product | Ut-value LT-value g-value Rw-value EN 1873 : 2014 EN ISO 13468 EN 16153 EN 410 EN 410 EN ISO 140-3 Material Walls Shells (W/m²K) (%) (%) (dB) Acrylic EW Clear (H) 1.19 37 57 24 PMMA Opal (O) 1.19 34 50 24 DW Clear (H/H) 0.98 33 50 26 Opal (O/O) 0.98 28 38 26 Polycarbonate EW Clear (A) 1.19 36 55 24 PC Opal (D) 1.19 24 40 24 DW Clear (A/H) 0.98 32 48 26 Clear (A/A) 0.98 32 46 26 Opal (A/O) 0.98 30 42 26 Opal (A/D) 0.98 21 33 26 Polycarbonate EW Heatstop Opal (T) 1.19 20 39 24 Heatstop PC DW Clear (T/H) 0.98 18 34 26 Opal (T/O) 0.98 17 30 26 | https://skylux.eu/en/products/skylux-160-ce-met-koepel-en-pvc-opstand-16-00-met-lm-motor-pvc-raam-type-ep25-en-windvang-1000-x-2300-mm | https://skylux.eu/cdn/shop/files/Skylux-160deg-CE-met-koepel-en-pvc-opstand-1600-met-LM-motor-pvc-raam-type-EP25-en-windvang-1000-x-2300-mm-RWA-systeem.jpg?v=1702979908&width=1600 | https://skylux.eu/cdn/shop/files/e5a82811-1bb0-48e4-a776-cacb59c7c092_cfddafcd-14fd-43a6-b58b-92a00d94a41d.jpg?v=1688551006&width=1600 | //skylux.eu/cdn/shop/files/E_MH_Mounting_instructions_Skylux_160_CE_LM.pdf?v=12406716259046007223 | //skylux.eu/cdn/shop/files/E_TD_Technical_File_Skylux_Skylux_160_CE_Electric.pdf?v=3667116872303399239 | <style type="text/css" id="isPasted"><!--td {border: 1px solid #cccccc;}br {mso-data-placement:same-cell;}--></style><table border="1" cellpadding="0" cellspacing="0" dir="ltr" style="table-layout:fixed;font-size:10pt;font-family:Arial;border-collapse:collapse;border:none;"><tbody> <tr style="height:20px;"> <td style="overflow:hidden;padding:0px 3px 0px 3px;vertical-align:bottom;"></td> <td style="overflow:hidden;padding:0px 3px 0px 3px;vertical-align:bottom;"></td> <td style="overflow:hidden;padding:0px 3px 0px 3px;vertical-align:bottom;"></td> <td data-sheets-value='{"1":2,"2":"Ut-value"}' style="overflow:hidden;padding:0px 3px 0px 3px;vertical-align:bottom;font-weight:bold;text-align:center;">Ut-value</td> <td data-sheets-value='{"1":2,"2":"LT-value"}' style="overflow:hidden;padding:0px 3px 0px 3px;vertical-align:bottom;font-weight:bold;text-align:center;">LT-value</td> <td data-sheets-value='{"1":2,"2":"g-value"}' style="overflow:hidden;padding:0px 3px 0px 3px;vertical-align:bottom;font-weight:bold;text-align:center;">g-value</td> <td data-sheets-value='{"1":2,"2":"Rw-value "}' style="overflow:hidden;padding:0px 3px 0px 3px;vertical-align:bottom;font-weight:bold;text-align:center;">Rw-value </td> </tr> <tr style="height:20px;"> <td style="overflow:hidden;padding:0px 3px 0px 3px;vertical-align:bottom;"></td> <td style="overflow:hidden;padding:0px 3px 0px 3px;vertical-align:bottom;"></td> <td style="overflow:hidden;padding:0px 3px 0px 3px;vertical-align:bottom;"></td> <td data-sheets-numberformat='{"1":2,"2":"0.00","3":1}' data-sheets-value='{"1":2,"2":"EN 1873 : 2014"}' style="overflow:hidden;padding:0px 3px 0px 3px;vertical-align:bottom;text-align:center;">EN 1873 : 2014</td> <td data-sheets-numberformat='{"1":2,"2":"0","3":1}' data-sheets-value='{"1":2,"2":"EN ISO 13468 EN 16153 EN 410"}' style="overflow:hidden;padding:0px 3px 0px 3px;vertical-align:bottom;text-align:center;">EN ISO 13468 EN 16153 EN 410</td> <td data-sheets-numberformat='{"1":2,"2":"0","3":1}' data-sheets-value='{"1":2,"2":"EN 410"}' style="overflow:hidden;padding:0px 3px 0px 3px;vertical-align:bottom;text-align:center;">EN 410</td> <td data-sheets-value='{"1":2,"2":"EN ISO 140-3\t\t"}' style="overflow:hidden;padding:0px 3px 0px 3px;vertical-align:bottom;text-align:center;">EN ISO 140-3 </td> </tr> <tr style="height:20px;"> <td data-sheets-value='{"1":2,"2":"Material"}' style="border-bottom:1px solid #000000;overflow:hidden;padding:0px 3px 0px 3px;vertical-align:bottom;background-color:#000000;font-weight:bold;color:#ffffff;">Material</td> <td data-sheets-value='{"1":2,"2":"Walls"}' style="border-bottom:1px solid #000000;overflow:hidden;padding:0px 3px 0px 3px;vertical-align:bottom;background-color:#000000;font-weight:bold;color:#ffffff;">Walls</td> <td data-sheets-value='{"1":2,"2":"Shells"}' style="border-bottom:1px solid #000000;overflow:hidden;padding:0px 3px 0px 3px;vertical-align:bottom;background-color:#000000;font-weight:bold;color:#ffffff;">Shells</td> <td data-sheets-numberformat='{"1":2,"2":"0.00","3":1}' data-sheets-value='{"1":2,"2":"(W/m²K)\t"}' style="border-bottom:1px solid #000000;overflow:hidden;padding:0px 3px 0px 3px;vertical-align:bottom;background-color:#000000;font-weight:bold;color:#ffffff;text-align:center;">(W/m²K) </td> <td data-sheets-numberformat='{"1":2,"2":"0","3":1}' data-sheets-value='{"1":2,"2":"(%)"}' style="border-bottom:1px solid #000000;overflow:hidden;padding:0px 3px 0px 3px;vertical-align:bottom;background-color:#000000;font-weight:bold;color:#ffffff;text-align:center;">(%)</td> <td data-sheets-numberformat='{"1":2,"2":"0","3":1}' data-sheets-value='{"1":2,"2":"(%)"}' style="border-bottom:1px solid #000000;overflow:hidden;padding:0px 3px 0px 3px;vertical-align:bottom;background-color:#000000;font-weight:bold;color:#ffffff;text-align:center;">(%)</td> <td data-sheets-value='{"1":2,"2":"(dB)"}' style="border-bottom:1px solid #000000;overflow:hidden;padding:0px 3px 0px 3px;vertical-align:bottom;background-color:#000000;font-weight:bold;color:#ffffff;text-align:center;">(dB)</td> </tr> <tr style="height:20px;"> <td data-sheets-value='{"1":2,"2":"Acrylic"}' style="border-left:1px solid #000000;overflow:hidden;padding:0px 3px 0px 3px;vertical-align:bottom;">Acrylic</td> <td data-sheets-value='{"1":2,"2":"EW"}' style="overflow:hidden;padding:0px 3px 0px 3px;vertical-align:bottom;">EW</td> <td data-sheets-value='{"1":2,"2":"Clear (H)"}' style="overflow:hidden;padding:0px 3px 0px 3px;vertical-align:bottom;">Clear (H)</td> <td data-sheets-numberformat='{"1":2,"2":"0.00","3":1}' data-sheets-value='{"1":3,"3":1.19}' style="overflow:hidden;padding:0px 3px 0px 3px;vertical-align:bottom;text-align:center;">1.19</td> <td data-sheets-numberformat='{"1":2,"2":"0","3":1}' data-sheets-value='{"1":3,"3":36.9}' style="overflow:hidden;padding:0px 3px 0px 3px;vertical-align:bottom;text-align:center;">37</td> <td data-sheets-numberformat='{"1":2,"2":"0","3":1}' data-sheets-value='{"1":3,"3":57.42}' style="overflow:hidden;padding:0px 3px 0px 3px;vertical-align:bottom;text-align:center;">57</td> <td data-sheets-value='{"1":3,"3":24}' style="border-right:1px solid #000000;overflow:hidden;padding:0px 3px 0px 3px;vertical-align:bottom;text-align:center;">24</td> </tr> <tr style="height:20px;"> <td data-sheets-value='{"1":2,"2":"PMMA"}' style="border-left:1px solid #000000;overflow:hidden;padding:0px 3px 0px 3px;vertical-align:bottom;">PMMA</td> <td style="overflow:hidden;padding:0px 3px 0px 3px;vertical-align:bottom;"></td> <td data-sheets-value='{"1":2,"2":"Opal (O)"}' style="overflow:hidden;padding:0px 3px 0px 3px;vertical-align:bottom;">Opal (O)</td> <td data-sheets-numberformat='{"1":2,"2":"0.00","3":1}' data-sheets-value='{"1":3,"3":1.19}' style="overflow:hidden;padding:0px 3px 0px 3px;vertical-align:bottom;text-align:center;">1.19</td> <td data-sheets-numberformat='{"1":2,"2":"0","3":1}' data-sheets-value='{"1":3,"3":34.03}' style="overflow:hidden;padding:0px 3px 0px 3px;vertical-align:bottom;text-align:center;">34</td> <td data-sheets-numberformat='{"1":2,"2":"0","3":1}' data-sheets-value='{"1":3,"3":50.160000000000004}' style="overflow:hidden;padding:0px 3px 0px 3px;vertical-align:bottom;text-align:center;">50</td> <td data-sheets-value='{"1":3,"3":24}' style="border-right:1px solid #000000;overflow:hidden;padding:0px 3px 0px 3px;vertical-align:bottom;text-align:center;">24</td> </tr> <tr style="height:20px;"> <td style="border-left:1px solid #000000;overflow:hidden;padding:0px 3px 0px 3px;vertical-align:bottom;"></td> <td data-sheets-value='{"1":2,"2":"DW"}' style="overflow:hidden;padding:0px 3px 0px 3px;vertical-align:bottom;">DW</td> <td data-sheets-value='{"1":2,"2":"Clear (H/H)"}' style="overflow:hidden;padding:0px 3px 0px 3px;vertical-align:bottom;">Clear (H/H)</td> <td data-sheets-numberformat='{"1":2,"2":"0.00","3":1}' data-sheets-value='{"1":3,"3":0.98}' style="overflow:hidden;padding:0px 3px 0px 3px;vertical-align:bottom;text-align:center;">0.98</td> <td data-sheets-numberformat='{"1":2,"2":"0","3":1}' data-sheets-value='{"1":3,"3":33.21}' style="overflow:hidden;padding:0px 3px 0px 3px;vertical-align:bottom;text-align:center;">33</td> <td data-sheets-numberformat='{"1":2,"2":"0","3":1}' data-sheets-value='{"1":3,"3":49.5}' style="overflow:hidden;padding:0px 3px 0px 3px;vertical-align:bottom;text-align:center;">50</td> <td data-sheets-value='{"1":3,"3":26}' style="border-right:1px solid #000000;overflow:hidden;padding:0px 3px 0px 3px;vertical-align:bottom;text-align:center;">26</td> </tr> <tr style="height:20px;"> <td style="border-bottom:1px solid #000000;border-left:1px solid #000000;overflow:hidden;padding:0px 3px 0px 3px;vertical-align:bottom;"></td> <td style="border-bottom:1px solid #000000;overflow:hidden;padding:0px 3px 0px 3px;vertical-align:bottom;"></td> <td data-sheets-value='{"1":2,"2":"Opal (O/O)"}' style="border-bottom:1px solid #000000;overflow:hidden;padding:0px 3px 0px 3px;vertical-align:bottom;">Opal (O/O)</td> <td data-sheets-numberformat='{"1":2,"2":"0.00","3":1}' data-sheets-value='{"1":3,"3":0.98}' style="border-bottom:1px solid #000000;overflow:hidden;padding:0px 3px 0px 3px;vertical-align:bottom;text-align:center;">0.98</td> <td data-sheets-numberformat='{"1":2,"2":"0","3":1}' data-sheets-value='{"1":3,"3":28.29}' style="border-bottom:1px solid #000000;overflow:hidden;padding:0px 3px 0px 3px;vertical-align:bottom;text-align:center;">28</td> <td data-sheets-numberformat='{"1":2,"2":"0","3":1}' data-sheets-value='{"1":3,"3":38.28}' style="border-bottom:1px solid #000000;overflow:hidden;padding:0px 3px 0px 3px;vertical-align:bottom;text-align:center;">38</td> <td data-sheets-value='{"1":3,"3":26}' style="border-right:1px solid #000000;border-bottom:1px solid #000000;overflow:hidden;padding:0px 3px 0px 3px;vertical-align:bottom;text-align:center;">26</td> </tr> <tr style="height:20px;"> <td data-sheets-value='{"1":2,"2":"Polycarbonate "}' style="border-left:1px solid #000000;overflow:hidden;padding:0px 3px 0px 3px;vertical-align:bottom;">Polycarbonate </td> <td data-sheets-value='{"1":2,"2":"EW"}' style="overflow:hidden;padding:0px 3px 0px 3px;vertical-align:bottom;">EW</td> <td data-sheets-value='{"1":2,"2":"Clear (A)"}' style="overflow:hidden;padding:0px 3px 0px 3px;vertical-align:bottom;">Clear (A)</td> <td data-sheets-numberformat='{"1":2,"2":"0.00","3":1}' data-sheets-value='{"1":3,"3":1.19}' style="overflow:hidden;padding:0px 3px 0px 3px;vertical-align:bottom;text-align:center;">1.19</td> <td data-sheets-numberformat='{"1":2,"2":"0","3":1}' data-sheets-value='{"1":3,"3":36.08}' style="overflow:hidden;padding:0px 3px 0px 3px;vertical-align:bottom;text-align:center;">36</td> <td data-sheets-numberformat='{"1":2,"2":"0","3":1}' data-sheets-value='{"1":3,"3":54.78}' style="overflow:hidden;padding:0px 3px 0px 3px;vertical-align:bottom;text-align:center;">55</td> <td data-sheets-value='{"1":3,"3":24}' style="border-right:1px solid #000000;overflow:hidden;padding:0px 3px 0px 3px;vertical-align:bottom;text-align:center;">24</td> </tr> <tr style="height:20px;"> <td data-sheets-value='{"1":2,"2":"PC"}' style="border-left:1px solid #000000;overflow:hidden;padding:0px 3px 0px 3px;vertical-align:bottom;">PC</td> <td style="overflow:hidden;padding:0px 3px 0px 3px;vertical-align:bottom;"></td> <td data-sheets-value='{"1":2,"2":"Opal (D)"}' style="overflow:hidden;padding:0px 3px 0px 3px;vertical-align:bottom;">Opal (D)</td> <td data-sheets-numberformat='{"1":2,"2":"0.00","3":1}' data-sheets-value='{"1":3,"3":1.19}' style="overflow:hidden;padding:0px 3px 0px 3px;vertical-align:bottom;text-align:center;">1.19</td> <td data-sheets-numberformat='{"1":2,"2":"0","3":1}' data-sheets-value='{"1":3,"3":23.779999999999998}' style="overflow:hidden;padding:0px 3px 0px 3px;vertical-align:bottom;text-align:center;">24</td> <td data-sheets-numberformat='{"1":2,"2":"0","3":1}' data-sheets-value='{"1":3,"3":39.6}' style="overflow:hidden;padding:0px 3px 0px 3px;vertical-align:bottom;text-align:center;">40</td> <td data-sheets-value='{"1":3,"3":24}' style="border-right:1px solid #000000;overflow:hidden;padding:0px 3px 0px 3px;vertical-align:bottom;text-align:center;">24</td> </tr> <tr style="height:20px;"> <td style="border-left:1px solid #000000;overflow:hidden;padding:0px 3px 0px 3px;vertical-align:bottom;"></td> <td data-sheets-value='{"1":2,"2":"DW"}' style="overflow:hidden;padding:0px 3px 0px 3px;vertical-align:bottom;">DW</td> <td data-sheets-value='{"1":2,"2":"Clear (A/H)"}' style="overflow:hidden;padding:0px 3px 0px 3px;vertical-align:bottom;">Clear (A/H)</td> <td data-sheets-numberformat='{"1":2,"2":"0.00","3":1}' data-sheets-value='{"1":3,"3":0.98}' style="overflow:hidden;padding:0px 3px 0px 3px;vertical-align:bottom;text-align:center;">0.98</td> <td data-sheets-numberformat='{"1":2,"2":"0","3":1}' data-sheets-value='{"1":3,"3":32.39}' style="overflow:hidden;padding:0px 3px 0px 3px;vertical-align:bottom;text-align:center;">32</td> <td data-sheets-numberformat='{"1":2,"2":"0","3":1}' data-sheets-value='{"1":3,"3":47.52}' style="overflow:hidden;padding:0px 3px 0px 3px;vertical-align:bottom;text-align:center;">48</td> <td data-sheets-value='{"1":3,"3":26}' style="border-right:1px solid #000000;overflow:hidden;padding:0px 3px 0px 3px;vertical-align:bottom;text-align:center;">26</td> </tr> <tr style="height:20px;"> <td style="border-left:1px solid #000000;overflow:hidden;padding:0px 3px 0px 3px;vertical-align:bottom;"></td> <td style="overflow:hidden;padding:0px 3px 0px 3px;vertical-align:bottom;"></td> <td data-sheets-value='{"1":2,"2":"Clear (A/A)"}' style="overflow:hidden;padding:0px 3px 0px 3px;vertical-align:bottom;">Clear (A/A)</td> <td data-sheets-numberformat='{"1":2,"2":"0.00","3":1}' data-sheets-value='{"1":3,"3":0.98}' style="overflow:hidden;padding:0px 3px 0px 3px;vertical-align:bottom;text-align:center;">0.98</td> <td data-sheets-numberformat='{"1":2,"2":"0","3":1}' data-sheets-value='{"1":3,"3":31.569999999999997}' style="overflow:hidden;padding:0px 3px 0px 3px;vertical-align:bottom;text-align:center;">32</td> <td data-sheets-numberformat='{"1":2,"2":"0","3":1}' data-sheets-value='{"1":3,"3":45.54}' style="overflow:hidden;padding:0px 3px 0px 3px;vertical-align:bottom;text-align:center;">46</td> <td data-sheets-value='{"1":3,"3":26}' style="border-right:1px solid #000000;overflow:hidden;padding:0px 3px 0px 3px;vertical-align:bottom;text-align:center;">26</td> </tr> <tr style="height:20px;"> <td style="border-left:1px solid #000000;overflow:hidden;padding:0px 3px 0px 3px;vertical-align:bottom;"></td> <td style="overflow:hidden;padding:0px 3px 0px 3px;vertical-align:bottom;"></td> <td data-sheets-value='{"1":2,"2":"Opal (A/O)"}' style="overflow:hidden;padding:0px 3px 0px 3px;vertical-align:bottom;">Opal (A/O)</td> <td data-sheets-numberformat='{"1":2,"2":"0.00","3":1}' data-sheets-value='{"1":3,"3":0.98}' style="overflow:hidden;padding:0px 3px 0px 3px;vertical-align:bottom;text-align:center;">0.98</td> <td data-sheets-numberformat='{"1":2,"2":"0","3":1}' data-sheets-value='{"1":3,"3":29.93}' style="overflow:hidden;padding:0px 3px 0px 3px;vertical-align:bottom;text-align:center;">30</td> <td data-sheets-numberformat='{"1":2,"2":"0","3":1}' data-sheets-value='{"1":3,"3":41.580000000000005}' style="overflow:hidden;padding:0px 3px 0px 3px;vertical-align:bottom;text-align:center;">42</td> <td data-sheets-value='{"1":3,"3":26}' style="border-right:1px solid #000000;overflow:hidden;padding:0px 3px 0px 3px;vertical-align:bottom;text-align:center;">26</td> </tr> <tr style="height:20px;"> <td style="border-bottom:1px solid #000000;border-left:1px solid #000000;overflow:hidden;padding:0px 3px 0px 3px;vertical-align:bottom;"></td> <td style="border-bottom:1px solid #000000;overflow:hidden;padding:0px 3px 0px 3px;vertical-align:bottom;"></td> <td data-sheets-value='{"1":2,"2":"Opal (A/D)"}' style="border-bottom:1px solid #000000;overflow:hidden;padding:0px 3px 0px 3px;vertical-align:bottom;">Opal (A/D)</td> <td data-sheets-numberformat='{"1":2,"2":"0.00","3":1}' data-sheets-value='{"1":3,"3":0.98}' style="border-bottom:1px solid #000000;overflow:hidden;padding:0px 3px 0px 3px;vertical-align:bottom;text-align:center;">0.98</td> <td data-sheets-numberformat='{"1":2,"2":"0","3":1}' data-sheets-value='{"1":3,"3":20.91}' style="border-bottom:1px solid #000000;overflow:hidden;padding:0px 3px 0px 3px;vertical-align:bottom;text-align:center;">21</td> <td data-sheets-numberformat='{"1":2,"2":"0","3":1}' data-sheets-value='{"1":3,"3":33}' style="border-bottom:1px solid #000000;overflow:hidden;padding:0px 3px 0px 3px;vertical-align:bottom;text-align:center;">33</td> <td data-sheets-value='{"1":3,"3":26}' style="border-right:1px solid #000000;border-bottom:1px solid #000000;overflow:hidden;padding:0px 3px 0px 3px;vertical-align:bottom;text-align:center;">26</td> </tr> <tr style="height:20px;"> <td data-sheets-value='{"1":2,"2":"Polycarbonate"}' style="border-left:1px solid #000000;overflow:hidden;padding:0px 3px 0px 3px;vertical-align:bottom;">Polycarbonate</td> <td data-sheets-value='{"1":2,"2":"EW"}' style="overflow:hidden;padding:0px 3px 0px 3px;vertical-align:bottom;">EW</td> <td data-sheets-value='{"1":2,"2":"Heatstop Opal (T)"}' style="overflow:hidden;padding:0px 3px 0px 3px;vertical-align:bottom;">Heatstop Opal (T)</td> <td data-sheets-numberformat='{"1":2,"2":"0.00","3":1}' data-sheets-value='{"1":3,"3":1.19}' style="overflow:hidden;padding:0px 3px 0px 3px;vertical-align:bottom;text-align:center;">1.19</td> <td data-sheets-numberformat='{"1":2,"2":"0","3":1}' data-sheets-value='{"1":3,"3":20.09}' style="overflow:hidden;padding:0px 3px 0px 3px;vertical-align:bottom;text-align:center;">20</td> <td data-sheets-numberformat='{"1":2,"2":"0","3":1}' data-sheets-value='{"1":3,"3":38.940000000000005}' style="overflow:hidden;padding:0px 3px 0px 3px;vertical-align:bottom;text-align:center;">39</td> <td data-sheets-value='{"1":3,"3":24}' style="border-right:1px solid #000000;overflow:hidden;padding:0px 3px 0px 3px;vertical-align:bottom;text-align:center;">24</td> </tr> <tr style="height:20px;"> <td data-sheets-value='{"1":2,"2":"Heatstop PC"}' style="border-left:1px solid #000000;overflow:hidden;padding:0px 3px 0px 3px;vertical-align:bottom;">Heatstop PC</td> <td data-sheets-value='{"1":2,"2":"DW"}' style="overflow:hidden;padding:0px 3px 0px 3px;vertical-align:bottom;">DW</td> <td data-sheets-value='{"1":2,"2":"Clear (T/H)"}' style="overflow:hidden;padding:0px 3px 0px 3px;vertical-align:bottom;">Clear (T/H)</td> <td data-sheets-numberformat='{"1":2,"2":"0.00","3":1}' data-sheets-value='{"1":3,"3":0.98}' style="overflow:hidden;padding:0px 3px 0px 3px;vertical-align:bottom;text-align:center;">0.98</td> <td data-sheets-numberformat='{"1":2,"2":"0","3":1}' data-sheets-value='{"1":3,"3":18.04}' style="overflow:hidden;padding:0px 3px 0px 3px;vertical-align:bottom;text-align:center;">18</td> <td data-sheets-numberformat='{"1":2,"2":"0","3":1}' data-sheets-value='{"1":3,"3":33.660000000000004}' style="overflow:hidden;padding:0px 3px 0px 3px;vertical-align:bottom;text-align:center;">34</td> <td data-sheets-value='{"1":3,"3":26}' style="border-right:1px solid #000000;overflow:hidden;padding:0px 3px 0px 3px;vertical-align:bottom;text-align:center;">26</td> </tr> <tr style="height:20px;"> <td style="border-bottom:1px solid #000000;border-left:1px solid #000000;overflow:hidden;padding:0px 3px 0px 3px;vertical-align:bottom;"></td> <td style="border-bottom:1px solid #000000;overflow:hidden;padding:0px 3px 0px 3px;vertical-align:bottom;"></td> <td data-sheets-value='{"1":2,"2":"Opal (T/O)"}' style="border-bottom:1px solid #000000;overflow:hidden;padding:0px 3px 0px 3px;vertical-align:bottom;">Opal (T/O)</td> <td data-sheets-numberformat='{"1":2,"2":"0.00","3":1}' data-sheets-value='{"1":3,"3":0.98}' style="border-bottom:1px solid #000000;overflow:hidden;padding:0px 3px 0px 3px;vertical-align:bottom;text-align:center;">0.98</td> <td data-sheets-numberformat='{"1":2,"2":"0","3":1}' data-sheets-value='{"1":3,"3":16.81}' style="border-bottom:1px solid #000000;overflow:hidden;padding:0px 3px 0px 3px;vertical-align:bottom;text-align:center;">17</td> <td data-sheets-numberformat='{"1":2,"2":"0","3":1}' data-sheets-value='{"1":3,"3":29.700000000000003}' style="border-bottom:1px solid #000000;overflow:hidden;padding:0px 3px 0px 3px;vertical-align:bottom;text-align:center;">30</td> <td data-sheets-value='{"1":3,"3":26}' style="border-right:1px solid #000000;border-bottom:1px solid #000000;overflow:hidden;padding:0px 3px 0px 3px;vertical-align:bottom;text-align:center;">26</td> </tr> </tbody></table> | skylux-160-ce-met-koepel-en-pvc-opstand-16-00-met-lm-motor-pvc-raam-type-ep25-en-windvang-1000-x-2300-mm | 8586026320205 | 46872337252685
Smoke and heat exhaust (SHEV) | SHE system | Skylux | Skylux 160° CE with skylight and PVC curb 16/00 with LM-actuator, PVC frame type EP25 and spoiler 1050 x 1050 mm |  | 50333 | 5412970503330 | 4502.45 | Yes | 30-45 | 63.8 | 1050 x 1050 mm | 1050 | 1050 |  | PVC 16/00 (16 cm high & roof opening = daylight size) | Square | 1.19 W/m²K - 0.98 W/m²K | 57% - 30% | 37% - 17% | 24dB - 26dB | 160° CE (for industry) | PVC frame EP25 | with spoiler | E | Single actuator | Maximum double-walled skylight possible for this product | Ut-value LT-value g-value Rw-value EN 1873 : 2014 EN ISO 13468 EN 16153 EN 410 EN 410 EN ISO 140-3 Material Walls Shells (W/m²K) (%) (%) (dB) Acrylic EW Clear (H) 1.19 37 57 24 PMMA Opal (O) 1.19 34 50 24 DW Clear (H/H) 0.98 33 50 26 Opal (O/O) 0.98 28 38 26 Polycarbonate EW Clear (A) 1.19 36 55 24 PC Opal (D) 1.19 24 40 24 DW Clear (A/H) 0.98 32 48 26 Clear (A/A) 0.98 32 46 26 Opal (A/O) 0.98 30 42 26 Opal (A/D) 0.98 21 33 26 Polycarbonate EW Heatstop Opal (T) 1.19 20 39 24 Heatstop PC DW Clear (T/H) 0.98 18 34 26 Opal (T/O) 0.98 17 30 26 | https://skylux.eu/en/products/skylux-160-ce-met-koepel-en-pvc-opstand-16-00-met-lm-motor-pvc-raam-type-ep25-en-windvang-1050-x-1050-mm | https://skylux.eu/cdn/shop/files/Skylux-160deg-CE-met-koepel-en-pvc-opstand-1600-met-LM-motor-pvc-raam-type-EP25-en-windvang-1050-x-1050-mm-RWA-systeem.jpg?v=1702979924&width=1600 | https://skylux.eu/cdn/shop/files/e5a82811-1bb0-48e4-a776-cacb59c7c092_17b1e2fb-d99a-416b-8b90-156a84a5115b.jpg?v=1688551011&width=1600 | //skylux.eu/cdn/shop/files/E_MH_Mounting_instructions_Skylux_160_CE_LM.pdf?v=12406716259046007223 | //skylux.eu/cdn/shop/files/E_TD_Technical_File_Skylux_Skylux_160_CE_Electric.pdf?v=3667116872303399239 | <style type="text/css" id="isPasted"><!--td {border: 1px solid #cccccc;}br {mso-data-placement:same-cell;}--></style><table border="1" cellpadding="0" cellspacing="0" dir="ltr" style="table-layout:fixed;font-size:10pt;font-family:Arial;border-collapse:collapse;border:none;"><tbody> <tr style="height:20px;"> <td style="overflow:hidden;padding:0px 3px 0px 3px;vertical-align:bottom;"></td> <td style="overflow:hidden;padding:0px 3px 0px 3px;vertical-align:bottom;"></td> <td style="overflow:hidden;padding:0px 3px 0px 3px;vertical-align:bottom;"></td> <td data-sheets-value='{"1":2,"2":"Ut-value"}' style="overflow:hidden;padding:0px 3px 0px 3px;vertical-align:bottom;font-weight:bold;text-align:center;">Ut-value</td> <td data-sheets-value='{"1":2,"2":"LT-value"}' style="overflow:hidden;padding:0px 3px 0px 3px;vertical-align:bottom;font-weight:bold;text-align:center;">LT-value</td> <td data-sheets-value='{"1":2,"2":"g-value"}' style="overflow:hidden;padding:0px 3px 0px 3px;vertical-align:bottom;font-weight:bold;text-align:center;">g-value</td> <td data-sheets-value='{"1":2,"2":"Rw-value "}' style="overflow:hidden;padding:0px 3px 0px 3px;vertical-align:bottom;font-weight:bold;text-align:center;">Rw-value </td> </tr> <tr style="height:20px;"> <td style="overflow:hidden;padding:0px 3px 0px 3px;vertical-align:bottom;"></td> <td style="overflow:hidden;padding:0px 3px 0px 3px;vertical-align:bottom;"></td> <td style="overflow:hidden;padding:0px 3px 0px 3px;vertical-align:bottom;"></td> <td data-sheets-numberformat='{"1":2,"2":"0.00","3":1}' data-sheets-value='{"1":2,"2":"EN 1873 : 2014"}' style="overflow:hidden;padding:0px 3px 0px 3px;vertical-align:bottom;text-align:center;">EN 1873 : 2014</td> <td data-sheets-numberformat='{"1":2,"2":"0","3":1}' data-sheets-value='{"1":2,"2":"EN ISO 13468 EN 16153 EN 410"}' style="overflow:hidden;padding:0px 3px 0px 3px;vertical-align:bottom;text-align:center;">EN ISO 13468 EN 16153 EN 410</td> <td data-sheets-numberformat='{"1":2,"2":"0","3":1}' data-sheets-value='{"1":2,"2":"EN 410"}' style="overflow:hidden;padding:0px 3px 0px 3px;vertical-align:bottom;text-align:center;">EN 410</td> <td data-sheets-value='{"1":2,"2":"EN ISO 140-3\t\t"}' style="overflow:hidden;padding:0px 3px 0px 3px;vertical-align:bottom;text-align:center;">EN ISO 140-3 </td> </tr> <tr style="height:20px;"> <td data-sheets-value='{"1":2,"2":"Material"}' style="border-bottom:1px solid #000000;overflow:hidden;padding:0px 3px 0px 3px;vertical-align:bottom;background-color:#000000;font-weight:bold;color:#ffffff;">Material</td> <td data-sheets-value='{"1":2,"2":"Walls"}' style="border-bottom:1px solid #000000;overflow:hidden;padding:0px 3px 0px 3px;vertical-align:bottom;background-color:#000000;font-weight:bold;color:#ffffff;">Walls</td> <td data-sheets-value='{"1":2,"2":"Shells"}' style="border-bottom:1px solid #000000;overflow:hidden;padding:0px 3px 0px 3px;vertical-align:bottom;background-color:#000000;font-weight:bold;color:#ffffff;">Shells</td> <td data-sheets-numberformat='{"1":2,"2":"0.00","3":1}' data-sheets-value='{"1":2,"2":"(W/m²K)\t"}' style="border-bottom:1px solid #000000;overflow:hidden;padding:0px 3px 0px 3px;vertical-align:bottom;background-color:#000000;font-weight:bold;color:#ffffff;text-align:center;">(W/m²K) </td> <td data-sheets-numberformat='{"1":2,"2":"0","3":1}' data-sheets-value='{"1":2,"2":"(%)"}' style="border-bottom:1px solid #000000;overflow:hidden;padding:0px 3px 0px 3px;vertical-align:bottom;background-color:#000000;font-weight:bold;color:#ffffff;text-align:center;">(%)</td> <td data-sheets-numberformat='{"1":2,"2":"0","3":1}' data-sheets-value='{"1":2,"2":"(%)"}' style="border-bottom:1px solid #000000;overflow:hidden;padding:0px 3px 0px 3px;vertical-align:bottom;background-color:#000000;font-weight:bold;color:#ffffff;text-align:center;">(%)</td> <td data-sheets-value='{"1":2,"2":"(dB)"}' style="border-bottom:1px solid #000000;overflow:hidden;padding:0px 3px 0px 3px;vertical-align:bottom;background-color:#000000;font-weight:bold;color:#ffffff;text-align:center;">(dB)</td> </tr> <tr style="height:20px;"> <td data-sheets-value='{"1":2,"2":"Acrylic"}' style="border-left:1px solid #000000;overflow:hidden;padding:0px 3px 0px 3px;vertical-align:bottom;">Acrylic</td> <td data-sheets-value='{"1":2,"2":"EW"}' style="overflow:hidden;padding:0px 3px 0px 3px;vertical-align:bottom;">EW</td> <td data-sheets-value='{"1":2,"2":"Clear (H)"}' style="overflow:hidden;padding:0px 3px 0px 3px;vertical-align:bottom;">Clear (H)</td> <td data-sheets-numberformat='{"1":2,"2":"0.00","3":1}' data-sheets-value='{"1":3,"3":1.19}' style="overflow:hidden;padding:0px 3px 0px 3px;vertical-align:bottom;text-align:center;">1.19</td> <td data-sheets-numberformat='{"1":2,"2":"0","3":1}' data-sheets-value='{"1":3,"3":36.9}' style="overflow:hidden;padding:0px 3px 0px 3px;vertical-align:bottom;text-align:center;">37</td> <td data-sheets-numberformat='{"1":2,"2":"0","3":1}' data-sheets-value='{"1":3,"3":57.42}' style="overflow:hidden;padding:0px 3px 0px 3px;vertical-align:bottom;text-align:center;">57</td> <td data-sheets-value='{"1":3,"3":24}' style="border-right:1px solid #000000;overflow:hidden;padding:0px 3px 0px 3px;vertical-align:bottom;text-align:center;">24</td> </tr> <tr style="height:20px;"> <td data-sheets-value='{"1":2,"2":"PMMA"}' style="border-left:1px solid #000000;overflow:hidden;padding:0px 3px 0px 3px;vertical-align:bottom;">PMMA</td> <td style="overflow:hidden;padding:0px 3px 0px 3px;vertical-align:bottom;"></td> <td data-sheets-value='{"1":2,"2":"Opal (O)"}' style="overflow:hidden;padding:0px 3px 0px 3px;vertical-align:bottom;">Opal (O)</td> <td data-sheets-numberformat='{"1":2,"2":"0.00","3":1}' data-sheets-value='{"1":3,"3":1.19}' style="overflow:hidden;padding:0px 3px 0px 3px;vertical-align:bottom;text-align:center;">1.19</td> <td data-sheets-numberformat='{"1":2,"2":"0","3":1}' data-sheets-value='{"1":3,"3":34.03}' style="overflow:hidden;padding:0px 3px 0px 3px;vertical-align:bottom;text-align:center;">34</td> <td data-sheets-numberformat='{"1":2,"2":"0","3":1}' data-sheets-value='{"1":3,"3":50.160000000000004}' style="overflow:hidden;padding:0px 3px 0px 3px;vertical-align:bottom;text-align:center;">50</td> <td data-sheets-value='{"1":3,"3":24}' style="border-right:1px solid #000000;overflow:hidden;padding:0px 3px 0px 3px;vertical-align:bottom;text-align:center;">24</td> </tr> <tr style="height:20px;"> <td style="border-left:1px solid #000000;overflow:hidden;padding:0px 3px 0px 3px;vertical-align:bottom;"></td> <td data-sheets-value='{"1":2,"2":"DW"}' style="overflow:hidden;padding:0px 3px 0px 3px;vertical-align:bottom;">DW</td> <td data-sheets-value='{"1":2,"2":"Clear (H/H)"}' style="overflow:hidden;padding:0px 3px 0px 3px;vertical-align:bottom;">Clear (H/H)</td> <td data-sheets-numberformat='{"1":2,"2":"0.00","3":1}' data-sheets-value='{"1":3,"3":0.98}' style="overflow:hidden;padding:0px 3px 0px 3px;vertical-align:bottom;text-align:center;">0.98</td> <td data-sheets-numberformat='{"1":2,"2":"0","3":1}' data-sheets-value='{"1":3,"3":33.21}' style="overflow:hidden;padding:0px 3px 0px 3px;vertical-align:bottom;text-align:center;">33</td> <td data-sheets-numberformat='{"1":2,"2":"0","3":1}' data-sheets-value='{"1":3,"3":49.5}' style="overflow:hidden;padding:0px 3px 0px 3px;vertical-align:bottom;text-align:center;">50</td> <td data-sheets-value='{"1":3,"3":26}' style="border-right:1px solid #000000;overflow:hidden;padding:0px 3px 0px 3px;vertical-align:bottom;text-align:center;">26</td> </tr> <tr style="height:20px;"> <td style="border-bottom:1px solid #000000;border-left:1px solid #000000;overflow:hidden;padding:0px 3px 0px 3px;vertical-align:bottom;"></td> <td style="border-bottom:1px solid #000000;overflow:hidden;padding:0px 3px 0px 3px;vertical-align:bottom;"></td> <td data-sheets-value='{"1":2,"2":"Opal (O/O)"}' style="border-bottom:1px solid #000000;overflow:hidden;padding:0px 3px 0px 3px;vertical-align:bottom;">Opal (O/O)</td> <td data-sheets-numberformat='{"1":2,"2":"0.00","3":1}' data-sheets-value='{"1":3,"3":0.98}' style="border-bottom:1px solid #000000;overflow:hidden;padding:0px 3px 0px 3px;vertical-align:bottom;text-align:center;">0.98</td> <td data-sheets-numberformat='{"1":2,"2":"0","3":1}' data-sheets-value='{"1":3,"3":28.29}' style="border-bottom:1px solid #000000;overflow:hidden;padding:0px 3px 0px 3px;vertical-align:bottom;text-align:center;">28</td> <td data-sheets-numberformat='{"1":2,"2":"0","3":1}' data-sheets-value='{"1":3,"3":38.28}' style="border-bottom:1px solid #000000;overflow:hidden;padding:0px 3px 0px 3px;vertical-align:bottom;text-align:center;">38</td> <td data-sheets-value='{"1":3,"3":26}' style="border-right:1px solid #000000;border-bottom:1px solid #000000;overflow:hidden;padding:0px 3px 0px 3px;vertical-align:bottom;text-align:center;">26</td> </tr> <tr style="height:20px;"> <td data-sheets-value='{"1":2,"2":"Polycarbonate "}' style="border-left:1px solid #000000;overflow:hidden;padding:0px 3px 0px 3px;vertical-align:bottom;">Polycarbonate </td> <td data-sheets-value='{"1":2,"2":"EW"}' style="overflow:hidden;padding:0px 3px 0px 3px;vertical-align:bottom;">EW</td> <td data-sheets-value='{"1":2,"2":"Clear (A)"}' style="overflow:hidden;padding:0px 3px 0px 3px;vertical-align:bottom;">Clear (A)</td> <td data-sheets-numberformat='{"1":2,"2":"0.00","3":1}' data-sheets-value='{"1":3,"3":1.19}' style="overflow:hidden;padding:0px 3px 0px 3px;vertical-align:bottom;text-align:center;">1.19</td> <td data-sheets-numberformat='{"1":2,"2":"0","3":1}' data-sheets-value='{"1":3,"3":36.08}' style="overflow:hidden;padding:0px 3px 0px 3px;vertical-align:bottom;text-align:center;">36</td> <td data-sheets-numberformat='{"1":2,"2":"0","3":1}' data-sheets-value='{"1":3,"3":54.78}' style="overflow:hidden;padding:0px 3px 0px 3px;vertical-align:bottom;text-align:center;">55</td> <td data-sheets-value='{"1":3,"3":24}' style="border-right:1px solid #000000;overflow:hidden;padding:0px 3px 0px 3px;vertical-align:bottom;text-align:center;">24</td> </tr> <tr style="height:20px;"> <td data-sheets-value='{"1":2,"2":"PC"}' style="border-left:1px solid #000000;overflow:hidden;padding:0px 3px 0px 3px;vertical-align:bottom;">PC</td> <td style="overflow:hidden;padding:0px 3px 0px 3px;vertical-align:bottom;"></td> <td data-sheets-value='{"1":2,"2":"Opal (D)"}' style="overflow:hidden;padding:0px 3px 0px 3px;vertical-align:bottom;">Opal (D)</td> <td data-sheets-numberformat='{"1":2,"2":"0.00","3":1}' data-sheets-value='{"1":3,"3":1.19}' style="overflow:hidden;padding:0px 3px 0px 3px;vertical-align:bottom;text-align:center;">1.19</td> <td data-sheets-numberformat='{"1":2,"2":"0","3":1}' data-sheets-value='{"1":3,"3":23.779999999999998}' style="overflow:hidden;padding:0px 3px 0px 3px;vertical-align:bottom;text-align:center;">24</td> <td data-sheets-numberformat='{"1":2,"2":"0","3":1}' data-sheets-value='{"1":3,"3":39.6}' style="overflow:hidden;padding:0px 3px 0px 3px;vertical-align:bottom;text-align:center;">40</td> <td data-sheets-value='{"1":3,"3":24}' style="border-right:1px solid #000000;overflow:hidden;padding:0px 3px 0px 3px;vertical-align:bottom;text-align:center;">24</td> </tr> <tr style="height:20px;"> <td style="border-left:1px solid #000000;overflow:hidden;padding:0px 3px 0px 3px;vertical-align:bottom;"></td> <td data-sheets-value='{"1":2,"2":"DW"}' style="overflow:hidden;padding:0px 3px 0px 3px;vertical-align:bottom;">DW</td> <td data-sheets-value='{"1":2,"2":"Clear (A/H)"}' style="overflow:hidden;padding:0px 3px 0px 3px;vertical-align:bottom;">Clear (A/H)</td> <td data-sheets-numberformat='{"1":2,"2":"0.00","3":1}' data-sheets-value='{"1":3,"3":0.98}' style="overflow:hidden;padding:0px 3px 0px 3px;vertical-align:bottom;text-align:center;">0.98</td> <td data-sheets-numberformat='{"1":2,"2":"0","3":1}' data-sheets-value='{"1":3,"3":32.39}' style="overflow:hidden;padding:0px 3px 0px 3px;vertical-align:bottom;text-align:center;">32</td> <td data-sheets-numberformat='{"1":2,"2":"0","3":1}' data-sheets-value='{"1":3,"3":47.52}' style="overflow:hidden;padding:0px 3px 0px 3px;vertical-align:bottom;text-align:center;">48</td> <td data-sheets-value='{"1":3,"3":26}' style="border-right:1px solid #000000;overflow:hidden;padding:0px 3px 0px 3px;vertical-align:bottom;text-align:center;">26</td> </tr> <tr style="height:20px;"> <td style="border-left:1px solid #000000;overflow:hidden;padding:0px 3px 0px 3px;vertical-align:bottom;"></td> <td style="overflow:hidden;padding:0px 3px 0px 3px;vertical-align:bottom;"></td> <td data-sheets-value='{"1":2,"2":"Clear (A/A)"}' style="overflow:hidden;padding:0px 3px 0px 3px;vertical-align:bottom;">Clear (A/A)</td> <td data-sheets-numberformat='{"1":2,"2":"0.00","3":1}' data-sheets-value='{"1":3,"3":0.98}' style="overflow:hidden;padding:0px 3px 0px 3px;vertical-align:bottom;text-align:center;">0.98</td> <td data-sheets-numberformat='{"1":2,"2":"0","3":1}' data-sheets-value='{"1":3,"3":31.569999999999997}' style="overflow:hidden;padding:0px 3px 0px 3px;vertical-align:bottom;text-align:center;">32</td> <td data-sheets-numberformat='{"1":2,"2":"0","3":1}' data-sheets-value='{"1":3,"3":45.54}' style="overflow:hidden;padding:0px 3px 0px 3px;vertical-align:bottom;text-align:center;">46</td> <td data-sheets-value='{"1":3,"3":26}' style="border-right:1px solid #000000;overflow:hidden;padding:0px 3px 0px 3px;vertical-align:bottom;text-align:center;">26</td> </tr> <tr style="height:20px;"> <td style="border-left:1px solid #000000;overflow:hidden;padding:0px 3px 0px 3px;vertical-align:bottom;"></td> <td style="overflow:hidden;padding:0px 3px 0px 3px;vertical-align:bottom;"></td> <td data-sheets-value='{"1":2,"2":"Opal (A/O)"}' style="overflow:hidden;padding:0px 3px 0px 3px;vertical-align:bottom;">Opal (A/O)</td> <td data-sheets-numberformat='{"1":2,"2":"0.00","3":1}' data-sheets-value='{"1":3,"3":0.98}' style="overflow:hidden;padding:0px 3px 0px 3px;vertical-align:bottom;text-align:center;">0.98</td> <td data-sheets-numberformat='{"1":2,"2":"0","3":1}' data-sheets-value='{"1":3,"3":29.93}' style="overflow:hidden;padding:0px 3px 0px 3px;vertical-align:bottom;text-align:center;">30</td> <td data-sheets-numberformat='{"1":2,"2":"0","3":1}' data-sheets-value='{"1":3,"3":41.580000000000005}' style="overflow:hidden;padding:0px 3px 0px 3px;vertical-align:bottom;text-align:center;">42</td> <td data-sheets-value='{"1":3,"3":26}' style="border-right:1px solid #000000;overflow:hidden;padding:0px 3px 0px 3px;vertical-align:bottom;text-align:center;">26</td> </tr> <tr style="height:20px;"> <td style="border-bottom:1px solid #000000;border-left:1px solid #000000;overflow:hidden;padding:0px 3px 0px 3px;vertical-align:bottom;"></td> <td style="border-bottom:1px solid #000000;overflow:hidden;padding:0px 3px 0px 3px;vertical-align:bottom;"></td> <td data-sheets-value='{"1":2,"2":"Opal (A/D)"}' style="border-bottom:1px solid #000000;overflow:hidden;padding:0px 3px 0px 3px;vertical-align:bottom;">Opal (A/D)</td> <td data-sheets-numberformat='{"1":2,"2":"0.00","3":1}' data-sheets-value='{"1":3,"3":0.98}' style="border-bottom:1px solid #000000;overflow:hidden;padding:0px 3px 0px 3px;vertical-align:bottom;text-align:center;">0.98</td> <td data-sheets-numberformat='{"1":2,"2":"0","3":1}' data-sheets-value='{"1":3,"3":20.91}' style="border-bottom:1px solid #000000;overflow:hidden;padding:0px 3px 0px 3px;vertical-align:bottom;text-align:center;">21</td> <td data-sheets-numberformat='{"1":2,"2":"0","3":1}' data-sheets-value='{"1":3,"3":33}' style="border-bottom:1px solid #000000;overflow:hidden;padding:0px 3px 0px 3px;vertical-align:bottom;text-align:center;">33</td> <td data-sheets-value='{"1":3,"3":26}' style="border-right:1px solid #000000;border-bottom:1px solid #000000;overflow:hidden;padding:0px 3px 0px 3px;vertical-align:bottom;text-align:center;">26</td> </tr> <tr style="height:20px;"> <td data-sheets-value='{"1":2,"2":"Polycarbonate"}' style="border-left:1px solid #000000;overflow:hidden;padding:0px 3px 0px 3px;vertical-align:bottom;">Polycarbonate</td> <td data-sheets-value='{"1":2,"2":"EW"}' style="overflow:hidden;padding:0px 3px 0px 3px;vertical-align:bottom;">EW</td> <td data-sheets-value='{"1":2,"2":"Heatstop Opal (T)"}' style="overflow:hidden;padding:0px 3px 0px 3px;vertical-align:bottom;">Heatstop Opal (T)</td> <td data-sheets-numberformat='{"1":2,"2":"0.00","3":1}' data-sheets-value='{"1":3,"3":1.19}' style="overflow:hidden;padding:0px 3px 0px 3px;vertical-align:bottom;text-align:center;">1.19</td> <td data-sheets-numberformat='{"1":2,"2":"0","3":1}' data-sheets-value='{"1":3,"3":20.09}' style="overflow:hidden;padding:0px 3px 0px 3px;vertical-align:bottom;text-align:center;">20</td> <td data-sheets-numberformat='{"1":2,"2":"0","3":1}' data-sheets-value='{"1":3,"3":38.940000000000005}' style="overflow:hidden;padding:0px 3px 0px 3px;vertical-align:bottom;text-align:center;">39</td> <td data-sheets-value='{"1":3,"3":24}' style="border-right:1px solid #000000;overflow:hidden;padding:0px 3px 0px 3px;vertical-align:bottom;text-align:center;">24</td> </tr> <tr style="height:20px;"> <td data-sheets-value='{"1":2,"2":"Heatstop PC"}' style="border-left:1px solid #000000;overflow:hidden;padding:0px 3px 0px 3px;vertical-align:bottom;">Heatstop PC</td> <td data-sheets-value='{"1":2,"2":"DW"}' style="overflow:hidden;padding:0px 3px 0px 3px;vertical-align:bottom;">DW</td> <td data-sheets-value='{"1":2,"2":"Clear (T/H)"}' style="overflow:hidden;padding:0px 3px 0px 3px;vertical-align:bottom;">Clear (T/H)</td> <td data-sheets-numberformat='{"1":2,"2":"0.00","3":1}' data-sheets-value='{"1":3,"3":0.98}' style="overflow:hidden;padding:0px 3px 0px 3px;vertical-align:bottom;text-align:center;">0.98</td> <td data-sheets-numberformat='{"1":2,"2":"0","3":1}' data-sheets-value='{"1":3,"3":18.04}' style="overflow:hidden;padding:0px 3px 0px 3px;vertical-align:bottom;text-align:center;">18</td> <td data-sheets-numberformat='{"1":2,"2":"0","3":1}' data-sheets-value='{"1":3,"3":33.660000000000004}' style="overflow:hidden;padding:0px 3px 0px 3px;vertical-align:bottom;text-align:center;">34</td> <td data-sheets-value='{"1":3,"3":26}' style="border-right:1px solid #000000;overflow:hidden;padding:0px 3px 0px 3px;vertical-align:bottom;text-align:center;">26</td> </tr> <tr style="height:20px;"> <td style="border-bottom:1px solid #000000;border-left:1px solid #000000;overflow:hidden;padding:0px 3px 0px 3px;vertical-align:bottom;"></td> <td style="border-bottom:1px solid #000000;overflow:hidden;padding:0px 3px 0px 3px;vertical-align:bottom;"></td> <td data-sheets-value='{"1":2,"2":"Opal (T/O)"}' style="border-bottom:1px solid #000000;overflow:hidden;padding:0px 3px 0px 3px;vertical-align:bottom;">Opal (T/O)</td> <td data-sheets-numberformat='{"1":2,"2":"0.00","3":1}' data-sheets-value='{"1":3,"3":0.98}' style="border-bottom:1px solid #000000;overflow:hidden;padding:0px 3px 0px 3px;vertical-align:bottom;text-align:center;">0.98</td> <td data-sheets-numberformat='{"1":2,"2":"0","3":1}' data-sheets-value='{"1":3,"3":16.81}' style="border-bottom:1px solid #000000;overflow:hidden;padding:0px 3px 0px 3px;vertical-align:bottom;text-align:center;">17</td> <td data-sheets-numberformat='{"1":2,"2":"0","3":1}' data-sheets-value='{"1":3,"3":29.700000000000003}' style="border-bottom:1px solid #000000;overflow:hidden;padding:0px 3px 0px 3px;vertical-align:bottom;text-align:center;">30</td> <td data-sheets-value='{"1":3,"3":26}' style="border-right:1px solid #000000;border-bottom:1px solid #000000;overflow:hidden;padding:0px 3px 0px 3px;vertical-align:bottom;text-align:center;">26</td> </tr> </tbody></table> | skylux-160-ce-met-koepel-en-pvc-opstand-16-00-met-lm-motor-pvc-raam-type-ep25-en-windvang-1050-x-1050-mm | 8586026484045 | 46872337482061
Smoke and heat exhaust (SHEV) | SHE system | Skylux | Skylux 160° CE with skylight and PVC curb 16/00 with LM-actuator, PVC frame type EP25 and spoiler 1050 x 1650 mm |  | 50334 | 5412970503347 | 5345.8 | Yes | 30-45 | 83.92 | 1050 x 1650 mm | 1650 | 1050 |  | PVC 16/00 (16 cm high & roof opening = daylight size) | Rectangular | 1.19 W/m²K - 0.98 W/m²K | 57% - 30% | 37% - 17% | 24dB - 26dB | 160° CE (for industry) | PVC frame EP25 | with spoiler | E | Single actuator | Maximum double-walled skylight possible for this product | Ut-value LT-value g-value Rw-value EN 1873 : 2014 EN ISO 13468 EN 16153 EN 410 EN 410 EN ISO 140-3 Material Walls Shells (W/m²K) (%) (%) (dB) Acrylic EW Clear (H) 1.19 37 57 24 PMMA Opal (O) 1.19 34 50 24 DW Clear (H/H) 0.98 33 50 26 Opal (O/O) 0.98 28 38 26 Polycarbonate EW Clear (A) 1.19 36 55 24 PC Opal (D) 1.19 24 40 24 DW Clear (A/H) 0.98 32 48 26 Clear (A/A) 0.98 32 46 26 Opal (A/O) 0.98 30 42 26 Opal (A/D) 0.98 21 33 26 Polycarbonate EW Heatstop Opal (T) 1.19 20 39 24 Heatstop PC DW Clear (T/H) 0.98 18 34 26 Opal (T/O) 0.98 17 30 26 | https://skylux.eu/en/products/skylux-160-ce-met-koepel-en-pvc-opstand-16-00-met-lm-motor-pvc-raam-type-ep25-en-windvang-1050-x-1650-mm | https://skylux.eu/cdn/shop/files/Skylux-160deg-CE-met-koepel-en-pvc-opstand-1600-met-LM-motor-pvc-raam-type-EP25-en-windvang-1050-x-1650-mm-RWA-systeem.jpg?v=1702979930&width=1600 | https://skylux.eu/cdn/shop/files/e5a82811-1bb0-48e4-a776-cacb59c7c092_e5794360-d574-4683-8465-028a169243be.jpg?v=1688551012&width=1600 | //skylux.eu/cdn/shop/files/E_MH_Mounting_instructions_Skylux_160_CE_LM.pdf?v=12406716259046007223 | //skylux.eu/cdn/shop/files/E_TD_Technical_File_Skylux_Skylux_160_CE_Electric.pdf?v=3667116872303399239 | <style type="text/css" id="isPasted"><!--td {border: 1px solid #cccccc;}br {mso-data-placement:same-cell;}--></style><table border="1" cellpadding="0" cellspacing="0" dir="ltr" style="table-layout:fixed;font-size:10pt;font-family:Arial;border-collapse:collapse;border:none;"><tbody> <tr style="height:20px;"> <td style="overflow:hidden;padding:0px 3px 0px 3px;vertical-align:bottom;"></td> <td style="overflow:hidden;padding:0px 3px 0px 3px;vertical-align:bottom;"></td> <td style="overflow:hidden;padding:0px 3px 0px 3px;vertical-align:bottom;"></td> <td data-sheets-value='{"1":2,"2":"Ut-value"}' style="overflow:hidden;padding:0px 3px 0px 3px;vertical-align:bottom;font-weight:bold;text-align:center;">Ut-value</td> <td data-sheets-value='{"1":2,"2":"LT-value"}' style="overflow:hidden;padding:0px 3px 0px 3px;vertical-align:bottom;font-weight:bold;text-align:center;">LT-value</td> <td data-sheets-value='{"1":2,"2":"g-value"}' style="overflow:hidden;padding:0px 3px 0px 3px;vertical-align:bottom;font-weight:bold;text-align:center;">g-value</td> <td data-sheets-value='{"1":2,"2":"Rw-value "}' style="overflow:hidden;padding:0px 3px 0px 3px;vertical-align:bottom;font-weight:bold;text-align:center;">Rw-value </td> </tr> <tr style="height:20px;"> <td style="overflow:hidden;padding:0px 3px 0px 3px;vertical-align:bottom;"></td> <td style="overflow:hidden;padding:0px 3px 0px 3px;vertical-align:bottom;"></td> <td style="overflow:hidden;padding:0px 3px 0px 3px;vertical-align:bottom;"></td> <td data-sheets-numberformat='{"1":2,"2":"0.00","3":1}' data-sheets-value='{"1":2,"2":"EN 1873 : 2014"}' style="overflow:hidden;padding:0px 3px 0px 3px;vertical-align:bottom;text-align:center;">EN 1873 : 2014</td> <td data-sheets-numberformat='{"1":2,"2":"0","3":1}' data-sheets-value='{"1":2,"2":"EN ISO 13468 EN 16153 EN 410"}' style="overflow:hidden;padding:0px 3px 0px 3px;vertical-align:bottom;text-align:center;">EN ISO 13468 EN 16153 EN 410</td> <td data-sheets-numberformat='{"1":2,"2":"0","3":1}' data-sheets-value='{"1":2,"2":"EN 410"}' style="overflow:hidden;padding:0px 3px 0px 3px;vertical-align:bottom;text-align:center;">EN 410</td> <td data-sheets-value='{"1":2,"2":"EN ISO 140-3\t\t"}' style="overflow:hidden;padding:0px 3px 0px 3px;vertical-align:bottom;text-align:center;">EN ISO 140-3 </td> </tr> <tr style="height:20px;"> <td data-sheets-value='{"1":2,"2":"Material"}' style="border-bottom:1px solid #000000;overflow:hidden;padding:0px 3px 0px 3px;vertical-align:bottom;background-color:#000000;font-weight:bold;color:#ffffff;">Material</td> <td data-sheets-value='{"1":2,"2":"Walls"}' style="border-bottom:1px solid #000000;overflow:hidden;padding:0px 3px 0px 3px;vertical-align:bottom;background-color:#000000;font-weight:bold;color:#ffffff;">Walls</td> <td data-sheets-value='{"1":2,"2":"Shells"}' style="border-bottom:1px solid #000000;overflow:hidden;padding:0px 3px 0px 3px;vertical-align:bottom;background-color:#000000;font-weight:bold;color:#ffffff;">Shells</td> <td data-sheets-numberformat='{"1":2,"2":"0.00","3":1}' data-sheets-value='{"1":2,"2":"(W/m²K)\t"}' style="border-bottom:1px solid #000000;overflow:hidden;padding:0px 3px 0px 3px;vertical-align:bottom;background-color:#000000;font-weight:bold;color:#ffffff;text-align:center;">(W/m²K) </td> <td data-sheets-numberformat='{"1":2,"2":"0","3":1}' data-sheets-value='{"1":2,"2":"(%)"}' style="border-bottom:1px solid #000000;overflow:hidden;padding:0px 3px 0px 3px;vertical-align:bottom;background-color:#000000;font-weight:bold;color:#ffffff;text-align:center;">(%)</td> <td data-sheets-numberformat='{"1":2,"2":"0","3":1}' data-sheets-value='{"1":2,"2":"(%)"}' style="border-bottom:1px solid #000000;overflow:hidden;padding:0px 3px 0px 3px;vertical-align:bottom;background-color:#000000;font-weight:bold;color:#ffffff;text-align:center;">(%)</td> <td data-sheets-value='{"1":2,"2":"(dB)"}' style="border-bottom:1px solid #000000;overflow:hidden;padding:0px 3px 0px 3px;vertical-align:bottom;background-color:#000000;font-weight:bold;color:#ffffff;text-align:center;">(dB)</td> </tr> <tr style="height:20px;"> <td data-sheets-value='{"1":2,"2":"Acrylic"}' style="border-left:1px solid #000000;overflow:hidden;padding:0px 3px 0px 3px;vertical-align:bottom;">Acrylic</td> <td data-sheets-value='{"1":2,"2":"EW"}' style="overflow:hidden;padding:0px 3px 0px 3px;vertical-align:bottom;">EW</td> <td data-sheets-value='{"1":2,"2":"Clear (H)"}' style="overflow:hidden;padding:0px 3px 0px 3px;vertical-align:bottom;">Clear (H)</td> <td data-sheets-numberformat='{"1":2,"2":"0.00","3":1}' data-sheets-value='{"1":3,"3":1.19}' style="overflow:hidden;padding:0px 3px 0px 3px;vertical-align:bottom;text-align:center;">1.19</td> <td data-sheets-numberformat='{"1":2,"2":"0","3":1}' data-sheets-value='{"1":3,"3":36.9}' style="overflow:hidden;padding:0px 3px 0px 3px;vertical-align:bottom;text-align:center;">37</td> <td data-sheets-numberformat='{"1":2,"2":"0","3":1}' data-sheets-value='{"1":3,"3":57.42}' style="overflow:hidden;padding:0px 3px 0px 3px;vertical-align:bottom;text-align:center;">57</td> <td data-sheets-value='{"1":3,"3":24}' style="border-right:1px solid #000000;overflow:hidden;padding:0px 3px 0px 3px;vertical-align:bottom;text-align:center;">24</td> </tr> <tr style="height:20px;"> <td data-sheets-value='{"1":2,"2":"PMMA"}' style="border-left:1px solid #000000;overflow:hidden;padding:0px 3px 0px 3px;vertical-align:bottom;">PMMA</td> <td style="overflow:hidden;padding:0px 3px 0px 3px;vertical-align:bottom;"></td> <td data-sheets-value='{"1":2,"2":"Opal (O)"}' style="overflow:hidden;padding:0px 3px 0px 3px;vertical-align:bottom;">Opal (O)</td> <td data-sheets-numberformat='{"1":2,"2":"0.00","3":1}' data-sheets-value='{"1":3,"3":1.19}' style="overflow:hidden;padding:0px 3px 0px 3px;vertical-align:bottom;text-align:center;">1.19</td> <td data-sheets-numberformat='{"1":2,"2":"0","3":1}' data-sheets-value='{"1":3,"3":34.03}' style="overflow:hidden;padding:0px 3px 0px 3px;vertical-align:bottom;text-align:center;">34</td> <td data-sheets-numberformat='{"1":2,"2":"0","3":1}' data-sheets-value='{"1":3,"3":50.160000000000004}' style="overflow:hidden;padding:0px 3px 0px 3px;vertical-align:bottom;text-align:center;">50</td> <td data-sheets-value='{"1":3,"3":24}' style="border-right:1px solid #000000;overflow:hidden;padding:0px 3px 0px 3px;vertical-align:bottom;text-align:center;">24</td> </tr> <tr style="height:20px;"> <td style="border-left:1px solid #000000;overflow:hidden;padding:0px 3px 0px 3px;vertical-align:bottom;"></td> <td data-sheets-value='{"1":2,"2":"DW"}' style="overflow:hidden;padding:0px 3px 0px 3px;vertical-align:bottom;">DW</td> <td data-sheets-value='{"1":2,"2":"Clear (H/H)"}' style="overflow:hidden;padding:0px 3px 0px 3px;vertical-align:bottom;">Clear (H/H)</td> <td data-sheets-numberformat='{"1":2,"2":"0.00","3":1}' data-sheets-value='{"1":3,"3":0.98}' style="overflow:hidden;padding:0px 3px 0px 3px;vertical-align:bottom;text-align:center;">0.98</td> <td data-sheets-numberformat='{"1":2,"2":"0","3":1}' data-sheets-value='{"1":3,"3":33.21}' style="overflow:hidden;padding:0px 3px 0px 3px;vertical-align:bottom;text-align:center;">33</td> <td data-sheets-numberformat='{"1":2,"2":"0","3":1}' data-sheets-value='{"1":3,"3":49.5}' style="overflow:hidden;padding:0px 3px 0px 3px;vertical-align:bottom;text-align:center;">50</td> <td data-sheets-value='{"1":3,"3":26}' style="border-right:1px solid #000000;overflow:hidden;padding:0px 3px 0px 3px;vertical-align:bottom;text-align:center;">26</td> </tr> <tr style="height:20px;"> <td style="border-bottom:1px solid #000000;border-left:1px solid #000000;overflow:hidden;padding:0px 3px 0px 3px;vertical-align:bottom;"></td> <td style="border-bottom:1px solid #000000;overflow:hidden;padding:0px 3px 0px 3px;vertical-align:bottom;"></td> <td data-sheets-value='{"1":2,"2":"Opal (O/O)"}' style="border-bottom:1px solid #000000;overflow:hidden;padding:0px 3px 0px 3px;vertical-align:bottom;">Opal (O/O)</td> <td data-sheets-numberformat='{"1":2,"2":"0.00","3":1}' data-sheets-value='{"1":3,"3":0.98}' style="border-bottom:1px solid #000000;overflow:hidden;padding:0px 3px 0px 3px;vertical-align:bottom;text-align:center;">0.98</td> <td data-sheets-numberformat='{"1":2,"2":"0","3":1}' data-sheets-value='{"1":3,"3":28.29}' style="border-bottom:1px solid #000000;overflow:hidden;padding:0px 3px 0px 3px;vertical-align:bottom;text-align:center;">28</td> <td data-sheets-numberformat='{"1":2,"2":"0","3":1}' data-sheets-value='{"1":3,"3":38.28}' style="border-bottom:1px solid #000000;overflow:hidden;padding:0px 3px 0px 3px;vertical-align:bottom;text-align:center;">38</td> <td data-sheets-value='{"1":3,"3":26}' style="border-right:1px solid #000000;border-bottom:1px solid #000000;overflow:hidden;padding:0px 3px 0px 3px;vertical-align:bottom;text-align:center;">26</td> </tr> <tr style="height:20px;"> <td data-sheets-value='{"1":2,"2":"Polycarbonate "}' style="border-left:1px solid #000000;overflow:hidden;padding:0px 3px 0px 3px;vertical-align:bottom;">Polycarbonate </td> <td data-sheets-value='{"1":2,"2":"EW"}' style="overflow:hidden;padding:0px 3px 0px 3px;vertical-align:bottom;">EW</td> <td data-sheets-value='{"1":2,"2":"Clear (A)"}' style="overflow:hidden;padding:0px 3px 0px 3px;vertical-align:bottom;">Clear (A)</td> <td data-sheets-numberformat='{"1":2,"2":"0.00","3":1}' data-sheets-value='{"1":3,"3":1.19}' style="overflow:hidden;padding:0px 3px 0px 3px;vertical-align:bottom;text-align:center;">1.19</td> <td data-sheets-numberformat='{"1":2,"2":"0","3":1}' data-sheets-value='{"1":3,"3":36.08}' style="overflow:hidden;padding:0px 3px 0px 3px;vertical-align:bottom;text-align:center;">36</td> <td data-sheets-numberformat='{"1":2,"2":"0","3":1}' data-sheets-value='{"1":3,"3":54.78}' style="overflow:hidden;padding:0px 3px 0px 3px;vertical-align:bottom;text-align:center;">55</td> <td data-sheets-value='{"1":3,"3":24}' style="border-right:1px solid #000000;overflow:hidden;padding:0px 3px 0px 3px;vertical-align:bottom;text-align:center;">24</td> </tr> <tr style="height:20px;"> <td data-sheets-value='{"1":2,"2":"PC"}' style="border-left:1px solid #000000;overflow:hidden;padding:0px 3px 0px 3px;vertical-align:bottom;">PC</td> <td style="overflow:hidden;padding:0px 3px 0px 3px;vertical-align:bottom;"></td> <td data-sheets-value='{"1":2,"2":"Opal (D)"}' style="overflow:hidden;padding:0px 3px 0px 3px;vertical-align:bottom;">Opal (D)</td> <td data-sheets-numberformat='{"1":2,"2":"0.00","3":1}' data-sheets-value='{"1":3,"3":1.19}' style="overflow:hidden;padding:0px 3px 0px 3px;vertical-align:bottom;text-align:center;">1.19</td> <td data-sheets-numberformat='{"1":2,"2":"0","3":1}' data-sheets-value='{"1":3,"3":23.779999999999998}' style="overflow:hidden;padding:0px 3px 0px 3px;vertical-align:bottom;text-align:center;">24</td> <td data-sheets-numberformat='{"1":2,"2":"0","3":1}' data-sheets-value='{"1":3,"3":39.6}' style="overflow:hidden;padding:0px 3px 0px 3px;vertical-align:bottom;text-align:center;">40</td> <td data-sheets-value='{"1":3,"3":24}' style="border-right:1px solid #000000;overflow:hidden;padding:0px 3px 0px 3px;vertical-align:bottom;text-align:center;">24</td> </tr> <tr style="height:20px;"> <td style="border-left:1px solid #000000;overflow:hidden;padding:0px 3px 0px 3px;vertical-align:bottom;"></td> <td data-sheets-value='{"1":2,"2":"DW"}' style="overflow:hidden;padding:0px 3px 0px 3px;vertical-align:bottom;">DW</td> <td data-sheets-value='{"1":2,"2":"Clear (A/H)"}' style="overflow:hidden;padding:0px 3px 0px 3px;vertical-align:bottom;">Clear (A/H)</td> <td data-sheets-numberformat='{"1":2,"2":"0.00","3":1}' data-sheets-value='{"1":3,"3":0.98}' style="overflow:hidden;padding:0px 3px 0px 3px;vertical-align:bottom;text-align:center;">0.98</td> <td data-sheets-numberformat='{"1":2,"2":"0","3":1}' data-sheets-value='{"1":3,"3":32.39}' style="overflow:hidden;padding:0px 3px 0px 3px;vertical-align:bottom;text-align:center;">32</td> <td data-sheets-numberformat='{"1":2,"2":"0","3":1}' data-sheets-value='{"1":3,"3":47.52}' style="overflow:hidden;padding:0px 3px 0px 3px;vertical-align:bottom;text-align:center;">48</td> <td data-sheets-value='{"1":3,"3":26}' style="border-right:1px solid #000000;overflow:hidden;padding:0px 3px 0px 3px;vertical-align:bottom;text-align:center;">26</td> </tr> <tr style="height:20px;"> <td style="border-left:1px solid #000000;overflow:hidden;padding:0px 3px 0px 3px;vertical-align:bottom;"></td> <td style="overflow:hidden;padding:0px 3px 0px 3px;vertical-align:bottom;"></td> <td data-sheets-value='{"1":2,"2":"Clear (A/A)"}' style="overflow:hidden;padding:0px 3px 0px 3px;vertical-align:bottom;">Clear (A/A)</td> <td data-sheets-numberformat='{"1":2,"2":"0.00","3":1}' data-sheets-value='{"1":3,"3":0.98}' style="overflow:hidden;padding:0px 3px 0px 3px;vertical-align:bottom;text-align:center;">0.98</td> <td data-sheets-numberformat='{"1":2,"2":"0","3":1}' data-sheets-value='{"1":3,"3":31.569999999999997}' style="overflow:hidden;padding:0px 3px 0px 3px;vertical-align:bottom;text-align:center;">32</td> <td data-sheets-numberformat='{"1":2,"2":"0","3":1}' data-sheets-value='{"1":3,"3":45.54}' style="overflow:hidden;padding:0px 3px 0px 3px;vertical-align:bottom;text-align:center;">46</td> <td data-sheets-value='{"1":3,"3":26}' style="border-right:1px solid #000000;overflow:hidden;padding:0px 3px 0px 3px;vertical-align:bottom;text-align:center;">26</td> </tr> <tr style="height:20px;"> <td style="border-left:1px solid #000000;overflow:hidden;padding:0px 3px 0px 3px;vertical-align:bottom;"></td> <td style="overflow:hidden;padding:0px 3px 0px 3px;vertical-align:bottom;"></td> <td data-sheets-value='{"1":2,"2":"Opal (A/O)"}' style="overflow:hidden;padding:0px 3px 0px 3px;vertical-align:bottom;">Opal (A/O)</td> <td data-sheets-numberformat='{"1":2,"2":"0.00","3":1}' data-sheets-value='{"1":3,"3":0.98}' style="overflow:hidden;padding:0px 3px 0px 3px;vertical-align:bottom;text-align:center;">0.98</td> <td data-sheets-numberformat='{"1":2,"2":"0","3":1}' data-sheets-value='{"1":3,"3":29.93}' style="overflow:hidden;padding:0px 3px 0px 3px;vertical-align:bottom;text-align:center;">30</td> <td data-sheets-numberformat='{"1":2,"2":"0","3":1}' data-sheets-value='{"1":3,"3":41.580000000000005}' style="overflow:hidden;padding:0px 3px 0px 3px;vertical-align:bottom;text-align:center;">42</td> <td data-sheets-value='{"1":3,"3":26}' style="border-right:1px solid #000000;overflow:hidden;padding:0px 3px 0px 3px;vertical-align:bottom;text-align:center;">26</td> </tr> <tr style="height:20px;"> <td style="border-bottom:1px solid #000000;border-left:1px solid #000000;overflow:hidden;padding:0px 3px 0px 3px;vertical-align:bottom;"></td> <td style="border-bottom:1px solid #000000;overflow:hidden;padding:0px 3px 0px 3px;vertical-align:bottom;"></td> <td data-sheets-value='{"1":2,"2":"Opal (A/D)"}' style="border-bottom:1px solid #000000;overflow:hidden;padding:0px 3px 0px 3px;vertical-align:bottom;">Opal (A/D)</td> <td data-sheets-numberformat='{"1":2,"2":"0.00","3":1}' data-sheets-value='{"1":3,"3":0.98}' style="border-bottom:1px solid #000000;overflow:hidden;padding:0px 3px 0px 3px;vertical-align:bottom;text-align:center;">0.98</td> <td data-sheets-numberformat='{"1":2,"2":"0","3":1}' data-sheets-value='{"1":3,"3":20.91}' style="border-bottom:1px solid #000000;overflow:hidden;padding:0px 3px 0px 3px;vertical-align:bottom;text-align:center;">21</td> <td data-sheets-numberformat='{"1":2,"2":"0","3":1}' data-sheets-value='{"1":3,"3":33}' style="border-bottom:1px solid #000000;overflow:hidden;padding:0px 3px 0px 3px;vertical-align:bottom;text-align:center;">33</td> <td data-sheets-value='{"1":3,"3":26}' style="border-right:1px solid #000000;border-bottom:1px solid #000000;overflow:hidden;padding:0px 3px 0px 3px;vertical-align:bottom;text-align:center;">26</td> </tr> <tr style="height:20px;"> <td data-sheets-value='{"1":2,"2":"Polycarbonate"}' style="border-left:1px solid #000000;overflow:hidden;padding:0px 3px 0px 3px;vertical-align:bottom;">Polycarbonate</td> <td data-sheets-value='{"1":2,"2":"EW"}' style="overflow:hidden;padding:0px 3px 0px 3px;vertical-align:bottom;">EW</td> <td data-sheets-value='{"1":2,"2":"Heatstop Opal (T)"}' style="overflow:hidden;padding:0px 3px 0px 3px;vertical-align:bottom;">Heatstop Opal (T)</td> <td data-sheets-numberformat='{"1":2,"2":"0.00","3":1}' data-sheets-value='{"1":3,"3":1.19}' style="overflow:hidden;padding:0px 3px 0px 3px;vertical-align:bottom;text-align:center;">1.19</td> <td data-sheets-numberformat='{"1":2,"2":"0","3":1}' data-sheets-value='{"1":3,"3":20.09}' style="overflow:hidden;padding:0px 3px 0px 3px;vertical-align:bottom;text-align:center;">20</td> <td data-sheets-numberformat='{"1":2,"2":"0","3":1}' data-sheets-value='{"1":3,"3":38.940000000000005}' style="overflow:hidden;padding:0px 3px 0px 3px;vertical-align:bottom;text-align:center;">39</td> <td data-sheets-value='{"1":3,"3":24}' style="border-right:1px solid #000000;overflow:hidden;padding:0px 3px 0px 3px;vertical-align:bottom;text-align:center;">24</td> </tr> <tr style="height:20px;"> <td data-sheets-value='{"1":2,"2":"Heatstop PC"}' style="border-left:1px solid #000000;overflow:hidden;padding:0px 3px 0px 3px;vertical-align:bottom;">Heatstop PC</td> <td data-sheets-value='{"1":2,"2":"DW"}' style="overflow:hidden;padding:0px 3px 0px 3px;vertical-align:bottom;">DW</td> <td data-sheets-value='{"1":2,"2":"Clear (T/H)"}' style="overflow:hidden;padding:0px 3px 0px 3px;vertical-align:bottom;">Clear (T/H)</td> <td data-sheets-numberformat='{"1":2,"2":"0.00","3":1}' data-sheets-value='{"1":3,"3":0.98}' style="overflow:hidden;padding:0px 3px 0px 3px;vertical-align:bottom;text-align:center;">0.98</td> <td data-sheets-numberformat='{"1":2,"2":"0","3":1}' data-sheets-value='{"1":3,"3":18.04}' style="overflow:hidden;padding:0px 3px 0px 3px;vertical-align:bottom;text-align:center;">18</td> <td data-sheets-numberformat='{"1":2,"2":"0","3":1}' data-sheets-value='{"1":3,"3":33.660000000000004}' style="overflow:hidden;padding:0px 3px 0px 3px;vertical-align:bottom;text-align:center;">34</td> <td data-sheets-value='{"1":3,"3":26}' style="border-right:1px solid #000000;overflow:hidden;padding:0px 3px 0px 3px;vertical-align:bottom;text-align:center;">26</td> </tr> <tr style="height:20px;"> <td style="border-bottom:1px solid #000000;border-left:1px solid #000000;overflow:hidden;padding:0px 3px 0px 3px;vertical-align:bottom;"></td> <td style="border-bottom:1px solid #000000;overflow:hidden;padding:0px 3px 0px 3px;vertical-align:bottom;"></td> <td data-sheets-value='{"1":2,"2":"Opal (T/O)"}' style="border-bottom:1px solid #000000;overflow:hidden;padding:0px 3px 0px 3px;vertical-align:bottom;">Opal (T/O)</td> <td data-sheets-numberformat='{"1":2,"2":"0.00","3":1}' data-sheets-value='{"1":3,"3":0.98}' style="border-bottom:1px solid #000000;overflow:hidden;padding:0px 3px 0px 3px;vertical-align:bottom;text-align:center;">0.98</td> <td data-sheets-numberformat='{"1":2,"2":"0","3":1}' data-sheets-value='{"1":3,"3":16.81}' style="border-bottom:1px solid #000000;overflow:hidden;padding:0px 3px 0px 3px;vertical-align:bottom;text-align:center;">17</td> <td data-sheets-numberformat='{"1":2,"2":"0","3":1}' data-sheets-value='{"1":3,"3":29.700000000000003}' style="border-bottom:1px solid #000000;overflow:hidden;padding:0px 3px 0px 3px;vertical-align:bottom;text-align:center;">30</td> <td data-sheets-value='{"1":3,"3":26}' style="border-right:1px solid #000000;border-bottom:1px solid #000000;overflow:hidden;padding:0px 3px 0px 3px;vertical-align:bottom;text-align:center;">26</td> </tr> </tbody></table> | skylux-160-ce-met-koepel-en-pvc-opstand-16-00-met-lm-motor-pvc-raam-type-ep25-en-windvang-1050-x-1650-mm | 8586026516813 | 46872337547597
Smoke and heat exhaust (SHEV) | SHE system | Skylux | Skylux 160° CE with skylight and PVC curb 16/00 with LM-actuator, PVC frame type EP25 and spoiler 1050 x 2250 mm |  | 50335 | 5412970503354 | 6097.2 | Yes | 30-45 | 104.05 | 1050 x 2250 mm | 2250 | 1050 |  | PVC 16/00 (16 cm high & roof opening = daylight size) | Rectangular | 1.19 W/m²K - 0.98 W/m²K | 57% - 30% | 37% - 17% | 24dB - 26dB | 160° CE (for industry) | PVC frame EP25 | with spoiler | E | Single actuator | Maximum double-walled skylight possible for this product | Ut-value LT-value g-value Rw-value EN 1873 : 2014 EN ISO 13468 EN 16153 EN 410 EN 410 EN ISO 140-3 Material Walls Shells (W/m²K) (%) (%) (dB) Acrylic EW Clear (H) 1.19 37 57 24 PMMA Opal (O) 1.19 34 50 24 DW Clear (H/H) 0.98 33 50 26 Opal (O/O) 0.98 28 38 26 Polycarbonate EW Clear (A) 1.19 36 55 24 PC Opal (D) 1.19 24 40 24 DW Clear (A/H) 0.98 32 48 26 Clear (A/A) 0.98 32 46 26 Opal (A/O) 0.98 30 42 26 Opal (A/D) 0.98 21 33 26 Polycarbonate EW Heatstop Opal (T) 1.19 20 39 24 Heatstop PC DW Clear (T/H) 0.98 18 34 26 Opal (T/O) 0.98 17 30 26 | https://skylux.eu/en/products/skylux-160-ce-met-koepel-en-pvc-opstand-16-00-met-lm-motor-pvc-raam-type-ep25-en-windvang-1050-x-2250-mm | https://skylux.eu/cdn/shop/files/Skylux-160deg-CE-met-koepel-en-pvc-opstand-1600-met-LM-motor-pvc-raam-type-EP25-en-windvang-1050-x-2250-mm-RWA-systeem.jpg?v=1702979935&width=1600 | https://skylux.eu/cdn/shop/files/e5a82811-1bb0-48e4-a776-cacb59c7c092_0a14085e-84b1-472f-944c-4afefad8605b.jpg?v=1688551013&width=1600 | //skylux.eu/cdn/shop/files/E_MH_Mounting_instructions_Skylux_160_CE_LM.pdf?v=12406716259046007223 | //skylux.eu/cdn/shop/files/E_TD_Technical_File_Skylux_Skylux_160_CE_Electric.pdf?v=3667116872303399239 | <style type="text/css" id="isPasted"><!--td {border: 1px solid #cccccc;}br {mso-data-placement:same-cell;}--></style><table border="1" cellpadding="0" cellspacing="0" dir="ltr" style="table-layout:fixed;font-size:10pt;font-family:Arial;border-collapse:collapse;border:none;"><tbody> <tr style="height:20px;"> <td style="overflow:hidden;padding:0px 3px 0px 3px;vertical-align:bottom;"></td> <td style="overflow:hidden;padding:0px 3px 0px 3px;vertical-align:bottom;"></td> <td style="overflow:hidden;padding:0px 3px 0px 3px;vertical-align:bottom;"></td> <td data-sheets-value='{"1":2,"2":"Ut-value"}' style="overflow:hidden;padding:0px 3px 0px 3px;vertical-align:bottom;font-weight:bold;text-align:center;">Ut-value</td> <td data-sheets-value='{"1":2,"2":"LT-value"}' style="overflow:hidden;padding:0px 3px 0px 3px;vertical-align:bottom;font-weight:bold;text-align:center;">LT-value</td> <td data-sheets-value='{"1":2,"2":"g-value"}' style="overflow:hidden;padding:0px 3px 0px 3px;vertical-align:bottom;font-weight:bold;text-align:center;">g-value</td> <td data-sheets-value='{"1":2,"2":"Rw-value "}' style="overflow:hidden;padding:0px 3px 0px 3px;vertical-align:bottom;font-weight:bold;text-align:center;">Rw-value </td> </tr> <tr style="height:20px;"> <td style="overflow:hidden;padding:0px 3px 0px 3px;vertical-align:bottom;"></td> <td style="overflow:hidden;padding:0px 3px 0px 3px;vertical-align:bottom;"></td> <td style="overflow:hidden;padding:0px 3px 0px 3px;vertical-align:bottom;"></td> <td data-sheets-numberformat='{"1":2,"2":"0.00","3":1}' data-sheets-value='{"1":2,"2":"EN 1873 : 2014"}' style="overflow:hidden;padding:0px 3px 0px 3px;vertical-align:bottom;text-align:center;">EN 1873 : 2014</td> <td data-sheets-numberformat='{"1":2,"2":"0","3":1}' data-sheets-value='{"1":2,"2":"EN ISO 13468 EN 16153 EN 410"}' style="overflow:hidden;padding:0px 3px 0px 3px;vertical-align:bottom;text-align:center;">EN ISO 13468 EN 16153 EN 410</td> <td data-sheets-numberformat='{"1":2,"2":"0","3":1}' data-sheets-value='{"1":2,"2":"EN 410"}' style="overflow:hidden;padding:0px 3px 0px 3px;vertical-align:bottom;text-align:center;">EN 410</td> <td data-sheets-value='{"1":2,"2":"EN ISO 140-3\t\t"}' style="overflow:hidden;padding:0px 3px 0px 3px;vertical-align:bottom;text-align:center;">EN ISO 140-3 </td> </tr> <tr style="height:20px;"> <td data-sheets-value='{"1":2,"2":"Material"}' style="border-bottom:1px solid #000000;overflow:hidden;padding:0px 3px 0px 3px;vertical-align:bottom;background-color:#000000;font-weight:bold;color:#ffffff;">Material</td> <td data-sheets-value='{"1":2,"2":"Walls"}' style="border-bottom:1px solid #000000;overflow:hidden;padding:0px 3px 0px 3px;vertical-align:bottom;background-color:#000000;font-weight:bold;color:#ffffff;">Walls</td> <td data-sheets-value='{"1":2,"2":"Shells"}' style="border-bottom:1px solid #000000;overflow:hidden;padding:0px 3px 0px 3px;vertical-align:bottom;background-color:#000000;font-weight:bold;color:#ffffff;">Shells</td> <td data-sheets-numberformat='{"1":2,"2":"0.00","3":1}' data-sheets-value='{"1":2,"2":"(W/m²K)\t"}' style="border-bottom:1px solid #000000;overflow:hidden;padding:0px 3px 0px 3px;vertical-align:bottom;background-color:#000000;font-weight:bold;color:#ffffff;text-align:center;">(W/m²K) </td> <td data-sheets-numberformat='{"1":2,"2":"0","3":1}' data-sheets-value='{"1":2,"2":"(%)"}' style="border-bottom:1px solid #000000;overflow:hidden;padding:0px 3px 0px 3px;vertical-align:bottom;background-color:#000000;font-weight:bold;color:#ffffff;text-align:center;">(%)</td> <td data-sheets-numberformat='{"1":2,"2":"0","3":1}' data-sheets-value='{"1":2,"2":"(%)"}' style="border-bottom:1px solid #000000;overflow:hidden;padding:0px 3px 0px 3px;vertical-align:bottom;background-color:#000000;font-weight:bold;color:#ffffff;text-align:center;">(%)</td> <td data-sheets-value='{"1":2,"2":"(dB)"}' style="border-bottom:1px solid #000000;overflow:hidden;padding:0px 3px 0px 3px;vertical-align:bottom;background-color:#000000;font-weight:bold;color:#ffffff;text-align:center;">(dB)</td> </tr> <tr style="height:20px;"> <td data-sheets-value='{"1":2,"2":"Acrylic"}' style="border-left:1px solid #000000;overflow:hidden;padding:0px 3px 0px 3px;vertical-align:bottom;">Acrylic</td> <td data-sheets-value='{"1":2,"2":"EW"}' style="overflow:hidden;padding:0px 3px 0px 3px;vertical-align:bottom;">EW</td> <td data-sheets-value='{"1":2,"2":"Clear (H)"}' style="overflow:hidden;padding:0px 3px 0px 3px;vertical-align:bottom;">Clear (H)</td> <td data-sheets-numberformat='{"1":2,"2":"0.00","3":1}' data-sheets-value='{"1":3,"3":1.19}' style="overflow:hidden;padding:0px 3px 0px 3px;vertical-align:bottom;text-align:center;">1.19</td> <td data-sheets-numberformat='{"1":2,"2":"0","3":1}' data-sheets-value='{"1":3,"3":36.9}' style="overflow:hidden;padding:0px 3px 0px 3px;vertical-align:bottom;text-align:center;">37</td> <td data-sheets-numberformat='{"1":2,"2":"0","3":1}' data-sheets-value='{"1":3,"3":57.42}' style="overflow:hidden;padding:0px 3px 0px 3px;vertical-align:bottom;text-align:center;">57</td> <td data-sheets-value='{"1":3,"3":24}' style="border-right:1px solid #000000;overflow:hidden;padding:0px 3px 0px 3px;vertical-align:bottom;text-align:center;">24</td> </tr> <tr style="height:20px;"> <td data-sheets-value='{"1":2,"2":"PMMA"}' style="border-left:1px solid #000000;overflow:hidden;padding:0px 3px 0px 3px;vertical-align:bottom;">PMMA</td> <td style="overflow:hidden;padding:0px 3px 0px 3px;vertical-align:bottom;"></td> <td data-sheets-value='{"1":2,"2":"Opal (O)"}' style="overflow:hidden;padding:0px 3px 0px 3px;vertical-align:bottom;">Opal (O)</td> <td data-sheets-numberformat='{"1":2,"2":"0.00","3":1}' data-sheets-value='{"1":3,"3":1.19}' style="overflow:hidden;padding:0px 3px 0px 3px;vertical-align:bottom;text-align:center;">1.19</td> <td data-sheets-numberformat='{"1":2,"2":"0","3":1}' data-sheets-value='{"1":3,"3":34.03}' style="overflow:hidden;padding:0px 3px 0px 3px;vertical-align:bottom;text-align:center;">34</td> <td data-sheets-numberformat='{"1":2,"2":"0","3":1}' data-sheets-value='{"1":3,"3":50.160000000000004}' style="overflow:hidden;padding:0px 3px 0px 3px;vertical-align:bottom;text-align:center;">50</td> <td data-sheets-value='{"1":3,"3":24}' style="border-right:1px solid #000000;overflow:hidden;padding:0px 3px 0px 3px;vertical-align:bottom;text-align:center;">24</td> </tr> <tr style="height:20px;"> <td style="border-left:1px solid #000000;overflow:hidden;padding:0px 3px 0px 3px;vertical-align:bottom;"></td> <td data-sheets-value='{"1":2,"2":"DW"}' style="overflow:hidden;padding:0px 3px 0px 3px;vertical-align:bottom;">DW</td> <td data-sheets-value='{"1":2,"2":"Clear (H/H)"}' style="overflow:hidden;padding:0px 3px 0px 3px;vertical-align:bottom;">Clear (H/H)</td> <td data-sheets-numberformat='{"1":2,"2":"0.00","3":1}' data-sheets-value='{"1":3,"3":0.98}' style="overflow:hidden;padding:0px 3px 0px 3px;vertical-align:bottom;text-align:center;">0.98</td> <td data-sheets-numberformat='{"1":2,"2":"0","3":1}' data-sheets-value='{"1":3,"3":33.21}' style="overflow:hidden;padding:0px 3px 0px 3px;vertical-align:bottom;text-align:center;">33</td> <td data-sheets-numberformat='{"1":2,"2":"0","3":1}' data-sheets-value='{"1":3,"3":49.5}' style="overflow:hidden;padding:0px 3px 0px 3px;vertical-align:bottom;text-align:center;">50</td> <td data-sheets-value='{"1":3,"3":26}' style="border-right:1px solid #000000;overflow:hidden;padding:0px 3px 0px 3px;vertical-align:bottom;text-align:center;">26</td> </tr> <tr style="height:20px;"> <td style="border-bottom:1px solid #000000;border-left:1px solid #000000;overflow:hidden;padding:0px 3px 0px 3px;vertical-align:bottom;"></td> <td style="border-bottom:1px solid #000000;overflow:hidden;padding:0px 3px 0px 3px;vertical-align:bottom;"></td> <td data-sheets-value='{"1":2,"2":"Opal (O/O)"}' style="border-bottom:1px solid #000000;overflow:hidden;padding:0px 3px 0px 3px;vertical-align:bottom;">Opal (O/O)</td> <td data-sheets-numberformat='{"1":2,"2":"0.00","3":1}' data-sheets-value='{"1":3,"3":0.98}' style="border-bottom:1px solid #000000;overflow:hidden;padding:0px 3px 0px 3px;vertical-align:bottom;text-align:center;">0.98</td> <td data-sheets-numberformat='{"1":2,"2":"0","3":1}' data-sheets-value='{"1":3,"3":28.29}' style="border-bottom:1px solid #000000;overflow:hidden;padding:0px 3px 0px 3px;vertical-align:bottom;text-align:center;">28</td> <td data-sheets-numberformat='{"1":2,"2":"0","3":1}' data-sheets-value='{"1":3,"3":38.28}' style="border-bottom:1px solid #000000;overflow:hidden;padding:0px 3px 0px 3px;vertical-align:bottom;text-align:center;">38</td> <td data-sheets-value='{"1":3,"3":26}' style="border-right:1px solid #000000;border-bottom:1px solid #000000;overflow:hidden;padding:0px 3px 0px 3px;vertical-align:bottom;text-align:center;">26</td> </tr> <tr style="height:20px;"> <td data-sheets-value='{"1":2,"2":"Polycarbonate "}' style="border-left:1px solid #000000;overflow:hidden;padding:0px 3px 0px 3px;vertical-align:bottom;">Polycarbonate </td> <td data-sheets-value='{"1":2,"2":"EW"}' style="overflow:hidden;padding:0px 3px 0px 3px;vertical-align:bottom;">EW</td> <td data-sheets-value='{"1":2,"2":"Clear (A)"}' style="overflow:hidden;padding:0px 3px 0px 3px;vertical-align:bottom;">Clear (A)</td> <td data-sheets-numberformat='{"1":2,"2":"0.00","3":1}' data-sheets-value='{"1":3,"3":1.19}' style="overflow:hidden;padding:0px 3px 0px 3px;vertical-align:bottom;text-align:center;">1.19</td> <td data-sheets-numberformat='{"1":2,"2":"0","3":1}' data-sheets-value='{"1":3,"3":36.08}' style="overflow:hidden;padding:0px 3px 0px 3px;vertical-align:bottom;text-align:center;">36</td> <td data-sheets-numberformat='{"1":2,"2":"0","3":1}' data-sheets-value='{"1":3,"3":54.78}' style="overflow:hidden;padding:0px 3px 0px 3px;vertical-align:bottom;text-align:center;">55</td> <td data-sheets-value='{"1":3,"3":24}' style="border-right:1px solid #000000;overflow:hidden;padding:0px 3px 0px 3px;vertical-align:bottom;text-align:center;">24</td> </tr> <tr style="height:20px;"> <td data-sheets-value='{"1":2,"2":"PC"}' style="border-left:1px solid #000000;overflow:hidden;padding:0px 3px 0px 3px;vertical-align:bottom;">PC</td> <td style="overflow:hidden;padding:0px 3px 0px 3px;vertical-align:bottom;"></td> <td data-sheets-value='{"1":2,"2":"Opal (D)"}' style="overflow:hidden;padding:0px 3px 0px 3px;vertical-align:bottom;">Opal (D)</td> <td data-sheets-numberformat='{"1":2,"2":"0.00","3":1}' data-sheets-value='{"1":3,"3":1.19}' style="overflow:hidden;padding:0px 3px 0px 3px;vertical-align:bottom;text-align:center;">1.19</td> <td data-sheets-numberformat='{"1":2,"2":"0","3":1}' data-sheets-value='{"1":3,"3":23.779999999999998}' style="overflow:hidden;padding:0px 3px 0px 3px;vertical-align:bottom;text-align:center;">24</td> <td data-sheets-numberformat='{"1":2,"2":"0","3":1}' data-sheets-value='{"1":3,"3":39.6}' style="overflow:hidden;padding:0px 3px 0px 3px;vertical-align:bottom;text-align:center;">40</td> <td data-sheets-value='{"1":3,"3":24}' style="border-right:1px solid #000000;overflow:hidden;padding:0px 3px 0px 3px;vertical-align:bottom;text-align:center;">24</td> </tr> <tr style="height:20px;"> <td style="border-left:1px solid #000000;overflow:hidden;padding:0px 3px 0px 3px;vertical-align:bottom;"></td> <td data-sheets-value='{"1":2,"2":"DW"}' style="overflow:hidden;padding:0px 3px 0px 3px;vertical-align:bottom;">DW</td> <td data-sheets-value='{"1":2,"2":"Clear (A/H)"}' style="overflow:hidden;padding:0px 3px 0px 3px;vertical-align:bottom;">Clear (A/H)</td> <td data-sheets-numberformat='{"1":2,"2":"0.00","3":1}' data-sheets-value='{"1":3,"3":0.98}' style="overflow:hidden;padding:0px 3px 0px 3px;vertical-align:bottom;text-align:center;">0.98</td> <td data-sheets-numberformat='{"1":2,"2":"0","3":1}' data-sheets-value='{"1":3,"3":32.39}' style="overflow:hidden;padding:0px 3px 0px 3px;vertical-align:bottom;text-align:center;">32</td> <td data-sheets-numberformat='{"1":2,"2":"0","3":1}' data-sheets-value='{"1":3,"3":47.52}' style="overflow:hidden;padding:0px 3px 0px 3px;vertical-align:bottom;text-align:center;">48</td> <td data-sheets-value='{"1":3,"3":26}' style="border-right:1px solid #000000;overflow:hidden;padding:0px 3px 0px 3px;vertical-align:bottom;text-align:center;">26</td> </tr> <tr style="height:20px;"> <td style="border-left:1px solid #000000;overflow:hidden;padding:0px 3px 0px 3px;vertical-align:bottom;"></td> <td style="overflow:hidden;padding:0px 3px 0px 3px;vertical-align:bottom;"></td> <td data-sheets-value='{"1":2,"2":"Clear (A/A)"}' style="overflow:hidden;padding:0px 3px 0px 3px;vertical-align:bottom;">Clear (A/A)</td> <td data-sheets-numberformat='{"1":2,"2":"0.00","3":1}' data-sheets-value='{"1":3,"3":0.98}' style="overflow:hidden;padding:0px 3px 0px 3px;vertical-align:bottom;text-align:center;">0.98</td> <td data-sheets-numberformat='{"1":2,"2":"0","3":1}' data-sheets-value='{"1":3,"3":31.569999999999997}' style="overflow:hidden;padding:0px 3px 0px 3px;vertical-align:bottom;text-align:center;">32</td> <td data-sheets-numberformat='{"1":2,"2":"0","3":1}' data-sheets-value='{"1":3,"3":45.54}' style="overflow:hidden;padding:0px 3px 0px 3px;vertical-align:bottom;text-align:center;">46</td> <td data-sheets-value='{"1":3,"3":26}' style="border-right:1px solid #000000;overflow:hidden;padding:0px 3px 0px 3px;vertical-align:bottom;text-align:center;">26</td> </tr> <tr style="height:20px;"> <td style="border-left:1px solid #000000;overflow:hidden;padding:0px 3px 0px 3px;vertical-align:bottom;"></td> <td style="overflow:hidden;padding:0px 3px 0px 3px;vertical-align:bottom;"></td> <td data-sheets-value='{"1":2,"2":"Opal (A/O)"}' style="overflow:hidden;padding:0px 3px 0px 3px;vertical-align:bottom;">Opal (A/O)</td> <td data-sheets-numberformat='{"1":2,"2":"0.00","3":1}' data-sheets-value='{"1":3,"3":0.98}' style="overflow:hidden;padding:0px 3px 0px 3px;vertical-align:bottom;text-align:center;">0.98</td> <td data-sheets-numberformat='{"1":2,"2":"0","3":1}' data-sheets-value='{"1":3,"3":29.93}' style="overflow:hidden;padding:0px 3px 0px 3px;vertical-align:bottom;text-align:center;">30</td> <td data-sheets-numberformat='{"1":2,"2":"0","3":1}' data-sheets-value='{"1":3,"3":41.580000000000005}' style="overflow:hidden;padding:0px 3px 0px 3px;vertical-align:bottom;text-align:center;">42</td> <td data-sheets-value='{"1":3,"3":26}' style="border-right:1px solid #000000;overflow:hidden;padding:0px 3px 0px 3px;vertical-align:bottom;text-align:center;">26</td> </tr> <tr style="height:20px;"> <td style="border-bottom:1px solid #000000;border-left:1px solid #000000;overflow:hidden;padding:0px 3px 0px 3px;vertical-align:bottom;"></td> <td style="border-bottom:1px solid #000000;overflow:hidden;padding:0px 3px 0px 3px;vertical-align:bottom;"></td> <td data-sheets-value='{"1":2,"2":"Opal (A/D)"}' style="border-bottom:1px solid #000000;overflow:hidden;padding:0px 3px 0px 3px;vertical-align:bottom;">Opal (A/D)</td> <td data-sheets-numberformat='{"1":2,"2":"0.00","3":1}' data-sheets-value='{"1":3,"3":0.98}' style="border-bottom:1px solid #000000;overflow:hidden;padding:0px 3px 0px 3px;vertical-align:bottom;text-align:center;">0.98</td> <td data-sheets-numberformat='{"1":2,"2":"0","3":1}' data-sheets-value='{"1":3,"3":20.91}' style="border-bottom:1px solid #000000;overflow:hidden;padding:0px 3px 0px 3px;vertical-align:bottom;text-align:center;">21</td> <td data-sheets-numberformat='{"1":2,"2":"0","3":1}' data-sheets-value='{"1":3,"3":33}' style="border-bottom:1px solid #000000;overflow:hidden;padding:0px 3px 0px 3px;vertical-align:bottom;text-align:center;">33</td> <td data-sheets-value='{"1":3,"3":26}' style="border-right:1px solid #000000;border-bottom:1px solid #000000;overflow:hidden;padding:0px 3px 0px 3px;vertical-align:bottom;text-align:center;">26</td> </tr> <tr style="height:20px;"> <td data-sheets-value='{"1":2,"2":"Polycarbonate"}' style="border-left:1px solid #000000;overflow:hidden;padding:0px 3px 0px 3px;vertical-align:bottom;">Polycarbonate</td> <td data-sheets-value='{"1":2,"2":"EW"}' style="overflow:hidden;padding:0px 3px 0px 3px;vertical-align:bottom;">EW</td> <td data-sheets-value='{"1":2,"2":"Heatstop Opal (T)"}' style="overflow:hidden;padding:0px 3px 0px 3px;vertical-align:bottom;">Heatstop Opal (T)</td> <td data-sheets-numberformat='{"1":2,"2":"0.00","3":1}' data-sheets-value='{"1":3,"3":1.19}' style="overflow:hidden;padding:0px 3px 0px 3px;vertical-align:bottom;text-align:center;">1.19</td> <td data-sheets-numberformat='{"1":2,"2":"0","3":1}' data-sheets-value='{"1":3,"3":20.09}' style="overflow:hidden;padding:0px 3px 0px 3px;vertical-align:bottom;text-align:center;">20</td> <td data-sheets-numberformat='{"1":2,"2":"0","3":1}' data-sheets-value='{"1":3,"3":38.940000000000005}' style="overflow:hidden;padding:0px 3px 0px 3px;vertical-align:bottom;text-align:center;">39</td> <td data-sheets-value='{"1":3,"3":24}' style="border-right:1px solid #000000;overflow:hidden;padding:0px 3px 0px 3px;vertical-align:bottom;text-align:center;">24</td> </tr> <tr style="height:20px;"> <td data-sheets-value='{"1":2,"2":"Heatstop PC"}' style="border-left:1px solid #000000;overflow:hidden;padding:0px 3px 0px 3px;vertical-align:bottom;">Heatstop PC</td> <td data-sheets-value='{"1":2,"2":"DW"}' style="overflow:hidden;padding:0px 3px 0px 3px;vertical-align:bottom;">DW</td> <td data-sheets-value='{"1":2,"2":"Clear (T/H)"}' style="overflow:hidden;padding:0px 3px 0px 3px;vertical-align:bottom;">Clear (T/H)</td> <td data-sheets-numberformat='{"1":2,"2":"0.00","3":1}' data-sheets-value='{"1":3,"3":0.98}' style="overflow:hidden;padding:0px 3px 0px 3px;vertical-align:bottom;text-align:center;">0.98</td> <td data-sheets-numberformat='{"1":2,"2":"0","3":1}' data-sheets-value='{"1":3,"3":18.04}' style="overflow:hidden;padding:0px 3px 0px 3px;vertical-align:bottom;text-align:center;">18</td> <td data-sheets-numberformat='{"1":2,"2":"0","3":1}' data-sheets-value='{"1":3,"3":33.660000000000004}' style="overflow:hidden;padding:0px 3px 0px 3px;vertical-align:bottom;text-align:center;">34</td> <td data-sheets-value='{"1":3,"3":26}' style="border-right:1px solid #000000;overflow:hidden;padding:0px 3px 0px 3px;vertical-align:bottom;text-align:center;">26</td> </tr> <tr style="height:20px;"> <td style="border-bottom:1px solid #000000;border-left:1px solid #000000;overflow:hidden;padding:0px 3px 0px 3px;vertical-align:bottom;"></td> <td style="border-bottom:1px solid #000000;overflow:hidden;padding:0px 3px 0px 3px;vertical-align:bottom;"></td> <td data-sheets-value='{"1":2,"2":"Opal (T/O)"}' style="border-bottom:1px solid #000000;overflow:hidden;padding:0px 3px 0px 3px;vertical-align:bottom;">Opal (T/O)</td> <td data-sheets-numberformat='{"1":2,"2":"0.00","3":1}' data-sheets-value='{"1":3,"3":0.98}' style="border-bottom:1px solid #000000;overflow:hidden;padding:0px 3px 0px 3px;vertical-align:bottom;text-align:center;">0.98</td> <td data-sheets-numberformat='{"1":2,"2":"0","3":1}' data-sheets-value='{"1":3,"3":16.81}' style="border-bottom:1px solid #000000;overflow:hidden;padding:0px 3px 0px 3px;vertical-align:bottom;text-align:center;">17</td> <td data-sheets-numberformat='{"1":2,"2":"0","3":1}' data-sheets-value='{"1":3,"3":29.700000000000003}' style="border-bottom:1px solid #000000;overflow:hidden;padding:0px 3px 0px 3px;vertical-align:bottom;text-align:center;">30</td> <td data-sheets-value='{"1":3,"3":26}' style="border-right:1px solid #000000;border-bottom:1px solid #000000;overflow:hidden;padding:0px 3px 0px 3px;vertical-align:bottom;text-align:center;">26</td> </tr> </tbody></table> | skylux-160-ce-met-koepel-en-pvc-opstand-16-00-met-lm-motor-pvc-raam-type-ep25-en-windvang-1050-x-2250-mm | 8586026582349 | 46872337645901
Smoke and heat exhaust (SHEV) | SHE system | Skylux | Skylux 160° CE with skylight and PVC curb 16/00 with LM-actuator, PVC frame type EP25 and spoiler 1100 x 1100 mm |  | 50336 | 5412970503361 | 4565.35 | Yes | 30-45 | 65.51 | 1100 x 1100 mm | 1100 | 1100 |  | PVC 16/00 (16 cm high & roof opening = daylight size) | Square | 1.19 W/m²K - 0.98 W/m²K | 57% - 30% | 37% - 17% | 24dB - 26dB | 160° CE (for industry) | PVC frame EP25 | with spoiler | E | Single actuator | Maximum double-walled skylight possible for this product | Ut-value LT-value g-value Rw-value EN 1873 : 2014 EN ISO 13468 EN 16153 EN 410 EN 410 EN ISO 140-3 Material Walls Shells (W/m²K) (%) (%) (dB) Acrylic EW Clear (H) 1.19 37 57 24 PMMA Opal (O) 1.19 34 50 24 DW Clear (H/H) 0.98 33 50 26 Opal (O/O) 0.98 28 38 26 Polycarbonate EW Clear (A) 1.19 36 55 24 PC Opal (D) 1.19 24 40 24 DW Clear (A/H) 0.98 32 48 26 Clear (A/A) 0.98 32 46 26 Opal (A/O) 0.98 30 42 26 Opal (A/D) 0.98 21 33 26 Polycarbonate EW Heatstop Opal (T) 1.19 20 39 24 Heatstop PC DW Clear (T/H) 0.98 18 34 26 Opal (T/O) 0.98 17 30 26 | https://skylux.eu/en/products/skylux-160-ce-met-koepel-en-pvc-opstand-16-00-met-lm-motor-pvc-raam-type-ep25-en-windvang-1100-x-1100-mm | https://skylux.eu/cdn/shop/files/Skylux-160deg-CE-met-koepel-en-pvc-opstand-1600-met-LM-motor-pvc-raam-type-EP25-en-windvang-1100-x-1100-mm-RWA-systeem.jpg?v=1702979940&width=1600 | https://skylux.eu/cdn/shop/files/e5a82811-1bb0-48e4-a776-cacb59c7c092_9be7949d-6280-4abc-acf9-ad9d985da029.jpg?v=1688551014&width=1600 | //skylux.eu/cdn/shop/files/E_MH_Mounting_instructions_Skylux_160_CE_LM.pdf?v=12406716259046007223 | //skylux.eu/cdn/shop/files/E_TD_Technical_File_Skylux_Skylux_160_CE_Electric.pdf?v=3667116872303399239 | <style type="text/css" id="isPasted"><!--td {border: 1px solid #cccccc;}br {mso-data-placement:same-cell;}--></style><table border="1" cellpadding="0" cellspacing="0" dir="ltr" style="table-layout:fixed;font-size:10pt;font-family:Arial;border-collapse:collapse;border:none;"><tbody> <tr style="height:20px;"> <td style="overflow:hidden;padding:0px 3px 0px 3px;vertical-align:bottom;"></td> <td style="overflow:hidden;padding:0px 3px 0px 3px;vertical-align:bottom;"></td> <td style="overflow:hidden;padding:0px 3px 0px 3px;vertical-align:bottom;"></td> <td data-sheets-value='{"1":2,"2":"Ut-value"}' style="overflow:hidden;padding:0px 3px 0px 3px;vertical-align:bottom;font-weight:bold;text-align:center;">Ut-value</td> <td data-sheets-value='{"1":2,"2":"LT-value"}' style="overflow:hidden;padding:0px 3px 0px 3px;vertical-align:bottom;font-weight:bold;text-align:center;">LT-value</td> <td data-sheets-value='{"1":2,"2":"g-value"}' style="overflow:hidden;padding:0px 3px 0px 3px;vertical-align:bottom;font-weight:bold;text-align:center;">g-value</td> <td data-sheets-value='{"1":2,"2":"Rw-value "}' style="overflow:hidden;padding:0px 3px 0px 3px;vertical-align:bottom;font-weight:bold;text-align:center;">Rw-value </td> </tr> <tr style="height:20px;"> <td style="overflow:hidden;padding:0px 3px 0px 3px;vertical-align:bottom;"></td> <td style="overflow:hidden;padding:0px 3px 0px 3px;vertical-align:bottom;"></td> <td style="overflow:hidden;padding:0px 3px 0px 3px;vertical-align:bottom;"></td> <td data-sheets-numberformat='{"1":2,"2":"0.00","3":1}' data-sheets-value='{"1":2,"2":"EN 1873 : 2014"}' style="overflow:hidden;padding:0px 3px 0px 3px;vertical-align:bottom;text-align:center;">EN 1873 : 2014</td> <td data-sheets-numberformat='{"1":2,"2":"0","3":1}' data-sheets-value='{"1":2,"2":"EN ISO 13468 EN 16153 EN 410"}' style="overflow:hidden;padding:0px 3px 0px 3px;vertical-align:bottom;text-align:center;">EN ISO 13468 EN 16153 EN 410</td> <td data-sheets-numberformat='{"1":2,"2":"0","3":1}' data-sheets-value='{"1":2,"2":"EN 410"}' style="overflow:hidden;padding:0px 3px 0px 3px;vertical-align:bottom;text-align:center;">EN 410</td> <td data-sheets-value='{"1":2,"2":"EN ISO 140-3\t\t"}' style="overflow:hidden;padding:0px 3px 0px 3px;vertical-align:bottom;text-align:center;">EN ISO 140-3 </td> </tr> <tr style="height:20px;"> <td data-sheets-value='{"1":2,"2":"Material"}' style="border-bottom:1px solid #000000;overflow:hidden;padding:0px 3px 0px 3px;vertical-align:bottom;background-color:#000000;font-weight:bold;color:#ffffff;">Material</td> <td data-sheets-value='{"1":2,"2":"Walls"}' style="border-bottom:1px solid #000000;overflow:hidden;padding:0px 3px 0px 3px;vertical-align:bottom;background-color:#000000;font-weight:bold;color:#ffffff;">Walls</td> <td data-sheets-value='{"1":2,"2":"Shells"}' style="border-bottom:1px solid #000000;overflow:hidden;padding:0px 3px 0px 3px;vertical-align:bottom;background-color:#000000;font-weight:bold;color:#ffffff;">Shells</td> <td data-sheets-numberformat='{"1":2,"2":"0.00","3":1}' data-sheets-value='{"1":2,"2":"(W/m²K)\t"}' style="border-bottom:1px solid #000000;overflow:hidden;padding:0px 3px 0px 3px;vertical-align:bottom;background-color:#000000;font-weight:bold;color:#ffffff;text-align:center;">(W/m²K) </td> <td data-sheets-numberformat='{"1":2,"2":"0","3":1}' data-sheets-value='{"1":2,"2":"(%)"}' style="border-bottom:1px solid #000000;overflow:hidden;padding:0px 3px 0px 3px;vertical-align:bottom;background-color:#000000;font-weight:bold;color:#ffffff;text-align:center;">(%)</td> <td data-sheets-numberformat='{"1":2,"2":"0","3":1}' data-sheets-value='{"1":2,"2":"(%)"}' style="border-bottom:1px solid #000000;overflow:hidden;padding:0px 3px 0px 3px;vertical-align:bottom;background-color:#000000;font-weight:bold;color:#ffffff;text-align:center;">(%)</td> <td data-sheets-value='{"1":2,"2":"(dB)"}' style="border-bottom:1px solid #000000;overflow:hidden;padding:0px 3px 0px 3px;vertical-align:bottom;background-color:#000000;font-weight:bold;color:#ffffff;text-align:center;">(dB)</td> </tr> <tr style="height:20px;"> <td data-sheets-value='{"1":2,"2":"Acrylic"}' style="border-left:1px solid #000000;overflow:hidden;padding:0px 3px 0px 3px;vertical-align:bottom;">Acrylic</td> <td data-sheets-value='{"1":2,"2":"EW"}' style="overflow:hidden;padding:0px 3px 0px 3px;vertical-align:bottom;">EW</td> <td data-sheets-value='{"1":2,"2":"Clear (H)"}' style="overflow:hidden;padding:0px 3px 0px 3px;vertical-align:bottom;">Clear (H)</td> <td data-sheets-numberformat='{"1":2,"2":"0.00","3":1}' data-sheets-value='{"1":3,"3":1.19}' style="overflow:hidden;padding:0px 3px 0px 3px;vertical-align:bottom;text-align:center;">1.19</td> <td data-sheets-numberformat='{"1":2,"2":"0","3":1}' data-sheets-value='{"1":3,"3":36.9}' style="overflow:hidden;padding:0px 3px 0px 3px;vertical-align:bottom;text-align:center;">37</td> <td data-sheets-numberformat='{"1":2,"2":"0","3":1}' data-sheets-value='{"1":3,"3":57.42}' style="overflow:hidden;padding:0px 3px 0px 3px;vertical-align:bottom;text-align:center;">57</td> <td data-sheets-value='{"1":3,"3":24}' style="border-right:1px solid #000000;overflow:hidden;padding:0px 3px 0px 3px;vertical-align:bottom;text-align:center;">24</td> </tr> <tr style="height:20px;"> <td data-sheets-value='{"1":2,"2":"PMMA"}' style="border-left:1px solid #000000;overflow:hidden;padding:0px 3px 0px 3px;vertical-align:bottom;">PMMA</td> <td style="overflow:hidden;padding:0px 3px 0px 3px;vertical-align:bottom;"></td> <td data-sheets-value='{"1":2,"2":"Opal (O)"}' style="overflow:hidden;padding:0px 3px 0px 3px;vertical-align:bottom;">Opal (O)</td> <td data-sheets-numberformat='{"1":2,"2":"0.00","3":1}' data-sheets-value='{"1":3,"3":1.19}' style="overflow:hidden;padding:0px 3px 0px 3px;vertical-align:bottom;text-align:center;">1.19</td> <td data-sheets-numberformat='{"1":2,"2":"0","3":1}' data-sheets-value='{"1":3,"3":34.03}' style="overflow:hidden;padding:0px 3px 0px 3px;vertical-align:bottom;text-align:center;">34</td> <td data-sheets-numberformat='{"1":2,"2":"0","3":1}' data-sheets-value='{"1":3,"3":50.160000000000004}' style="overflow:hidden;padding:0px 3px 0px 3px;vertical-align:bottom;text-align:center;">50</td> <td data-sheets-value='{"1":3,"3":24}' style="border-right:1px solid #000000;overflow:hidden;padding:0px 3px 0px 3px;vertical-align:bottom;text-align:center;">24</td> </tr> <tr style="height:20px;"> <td style="border-left:1px solid #000000;overflow:hidden;padding:0px 3px 0px 3px;vertical-align:bottom;"></td> <td data-sheets-value='{"1":2,"2":"DW"}' style="overflow:hidden;padding:0px 3px 0px 3px;vertical-align:bottom;">DW</td> <td data-sheets-value='{"1":2,"2":"Clear (H/H)"}' style="overflow:hidden;padding:0px 3px 0px 3px;vertical-align:bottom;">Clear (H/H)</td> <td data-sheets-numberformat='{"1":2,"2":"0.00","3":1}' data-sheets-value='{"1":3,"3":0.98}' style="overflow:hidden;padding:0px 3px 0px 3px;vertical-align:bottom;text-align:center;">0.98</td> <td data-sheets-numberformat='{"1":2,"2":"0","3":1}' data-sheets-value='{"1":3,"3":33.21}' style="overflow:hidden;padding:0px 3px 0px 3px;vertical-align:bottom;text-align:center;">33</td> <td data-sheets-numberformat='{"1":2,"2":"0","3":1}' data-sheets-value='{"1":3,"3":49.5}' style="overflow:hidden;padding:0px 3px 0px 3px;vertical-align:bottom;text-align:center;">50</td> <td data-sheets-value='{"1":3,"3":26}' style="border-right:1px solid #000000;overflow:hidden;padding:0px 3px 0px 3px;vertical-align:bottom;text-align:center;">26</td> </tr> <tr style="height:20px;"> <td style="border-bottom:1px solid #000000;border-left:1px solid #000000;overflow:hidden;padding:0px 3px 0px 3px;vertical-align:bottom;"></td> <td style="border-bottom:1px solid #000000;overflow:hidden;padding:0px 3px 0px 3px;vertical-align:bottom;"></td> <td data-sheets-value='{"1":2,"2":"Opal (O/O)"}' style="border-bottom:1px solid #000000;overflow:hidden;padding:0px 3px 0px 3px;vertical-align:bottom;">Opal (O/O)</td> <td data-sheets-numberformat='{"1":2,"2":"0.00","3":1}' data-sheets-value='{"1":3,"3":0.98}' style="border-bottom:1px solid #000000;overflow:hidden;padding:0px 3px 0px 3px;vertical-align:bottom;text-align:center;">0.98</td> <td data-sheets-numberformat='{"1":2,"2":"0","3":1}' data-sheets-value='{"1":3,"3":28.29}' style="border-bottom:1px solid #000000;overflow:hidden;padding:0px 3px 0px 3px;vertical-align:bottom;text-align:center;">28</td> <td data-sheets-numberformat='{"1":2,"2":"0","3":1}' data-sheets-value='{"1":3,"3":38.28}' style="border-bottom:1px solid #000000;overflow:hidden;padding:0px 3px 0px 3px;vertical-align:bottom;text-align:center;">38</td> <td data-sheets-value='{"1":3,"3":26}' style="border-right:1px solid #000000;border-bottom:1px solid #000000;overflow:hidden;padding:0px 3px 0px 3px;vertical-align:bottom;text-align:center;">26</td> </tr> <tr style="height:20px;"> <td data-sheets-value='{"1":2,"2":"Polycarbonate "}' style="border-left:1px solid #000000;overflow:hidden;padding:0px 3px 0px 3px;vertical-align:bottom;">Polycarbonate </td> <td data-sheets-value='{"1":2,"2":"EW"}' style="overflow:hidden;padding:0px 3px 0px 3px;vertical-align:bottom;">EW</td> <td data-sheets-value='{"1":2,"2":"Clear (A)"}' style="overflow:hidden;padding:0px 3px 0px 3px;vertical-align:bottom;">Clear (A)</td> <td data-sheets-numberformat='{"1":2,"2":"0.00","3":1}' data-sheets-value='{"1":3,"3":1.19}' style="overflow:hidden;padding:0px 3px 0px 3px;vertical-align:bottom;text-align:center;">1.19</td> <td data-sheets-numberformat='{"1":2,"2":"0","3":1}' data-sheets-value='{"1":3,"3":36.08}' style="overflow:hidden;padding:0px 3px 0px 3px;vertical-align:bottom;text-align:center;">36</td> <td data-sheets-numberformat='{"1":2,"2":"0","3":1}' data-sheets-value='{"1":3,"3":54.78}' style="overflow:hidden;padding:0px 3px 0px 3px;vertical-align:bottom;text-align:center;">55</td> <td data-sheets-value='{"1":3,"3":24}' style="border-right:1px solid #000000;overflow:hidden;padding:0px 3px 0px 3px;vertical-align:bottom;text-align:center;">24</td> </tr> <tr style="height:20px;"> <td data-sheets-value='{"1":2,"2":"PC"}' style="border-left:1px solid #000000;overflow:hidden;padding:0px 3px 0px 3px;vertical-align:bottom;">PC</td> <td style="overflow:hidden;padding:0px 3px 0px 3px;vertical-align:bottom;"></td> <td data-sheets-value='{"1":2,"2":"Opal (D)"}' style="overflow:hidden;padding:0px 3px 0px 3px;vertical-align:bottom;">Opal (D)</td> <td data-sheets-numberformat='{"1":2,"2":"0.00","3":1}' data-sheets-value='{"1":3,"3":1.19}' style="overflow:hidden;padding:0px 3px 0px 3px;vertical-align:bottom;text-align:center;">1.19</td> <td data-sheets-numberformat='{"1":2,"2":"0","3":1}' data-sheets-value='{"1":3,"3":23.779999999999998}' style="overflow:hidden;padding:0px 3px 0px 3px;vertical-align:bottom;text-align:center;">24</td> <td data-sheets-numberformat='{"1":2,"2":"0","3":1}' data-sheets-value='{"1":3,"3":39.6}' style="overflow:hidden;padding:0px 3px 0px 3px;vertical-align:bottom;text-align:center;">40</td> <td data-sheets-value='{"1":3,"3":24}' style="border-right:1px solid #000000;overflow:hidden;padding:0px 3px 0px 3px;vertical-align:bottom;text-align:center;">24</td> </tr> <tr style="height:20px;"> <td style="border-left:1px solid #000000;overflow:hidden;padding:0px 3px 0px 3px;vertical-align:bottom;"></td> <td data-sheets-value='{"1":2,"2":"DW"}' style="overflow:hidden;padding:0px 3px 0px 3px;vertical-align:bottom;">DW</td> <td data-sheets-value='{"1":2,"2":"Clear (A/H)"}' style="overflow:hidden;padding:0px 3px 0px 3px;vertical-align:bottom;">Clear (A/H)</td> <td data-sheets-numberformat='{"1":2,"2":"0.00","3":1}' data-sheets-value='{"1":3,"3":0.98}' style="overflow:hidden;padding:0px 3px 0px 3px;vertical-align:bottom;text-align:center;">0.98</td> <td data-sheets-numberformat='{"1":2,"2":"0","3":1}' data-sheets-value='{"1":3,"3":32.39}' style="overflow:hidden;padding:0px 3px 0px 3px;vertical-align:bottom;text-align:center;">32</td> <td data-sheets-numberformat='{"1":2,"2":"0","3":1}' data-sheets-value='{"1":3,"3":47.52}' style="overflow:hidden;padding:0px 3px 0px 3px;vertical-align:bottom;text-align:center;">48</td> <td data-sheets-value='{"1":3,"3":26}' style="border-right:1px solid #000000;overflow:hidden;padding:0px 3px 0px 3px;vertical-align:bottom;text-align:center;">26</td> </tr> <tr style="height:20px;"> <td style="border-left:1px solid #000000;overflow:hidden;padding:0px 3px 0px 3px;vertical-align:bottom;"></td> <td style="overflow:hidden;padding:0px 3px 0px 3px;vertical-align:bottom;"></td> <td data-sheets-value='{"1":2,"2":"Clear (A/A)"}' style="overflow:hidden;padding:0px 3px 0px 3px;vertical-align:bottom;">Clear (A/A)</td> <td data-sheets-numberformat='{"1":2,"2":"0.00","3":1}' data-sheets-value='{"1":3,"3":0.98}' style="overflow:hidden;padding:0px 3px 0px 3px;vertical-align:bottom;text-align:center;">0.98</td> <td data-sheets-numberformat='{"1":2,"2":"0","3":1}' data-sheets-value='{"1":3,"3":31.569999999999997}' style="overflow:hidden;padding:0px 3px 0px 3px;vertical-align:bottom;text-align:center;">32</td> <td data-sheets-numberformat='{"1":2,"2":"0","3":1}' data-sheets-value='{"1":3,"3":45.54}' style="overflow:hidden;padding:0px 3px 0px 3px;vertical-align:bottom;text-align:center;">46</td> <td data-sheets-value='{"1":3,"3":26}' style="border-right:1px solid #000000;overflow:hidden;padding:0px 3px 0px 3px;vertical-align:bottom;text-align:center;">26</td> </tr> <tr style="height:20px;"> <td style="border-left:1px solid #000000;overflow:hidden;padding:0px 3px 0px 3px;vertical-align:bottom;"></td> <td style="overflow:hidden;padding:0px 3px 0px 3px;vertical-align:bottom;"></td> <td data-sheets-value='{"1":2,"2":"Opal (A/O)"}' style="overflow:hidden;padding:0px 3px 0px 3px;vertical-align:bottom;">Opal (A/O)</td> <td data-sheets-numberformat='{"1":2,"2":"0.00","3":1}' data-sheets-value='{"1":3,"3":0.98}' style="overflow:hidden;padding:0px 3px 0px 3px;vertical-align:bottom;text-align:center;">0.98</td> <td data-sheets-numberformat='{"1":2,"2":"0","3":1}' data-sheets-value='{"1":3,"3":29.93}' style="overflow:hidden;padding:0px 3px 0px 3px;vertical-align:bottom;text-align:center;">30</td> <td data-sheets-numberformat='{"1":2,"2":"0","3":1}' data-sheets-value='{"1":3,"3":41.580000000000005}' style="overflow:hidden;padding:0px 3px 0px 3px;vertical-align:bottom;text-align:center;">42</td> <td data-sheets-value='{"1":3,"3":26}' style="border-right:1px solid #000000;overflow:hidden;padding:0px 3px 0px 3px;vertical-align:bottom;text-align:center;">26</td> </tr> <tr style="height:20px;"> <td style="border-bottom:1px solid #000000;border-left:1px solid #000000;overflow:hidden;padding:0px 3px 0px 3px;vertical-align:bottom;"></td> <td style="border-bottom:1px solid #000000;overflow:hidden;padding:0px 3px 0px 3px;vertical-align:bottom;"></td> <td data-sheets-value='{"1":2,"2":"Opal (A/D)"}' style="border-bottom:1px solid #000000;overflow:hidden;padding:0px 3px 0px 3px;vertical-align:bottom;">Opal (A/D)</td> <td data-sheets-numberformat='{"1":2,"2":"0.00","3":1}' data-sheets-value='{"1":3,"3":0.98}' style="border-bottom:1px solid #000000;overflow:hidden;padding:0px 3px 0px 3px;vertical-align:bottom;text-align:center;">0.98</td> <td data-sheets-numberformat='{"1":2,"2":"0","3":1}' data-sheets-value='{"1":3,"3":20.91}' style="border-bottom:1px solid #000000;overflow:hidden;padding:0px 3px 0px 3px;vertical-align:bottom;text-align:center;">21</td> <td data-sheets-numberformat='{"1":2,"2":"0","3":1}' data-sheets-value='{"1":3,"3":33}' style="border-bottom:1px solid #000000;overflow:hidden;padding:0px 3px 0px 3px;vertical-align:bottom;text-align:center;">33</td> <td data-sheets-value='{"1":3,"3":26}' style="border-right:1px solid #000000;border-bottom:1px solid #000000;overflow:hidden;padding:0px 3px 0px 3px;vertical-align:bottom;text-align:center;">26</td> </tr> <tr style="height:20px;"> <td data-sheets-value='{"1":2,"2":"Polycarbonate"}' style="border-left:1px solid #000000;overflow:hidden;padding:0px 3px 0px 3px;vertical-align:bottom;">Polycarbonate</td> <td data-sheets-value='{"1":2,"2":"EW"}' style="overflow:hidden;padding:0px 3px 0px 3px;vertical-align:bottom;">EW</td> <td data-sheets-value='{"1":2,"2":"Heatstop Opal (T)"}' style="overflow:hidden;padding:0px 3px 0px 3px;vertical-align:bottom;">Heatstop Opal (T)</td> <td data-sheets-numberformat='{"1":2,"2":"0.00","3":1}' data-sheets-value='{"1":3,"3":1.19}' style="overflow:hidden;padding:0px 3px 0px 3px;vertical-align:bottom;text-align:center;">1.19</td> <td data-sheets-numberformat='{"1":2,"2":"0","3":1}' data-sheets-value='{"1":3,"3":20.09}' style="overflow:hidden;padding:0px 3px 0px 3px;vertical-align:bottom;text-align:center;">20</td> <td data-sheets-numberformat='{"1":2,"2":"0","3":1}' data-sheets-value='{"1":3,"3":38.940000000000005}' style="overflow:hidden;padding:0px 3px 0px 3px;vertical-align:bottom;text-align:center;">39</td> <td data-sheets-value='{"1":3,"3":24}' style="border-right:1px solid #000000;overflow:hidden;padding:0px 3px 0px 3px;vertical-align:bottom;text-align:center;">24</td> </tr> <tr style="height:20px;"> <td data-sheets-value='{"1":2,"2":"Heatstop PC"}' style="border-left:1px solid #000000;overflow:hidden;padding:0px 3px 0px 3px;vertical-align:bottom;">Heatstop PC</td> <td data-sheets-value='{"1":2,"2":"DW"}' style="overflow:hidden;padding:0px 3px 0px 3px;vertical-align:bottom;">DW</td> <td data-sheets-value='{"1":2,"2":"Clear (T/H)"}' style="overflow:hidden;padding:0px 3px 0px 3px;vertical-align:bottom;">Clear (T/H)</td> <td data-sheets-numberformat='{"1":2,"2":"0.00","3":1}' data-sheets-value='{"1":3,"3":0.98}' style="overflow:hidden;padding:0px 3px 0px 3px;vertical-align:bottom;text-align:center;">0.98</td> <td data-sheets-numberformat='{"1":2,"2":"0","3":1}' data-sheets-value='{"1":3,"3":18.04}' style="overflow:hidden;padding:0px 3px 0px 3px;vertical-align:bottom;text-align:center;">18</td> <td data-sheets-numberformat='{"1":2,"2":"0","3":1}' data-sheets-value='{"1":3,"3":33.660000000000004}' style="overflow:hidden;padding:0px 3px 0px 3px;vertical-align:bottom;text-align:center;">34</td> <td data-sheets-value='{"1":3,"3":26}' style="border-right:1px solid #000000;overflow:hidden;padding:0px 3px 0px 3px;vertical-align:bottom;text-align:center;">26</td> </tr> <tr style="height:20px;"> <td style="border-bottom:1px solid #000000;border-left:1px solid #000000;overflow:hidden;padding:0px 3px 0px 3px;vertical-align:bottom;"></td> <td style="border-bottom:1px solid #000000;overflow:hidden;padding:0px 3px 0px 3px;vertical-align:bottom;"></td> <td data-sheets-value='{"1":2,"2":"Opal (T/O)"}' style="border-bottom:1px solid #000000;overflow:hidden;padding:0px 3px 0px 3px;vertical-align:bottom;">Opal (T/O)</td> <td data-sheets-numberformat='{"1":2,"2":"0.00","3":1}' data-sheets-value='{"1":3,"3":0.98}' style="border-bottom:1px solid #000000;overflow:hidden;padding:0px 3px 0px 3px;vertical-align:bottom;text-align:center;">0.98</td> <td data-sheets-numberformat='{"1":2,"2":"0","3":1}' data-sheets-value='{"1":3,"3":16.81}' style="border-bottom:1px solid #000000;overflow:hidden;padding:0px 3px 0px 3px;vertical-align:bottom;text-align:center;">17</td> <td data-sheets-numberformat='{"1":2,"2":"0","3":1}' data-sheets-value='{"1":3,"3":29.700000000000003}' style="border-bottom:1px solid #000000;overflow:hidden;padding:0px 3px 0px 3px;vertical-align:bottom;text-align:center;">30</td> <td data-sheets-value='{"1":3,"3":26}' style="border-right:1px solid #000000;border-bottom:1px solid #000000;overflow:hidden;padding:0px 3px 0px 3px;vertical-align:bottom;text-align:center;">26</td> </tr> </tbody></table> | skylux-160-ce-met-koepel-en-pvc-opstand-16-00-met-lm-motor-pvc-raam-type-ep25-en-windvang-1100-x-1100-mm | 8586026615117 | 46872337711437
Smoke and heat exhaust (SHEV) | SHE system | Skylux | Skylux 160° CE with skylight and PVC curb 16/00 with LM-actuator, PVC frame type EP25 and spoiler 1100 x 1400 mm |  | 50337 | 5412970503378 | 5038.45 | Yes | 30-45 | 71.86 | 1100 x 1400 mm | 1400 | 1100 |  | PVC 16/00 (16 cm high & roof opening = daylight size) | Rectangular | 1.19 W/m²K - 0.98 W/m²K | 57% - 30% | 37% - 17% | 24dB - 26dB | 160° CE (for industry) | PVC frame EP25 | with spoiler | E | Single actuator | Maximum double-walled skylight possible for this product | Ut-value LT-value g-value Rw-value EN 1873 : 2014 EN ISO 13468 EN 16153 EN 410 EN 410 EN ISO 140-3 Material Walls Shells (W/m²K) (%) (%) (dB) Acrylic EW Clear (H) 1.19 37 57 24 PMMA Opal (O) 1.19 34 50 24 DW Clear (H/H) 0.98 33 50 26 Opal (O/O) 0.98 28 38 26 Polycarbonate EW Clear (A) 1.19 36 55 24 PC Opal (D) 1.19 24 40 24 DW Clear (A/H) 0.98 32 48 26 Clear (A/A) 0.98 32 46 26 Opal (A/O) 0.98 30 42 26 Opal (A/D) 0.98 21 33 26 Polycarbonate EW Heatstop Opal (T) 1.19 20 39 24 Heatstop PC DW Clear (T/H) 0.98 18 34 26 Opal (T/O) 0.98 17 30 26 | https://skylux.eu/en/products/skylux-160-ce-met-koepel-en-pvc-opstand-16-00-met-lm-motor-pvc-raam-type-ep25-en-windvang-1100-x-1400-mm | https://skylux.eu/cdn/shop/files/Skylux-160deg-CE-met-koepel-en-pvc-opstand-1600-met-LM-motor-pvc-raam-type-EP25-en-windvang-1100-x-1400-mm-RWA-systeem.jpg?v=1702979945&width=1600 | https://skylux.eu/cdn/shop/files/e5a82811-1bb0-48e4-a776-cacb59c7c092_ff32f65f-6698-475c-bd5a-96efac5bc5d6.jpg?v=1688551015&width=1600 | //skylux.eu/cdn/shop/files/E_MH_Mounting_instructions_Skylux_160_CE_LM.pdf?v=12406716259046007223 | //skylux.eu/cdn/shop/files/E_TD_Technical_File_Skylux_Skylux_160_CE_Electric.pdf?v=3667116872303399239 | <style type="text/css" id="isPasted"><!--td {border: 1px solid #cccccc;}br {mso-data-placement:same-cell;}--></style><table border="1" cellpadding="0" cellspacing="0" dir="ltr" style="table-layout:fixed;font-size:10pt;font-family:Arial;border-collapse:collapse;border:none;"><tbody> <tr style="height:20px;"> <td style="overflow:hidden;padding:0px 3px 0px 3px;vertical-align:bottom;"></td> <td style="overflow:hidden;padding:0px 3px 0px 3px;vertical-align:bottom;"></td> <td style="overflow:hidden;padding:0px 3px 0px 3px;vertical-align:bottom;"></td> <td data-sheets-value='{"1":2,"2":"Ut-value"}' style="overflow:hidden;padding:0px 3px 0px 3px;vertical-align:bottom;font-weight:bold;text-align:center;">Ut-value</td> <td data-sheets-value='{"1":2,"2":"LT-value"}' style="overflow:hidden;padding:0px 3px 0px 3px;vertical-align:bottom;font-weight:bold;text-align:center;">LT-value</td> <td data-sheets-value='{"1":2,"2":"g-value"}' style="overflow:hidden;padding:0px 3px 0px 3px;vertical-align:bottom;font-weight:bold;text-align:center;">g-value</td> <td data-sheets-value='{"1":2,"2":"Rw-value "}' style="overflow:hidden;padding:0px 3px 0px 3px;vertical-align:bottom;font-weight:bold;text-align:center;">Rw-value </td> </tr> <tr style="height:20px;"> <td style="overflow:hidden;padding:0px 3px 0px 3px;vertical-align:bottom;"></td> <td style="overflow:hidden;padding:0px 3px 0px 3px;vertical-align:bottom;"></td> <td style="overflow:hidden;padding:0px 3px 0px 3px;vertical-align:bottom;"></td> <td data-sheets-numberformat='{"1":2,"2":"0.00","3":1}' data-sheets-value='{"1":2,"2":"EN 1873 : 2014"}' style="overflow:hidden;padding:0px 3px 0px 3px;vertical-align:bottom;text-align:center;">EN 1873 : 2014</td> <td data-sheets-numberformat='{"1":2,"2":"0","3":1}' data-sheets-value='{"1":2,"2":"EN ISO 13468 EN 16153 EN 410"}' style="overflow:hidden;padding:0px 3px 0px 3px;vertical-align:bottom;text-align:center;">EN ISO 13468 EN 16153 EN 410</td> <td data-sheets-numberformat='{"1":2,"2":"0","3":1}' data-sheets-value='{"1":2,"2":"EN 410"}' style="overflow:hidden;padding:0px 3px 0px 3px;vertical-align:bottom;text-align:center;">EN 410</td> <td data-sheets-value='{"1":2,"2":"EN ISO 140-3\t\t"}' style="overflow:hidden;padding:0px 3px 0px 3px;vertical-align:bottom;text-align:center;">EN ISO 140-3 </td> </tr> <tr style="height:20px;"> <td data-sheets-value='{"1":2,"2":"Material"}' style="border-bottom:1px solid #000000;overflow:hidden;padding:0px 3px 0px 3px;vertical-align:bottom;background-color:#000000;font-weight:bold;color:#ffffff;">Material</td> <td data-sheets-value='{"1":2,"2":"Walls"}' style="border-bottom:1px solid #000000;overflow:hidden;padding:0px 3px 0px 3px;vertical-align:bottom;background-color:#000000;font-weight:bold;color:#ffffff;">Walls</td> <td data-sheets-value='{"1":2,"2":"Shells"}' style="border-bottom:1px solid #000000;overflow:hidden;padding:0px 3px 0px 3px;vertical-align:bottom;background-color:#000000;font-weight:bold;color:#ffffff;">Shells</td> <td data-sheets-numberformat='{"1":2,"2":"0.00","3":1}' data-sheets-value='{"1":2,"2":"(W/m²K)\t"}' style="border-bottom:1px solid #000000;overflow:hidden;padding:0px 3px 0px 3px;vertical-align:bottom;background-color:#000000;font-weight:bold;color:#ffffff;text-align:center;">(W/m²K) </td> <td data-sheets-numberformat='{"1":2,"2":"0","3":1}' data-sheets-value='{"1":2,"2":"(%)"}' style="border-bottom:1px solid #000000;overflow:hidden;padding:0px 3px 0px 3px;vertical-align:bottom;background-color:#000000;font-weight:bold;color:#ffffff;text-align:center;">(%)</td> <td data-sheets-numberformat='{"1":2,"2":"0","3":1}' data-sheets-value='{"1":2,"2":"(%)"}' style="border-bottom:1px solid #000000;overflow:hidden;padding:0px 3px 0px 3px;vertical-align:bottom;background-color:#000000;font-weight:bold;color:#ffffff;text-align:center;">(%)</td> <td data-sheets-value='{"1":2,"2":"(dB)"}' style="border-bottom:1px solid #000000;overflow:hidden;padding:0px 3px 0px 3px;vertical-align:bottom;background-color:#000000;font-weight:bold;color:#ffffff;text-align:center;">(dB)</td> </tr> <tr style="height:20px;"> <td data-sheets-value='{"1":2,"2":"Acrylic"}' style="border-left:1px solid #000000;overflow:hidden;padding:0px 3px 0px 3px;vertical-align:bottom;">Acrylic</td> <td data-sheets-value='{"1":2,"2":"EW"}' style="overflow:hidden;padding:0px 3px 0px 3px;vertical-align:bottom;">EW</td> <td data-sheets-value='{"1":2,"2":"Clear (H)"}' style="overflow:hidden;padding:0px 3px 0px 3px;vertical-align:bottom;">Clear (H)</td> <td data-sheets-numberformat='{"1":2,"2":"0.00","3":1}' data-sheets-value='{"1":3,"3":1.19}' style="overflow:hidden;padding:0px 3px 0px 3px;vertical-align:bottom;text-align:center;">1.19</td> <td data-sheets-numberformat='{"1":2,"2":"0","3":1}' data-sheets-value='{"1":3,"3":36.9}' style="overflow:hidden;padding:0px 3px 0px 3px;vertical-align:bottom;text-align:center;">37</td> <td data-sheets-numberformat='{"1":2,"2":"0","3":1}' data-sheets-value='{"1":3,"3":57.42}' style="overflow:hidden;padding:0px 3px 0px 3px;vertical-align:bottom;text-align:center;">57</td> <td data-sheets-value='{"1":3,"3":24}' style="border-right:1px solid #000000;overflow:hidden;padding:0px 3px 0px 3px;vertical-align:bottom;text-align:center;">24</td> </tr> <tr style="height:20px;"> <td data-sheets-value='{"1":2,"2":"PMMA"}' style="border-left:1px solid #000000;overflow:hidden;padding:0px 3px 0px 3px;vertical-align:bottom;">PMMA</td> <td style="overflow:hidden;padding:0px 3px 0px 3px;vertical-align:bottom;"></td> <td data-sheets-value='{"1":2,"2":"Opal (O)"}' style="overflow:hidden;padding:0px 3px 0px 3px;vertical-align:bottom;">Opal (O)</td> <td data-sheets-numberformat='{"1":2,"2":"0.00","3":1}' data-sheets-value='{"1":3,"3":1.19}' style="overflow:hidden;padding:0px 3px 0px 3px;vertical-align:bottom;text-align:center;">1.19</td> <td data-sheets-numberformat='{"1":2,"2":"0","3":1}' data-sheets-value='{"1":3,"3":34.03}' style="overflow:hidden;padding:0px 3px 0px 3px;vertical-align:bottom;text-align:center;">34</td> <td data-sheets-numberformat='{"1":2,"2":"0","3":1}' data-sheets-value='{"1":3,"3":50.160000000000004}' style="overflow:hidden;padding:0px 3px 0px 3px;vertical-align:bottom;text-align:center;">50</td> <td data-sheets-value='{"1":3,"3":24}' style="border-right:1px solid #000000;overflow:hidden;padding:0px 3px 0px 3px;vertical-align:bottom;text-align:center;">24</td> </tr> <tr style="height:20px;"> <td style="border-left:1px solid #000000;overflow:hidden;padding:0px 3px 0px 3px;vertical-align:bottom;"></td> <td data-sheets-value='{"1":2,"2":"DW"}' style="overflow:hidden;padding:0px 3px 0px 3px;vertical-align:bottom;">DW</td> <td data-sheets-value='{"1":2,"2":"Clear (H/H)"}' style="overflow:hidden;padding:0px 3px 0px 3px;vertical-align:bottom;">Clear (H/H)</td> <td data-sheets-numberformat='{"1":2,"2":"0.00","3":1}' data-sheets-value='{"1":3,"3":0.98}' style="overflow:hidden;padding:0px 3px 0px 3px;vertical-align:bottom;text-align:center;">0.98</td> <td data-sheets-numberformat='{"1":2,"2":"0","3":1}' data-sheets-value='{"1":3,"3":33.21}' style="overflow:hidden;padding:0px 3px 0px 3px;vertical-align:bottom;text-align:center;">33</td> <td data-sheets-numberformat='{"1":2,"2":"0","3":1}' data-sheets-value='{"1":3,"3":49.5}' style="overflow:hidden;padding:0px 3px 0px 3px;vertical-align:bottom;text-align:center;">50</td> <td data-sheets-value='{"1":3,"3":26}' style="border-right:1px solid #000000;overflow:hidden;padding:0px 3px 0px 3px;vertical-align:bottom;text-align:center;">26</td> </tr> <tr style="height:20px;"> <td style="border-bottom:1px solid #000000;border-left:1px solid #000000;overflow:hidden;padding:0px 3px 0px 3px;vertical-align:bottom;"></td> <td style="border-bottom:1px solid #000000;overflow:hidden;padding:0px 3px 0px 3px;vertical-align:bottom;"></td> <td data-sheets-value='{"1":2,"2":"Opal (O/O)"}' style="border-bottom:1px solid #000000;overflow:hidden;padding:0px 3px 0px 3px;vertical-align:bottom;">Opal (O/O)</td> <td data-sheets-numberformat='{"1":2,"2":"0.00","3":1}' data-sheets-value='{"1":3,"3":0.98}' style="border-bottom:1px solid #000000;overflow:hidden;padding:0px 3px 0px 3px;vertical-align:bottom;text-align:center;">0.98</td> <td data-sheets-numberformat='{"1":2,"2":"0","3":1}' data-sheets-value='{"1":3,"3":28.29}' style="border-bottom:1px solid #000000;overflow:hidden;padding:0px 3px 0px 3px;vertical-align:bottom;text-align:center;">28</td> <td data-sheets-numberformat='{"1":2,"2":"0","3":1}' data-sheets-value='{"1":3,"3":38.28}' style="border-bottom:1px solid #000000;overflow:hidden;padding:0px 3px 0px 3px;vertical-align:bottom;text-align:center;">38</td> <td data-sheets-value='{"1":3,"3":26}' style="border-right:1px solid #000000;border-bottom:1px solid #000000;overflow:hidden;padding:0px 3px 0px 3px;vertical-align:bottom;text-align:center;">26</td> </tr> <tr style="height:20px;"> <td data-sheets-value='{"1":2,"2":"Polycarbonate "}' style="border-left:1px solid #000000;overflow:hidden;padding:0px 3px 0px 3px;vertical-align:bottom;">Polycarbonate </td> <td data-sheets-value='{"1":2,"2":"EW"}' style="overflow:hidden;padding:0px 3px 0px 3px;vertical-align:bottom;">EW</td> <td data-sheets-value='{"1":2,"2":"Clear (A)"}' style="overflow:hidden;padding:0px 3px 0px 3px;vertical-align:bottom;">Clear (A)</td> <td data-sheets-numberformat='{"1":2,"2":"0.00","3":1}' data-sheets-value='{"1":3,"3":1.19}' style="overflow:hidden;padding:0px 3px 0px 3px;vertical-align:bottom;text-align:center;">1.19</td> <td data-sheets-numberformat='{"1":2,"2":"0","3":1}' data-sheets-value='{"1":3,"3":36.08}' style="overflow:hidden;padding:0px 3px 0px 3px;vertical-align:bottom;text-align:center;">36</td> <td data-sheets-numberformat='{"1":2,"2":"0","3":1}' data-sheets-value='{"1":3,"3":54.78}' style="overflow:hidden;padding:0px 3px 0px 3px;vertical-align:bottom;text-align:center;">55</td> <td data-sheets-value='{"1":3,"3":24}' style="border-right:1px solid #000000;overflow:hidden;padding:0px 3px 0px 3px;vertical-align:bottom;text-align:center;">24</td> </tr> <tr style="height:20px;"> <td data-sheets-value='{"1":2,"2":"PC"}' style="border-left:1px solid #000000;overflow:hidden;padding:0px 3px 0px 3px;vertical-align:bottom;">PC</td> <td style="overflow:hidden;padding:0px 3px 0px 3px;vertical-align:bottom;"></td> <td data-sheets-value='{"1":2,"2":"Opal (D)"}' style="overflow:hidden;padding:0px 3px 0px 3px;vertical-align:bottom;">Opal (D)</td> <td data-sheets-numberformat='{"1":2,"2":"0.00","3":1}' data-sheets-value='{"1":3,"3":1.19}' style="overflow:hidden;padding:0px 3px 0px 3px;vertical-align:bottom;text-align:center;">1.19</td> <td data-sheets-numberformat='{"1":2,"2":"0","3":1}' data-sheets-value='{"1":3,"3":23.779999999999998}' style="overflow:hidden;padding:0px 3px 0px 3px;vertical-align:bottom;text-align:center;">24</td> <td data-sheets-numberformat='{"1":2,"2":"0","3":1}' data-sheets-value='{"1":3,"3":39.6}' style="overflow:hidden;padding:0px 3px 0px 3px;vertical-align:bottom;text-align:center;">40</td> <td data-sheets-value='{"1":3,"3":24}' style="border-right:1px solid #000000;overflow:hidden;padding:0px 3px 0px 3px;vertical-align:bottom;text-align:center;">24</td> </tr> <tr style="height:20px;"> <td style="border-left:1px solid #000000;overflow:hidden;padding:0px 3px 0px 3px;vertical-align:bottom;"></td> <td data-sheets-value='{"1":2,"2":"DW"}' style="overflow:hidden;padding:0px 3px 0px 3px;vertical-align:bottom;">DW</td> <td data-sheets-value='{"1":2,"2":"Clear (A/H)"}' style="overflow:hidden;padding:0px 3px 0px 3px;vertical-align:bottom;">Clear (A/H)</td> <td data-sheets-numberformat='{"1":2,"2":"0.00","3":1}' data-sheets-value='{"1":3,"3":0.98}' style="overflow:hidden;padding:0px 3px 0px 3px;vertical-align:bottom;text-align:center;">0.98</td> <td data-sheets-numberformat='{"1":2,"2":"0","3":1}' data-sheets-value='{"1":3,"3":32.39}' style="overflow:hidden;padding:0px 3px 0px 3px;vertical-align:bottom;text-align:center;">32</td> <td data-sheets-numberformat='{"1":2,"2":"0","3":1}' data-sheets-value='{"1":3,"3":47.52}' style="overflow:hidden;padding:0px 3px 0px 3px;vertical-align:bottom;text-align:center;">48</td> <td data-sheets-value='{"1":3,"3":26}' style="border-right:1px solid #000000;overflow:hidden;padding:0px 3px 0px 3px;vertical-align:bottom;text-align:center;">26</td> </tr> <tr style="height:20px;"> <td style="border-left:1px solid #000000;overflow:hidden;padding:0px 3px 0px 3px;vertical-align:bottom;"></td> <td style="overflow:hidden;padding:0px 3px 0px 3px;vertical-align:bottom;"></td> <td data-sheets-value='{"1":2,"2":"Clear (A/A)"}' style="overflow:hidden;padding:0px 3px 0px 3px;vertical-align:bottom;">Clear (A/A)</td> <td data-sheets-numberformat='{"1":2,"2":"0.00","3":1}' data-sheets-value='{"1":3,"3":0.98}' style="overflow:hidden;padding:0px 3px 0px 3px;vertical-align:bottom;text-align:center;">0.98</td> <td data-sheets-numberformat='{"1":2,"2":"0","3":1}' data-sheets-value='{"1":3,"3":31.569999999999997}' style="overflow:hidden;padding:0px 3px 0px 3px;vertical-align:bottom;text-align:center;">32</td> <td data-sheets-numberformat='{"1":2,"2":"0","3":1}' data-sheets-value='{"1":3,"3":45.54}' style="overflow:hidden;padding:0px 3px 0px 3px;vertical-align:bottom;text-align:center;">46</td> <td data-sheets-value='{"1":3,"3":26}' style="border-right:1px solid #000000;overflow:hidden;padding:0px 3px 0px 3px;vertical-align:bottom;text-align:center;">26</td> </tr> <tr style="height:20px;"> <td style="border-left:1px solid #000000;overflow:hidden;padding:0px 3px 0px 3px;vertical-align:bottom;"></td> <td style="overflow:hidden;padding:0px 3px 0px 3px;vertical-align:bottom;"></td> <td data-sheets-value='{"1":2,"2":"Opal (A/O)"}' style="overflow:hidden;padding:0px 3px 0px 3px;vertical-align:bottom;">Opal (A/O)</td> <td data-sheets-numberformat='{"1":2,"2":"0.00","3":1}' data-sheets-value='{"1":3,"3":0.98}' style="overflow:hidden;padding:0px 3px 0px 3px;vertical-align:bottom;text-align:center;">0.98</td> <td data-sheets-numberformat='{"1":2,"2":"0","3":1}' data-sheets-value='{"1":3,"3":29.93}' style="overflow:hidden;padding:0px 3px 0px 3px;vertical-align:bottom;text-align:center;">30</td> <td data-sheets-numberformat='{"1":2,"2":"0","3":1}' data-sheets-value='{"1":3,"3":41.580000000000005}' style="overflow:hidden;padding:0px 3px 0px 3px;vertical-align:bottom;text-align:center;">42</td> <td data-sheets-value='{"1":3,"3":26}' style="border-right:1px solid #000000;overflow:hidden;padding:0px 3px 0px 3px;vertical-align:bottom;text-align:center;">26</td> </tr> <tr style="height:20px;"> <td style="border-bottom:1px solid #000000;border-left:1px solid #000000;overflow:hidden;padding:0px 3px 0px 3px;vertical-align:bottom;"></td> <td style="border-bottom:1px solid #000000;overflow:hidden;padding:0px 3px 0px 3px;vertical-align:bottom;"></td> <td data-sheets-value='{"1":2,"2":"Opal (A/D)"}' style="border-bottom:1px solid #000000;overflow:hidden;padding:0px 3px 0px 3px;vertical-align:bottom;">Opal (A/D)</td> <td data-sheets-numberformat='{"1":2,"2":"0.00","3":1}' data-sheets-value='{"1":3,"3":0.98}' style="border-bottom:1px solid #000000;overflow:hidden;padding:0px 3px 0px 3px;vertical-align:bottom;text-align:center;">0.98</td> <td data-sheets-numberformat='{"1":2,"2":"0","3":1}' data-sheets-value='{"1":3,"3":20.91}' style="border-bottom:1px solid #000000;overflow:hidden;padding:0px 3px 0px 3px;vertical-align:bottom;text-align:center;">21</td> <td data-sheets-numberformat='{"1":2,"2":"0","3":1}' data-sheets-value='{"1":3,"3":33}' style="border-bottom:1px solid #000000;overflow:hidden;padding:0px 3px 0px 3px;vertical-align:bottom;text-align:center;">33</td> <td data-sheets-value='{"1":3,"3":26}' style="border-right:1px solid #000000;border-bottom:1px solid #000000;overflow:hidden;padding:0px 3px 0px 3px;vertical-align:bottom;text-align:center;">26</td> </tr> <tr style="height:20px;"> <td data-sheets-value='{"1":2,"2":"Polycarbonate"}' style="border-left:1px solid #000000;overflow:hidden;padding:0px 3px 0px 3px;vertical-align:bottom;">Polycarbonate</td> <td data-sheets-value='{"1":2,"2":"EW"}' style="overflow:hidden;padding:0px 3px 0px 3px;vertical-align:bottom;">EW</td> <td data-sheets-value='{"1":2,"2":"Heatstop Opal (T)"}' style="overflow:hidden;padding:0px 3px 0px 3px;vertical-align:bottom;">Heatstop Opal (T)</td> <td data-sheets-numberformat='{"1":2,"2":"0.00","3":1}' data-sheets-value='{"1":3,"3":1.19}' style="overflow:hidden;padding:0px 3px 0px 3px;vertical-align:bottom;text-align:center;">1.19</td> <td data-sheets-numberformat='{"1":2,"2":"0","3":1}' data-sheets-value='{"1":3,"3":20.09}' style="overflow:hidden;padding:0px 3px 0px 3px;vertical-align:bottom;text-align:center;">20</td> <td data-sheets-numberformat='{"1":2,"2":"0","3":1}' data-sheets-value='{"1":3,"3":38.940000000000005}' style="overflow:hidden;padding:0px 3px 0px 3px;vertical-align:bottom;text-align:center;">39</td> <td data-sheets-value='{"1":3,"3":24}' style="border-right:1px solid #000000;overflow:hidden;padding:0px 3px 0px 3px;vertical-align:bottom;text-align:center;">24</td> </tr> <tr style="height:20px;"> <td data-sheets-value='{"1":2,"2":"Heatstop PC"}' style="border-left:1px solid #000000;overflow:hidden;padding:0px 3px 0px 3px;vertical-align:bottom;">Heatstop PC</td> <td data-sheets-value='{"1":2,"2":"DW"}' style="overflow:hidden;padding:0px 3px 0px 3px;vertical-align:bottom;">DW</td> <td data-sheets-value='{"1":2,"2":"Clear (T/H)"}' style="overflow:hidden;padding:0px 3px 0px 3px;vertical-align:bottom;">Clear (T/H)</td> <td data-sheets-numberformat='{"1":2,"2":"0.00","3":1}' data-sheets-value='{"1":3,"3":0.98}' style="overflow:hidden;padding:0px 3px 0px 3px;vertical-align:bottom;text-align:center;">0.98</td> <td data-sheets-numberformat='{"1":2,"2":"0","3":1}' data-sheets-value='{"1":3,"3":18.04}' style="overflow:hidden;padding:0px 3px 0px 3px;vertical-align:bottom;text-align:center;">18</td> <td data-sheets-numberformat='{"1":2,"2":"0","3":1}' data-sheets-value='{"1":3,"3":33.660000000000004}' style="overflow:hidden;padding:0px 3px 0px 3px;vertical-align:bottom;text-align:center;">34</td> <td data-sheets-value='{"1":3,"3":26}' style="border-right:1px solid #000000;overflow:hidden;padding:0px 3px 0px 3px;vertical-align:bottom;text-align:center;">26</td> </tr> <tr style="height:20px;"> <td style="border-bottom:1px solid #000000;border-left:1px solid #000000;overflow:hidden;padding:0px 3px 0px 3px;vertical-align:bottom;"></td> <td style="border-bottom:1px solid #000000;overflow:hidden;padding:0px 3px 0px 3px;vertical-align:bottom;"></td> <td data-sheets-value='{"1":2,"2":"Opal (T/O)"}' style="border-bottom:1px solid #000000;overflow:hidden;padding:0px 3px 0px 3px;vertical-align:bottom;">Opal (T/O)</td> <td data-sheets-numberformat='{"1":2,"2":"0.00","3":1}' data-sheets-value='{"1":3,"3":0.98}' style="border-bottom:1px solid #000000;overflow:hidden;padding:0px 3px 0px 3px;vertical-align:bottom;text-align:center;">0.98</td> <td data-sheets-numberformat='{"1":2,"2":"0","3":1}' data-sheets-value='{"1":3,"3":16.81}' style="border-bottom:1px solid #000000;overflow:hidden;padding:0px 3px 0px 3px;vertical-align:bottom;text-align:center;">17</td> <td data-sheets-numberformat='{"1":2,"2":"0","3":1}' data-sheets-value='{"1":3,"3":29.700000000000003}' style="border-bottom:1px solid #000000;overflow:hidden;padding:0px 3px 0px 3px;vertical-align:bottom;text-align:center;">30</td> <td data-sheets-value='{"1":3,"3":26}' style="border-right:1px solid #000000;border-bottom:1px solid #000000;overflow:hidden;padding:0px 3px 0px 3px;vertical-align:bottom;text-align:center;">26</td> </tr> </tbody></table> | skylux-160-ce-met-koepel-en-pvc-opstand-16-00-met-lm-motor-pvc-raam-type-ep25-en-windvang-1100-x-1400-mm | 8586026647885 | 46872337744205
Smoke and heat exhaust (SHEV) | SHE system | Skylux | Skylux 160° CE with skylight and PVC curb 16/00 with LM-actuator, PVC frame type EP25 and spoiler 1100 x 1700 mm |  | 50338 | 5412970503385 | 5295 | Yes | 30-45 | 85.41 | 1100 x 1700 mm | 1700 | 1100 |  | PVC 16/00 (16 cm high & roof opening = daylight size) | Rectangular | 1.19 W/m²K - 0.98 W/m²K | 57% - 30% | 37% - 17% | 24dB - 26dB | 160° CE (for industry) | PVC frame EP25 | with spoiler | E | Single actuator | Maximum double-walled skylight possible for this product | Ut-value LT-value g-value Rw-value EN 1873 : 2014 EN ISO 13468 EN 16153 EN 410 EN 410 EN ISO 140-3 Material Walls Shells (W/m²K) (%) (%) (dB) Acrylic EW Clear (H) 1.19 37 57 24 PMMA Opal (O) 1.19 34 50 24 DW Clear (H/H) 0.98 33 50 26 Opal (O/O) 0.98 28 38 26 Polycarbonate EW Clear (A) 1.19 36 55 24 PC Opal (D) 1.19 24 40 24 DW Clear (A/H) 0.98 32 48 26 Clear (A/A) 0.98 32 46 26 Opal (A/O) 0.98 30 42 26 Opal (A/D) 0.98 21 33 26 Polycarbonate EW Heatstop Opal (T) 1.19 20 39 24 Heatstop PC DW Clear (T/H) 0.98 18 34 26 Opal (T/O) 0.98 17 30 26 | https://skylux.eu/en/products/skylux-160-ce-met-koepel-en-pvc-opstand-16-00-met-lm-motor-pvc-raam-type-ep25-en-windvang-1100-x-1700-mm | https://skylux.eu/cdn/shop/files/Skylux-160deg-CE-met-koepel-en-pvc-opstand-1600-met-LM-motor-pvc-raam-type-EP25-en-windvang-1100-x-1700-mm-RWA-systeem.jpg?v=1702979950&width=1600 | https://skylux.eu/cdn/shop/files/e5a82811-1bb0-48e4-a776-cacb59c7c092_27f90105-5a37-4241-9270-50826d8098c5.jpg?v=1688551016&width=1600 | //skylux.eu/cdn/shop/files/E_MH_Mounting_instructions_Skylux_160_CE_LM.pdf?v=12406716259046007223 | //skylux.eu/cdn/shop/files/E_TD_Technical_File_Skylux_Skylux_160_CE_Electric.pdf?v=3667116872303399239 | <style type="text/css" id="isPasted"><!--td {border: 1px solid #cccccc;}br {mso-data-placement:same-cell;}--></style><table border="1" cellpadding="0" cellspacing="0" dir="ltr" style="table-layout:fixed;font-size:10pt;font-family:Arial;border-collapse:collapse;border:none;"><tbody> <tr style="height:20px;"> <td style="overflow:hidden;padding:0px 3px 0px 3px;vertical-align:bottom;"></td> <td style="overflow:hidden;padding:0px 3px 0px 3px;vertical-align:bottom;"></td> <td style="overflow:hidden;padding:0px 3px 0px 3px;vertical-align:bottom;"></td> <td data-sheets-value='{"1":2,"2":"Ut-value"}' style="overflow:hidden;padding:0px 3px 0px 3px;vertical-align:bottom;font-weight:bold;text-align:center;">Ut-value</td> <td data-sheets-value='{"1":2,"2":"LT-value"}' style="overflow:hidden;padding:0px 3px 0px 3px;vertical-align:bottom;font-weight:bold;text-align:center;">LT-value</td> <td data-sheets-value='{"1":2,"2":"g-value"}' style="overflow:hidden;padding:0px 3px 0px 3px;vertical-align:bottom;font-weight:bold;text-align:center;">g-value</td> <td data-sheets-value='{"1":2,"2":"Rw-value "}' style="overflow:hidden;padding:0px 3px 0px 3px;vertical-align:bottom;font-weight:bold;text-align:center;">Rw-value </td> </tr> <tr style="height:20px;"> <td style="overflow:hidden;padding:0px 3px 0px 3px;vertical-align:bottom;"></td> <td style="overflow:hidden;padding:0px 3px 0px 3px;vertical-align:bottom;"></td> <td style="overflow:hidden;padding:0px 3px 0px 3px;vertical-align:bottom;"></td> <td data-sheets-numberformat='{"1":2,"2":"0.00","3":1}' data-sheets-value='{"1":2,"2":"EN 1873 : 2014"}' style="overflow:hidden;padding:0px 3px 0px 3px;vertical-align:bottom;text-align:center;">EN 1873 : 2014</td> <td data-sheets-numberformat='{"1":2,"2":"0","3":1}' data-sheets-value='{"1":2,"2":"EN ISO 13468 EN 16153 EN 410"}' style="overflow:hidden;padding:0px 3px 0px 3px;vertical-align:bottom;text-align:center;">EN ISO 13468 EN 16153 EN 410</td> <td data-sheets-numberformat='{"1":2,"2":"0","3":1}' data-sheets-value='{"1":2,"2":"EN 410"}' style="overflow:hidden;padding:0px 3px 0px 3px;vertical-align:bottom;text-align:center;">EN 410</td> <td data-sheets-value='{"1":2,"2":"EN ISO 140-3\t\t"}' style="overflow:hidden;padding:0px 3px 0px 3px;vertical-align:bottom;text-align:center;">EN ISO 140-3 </td> </tr> <tr style="height:20px;"> <td data-sheets-value='{"1":2,"2":"Material"}' style="border-bottom:1px solid #000000;overflow:hidden;padding:0px 3px 0px 3px;vertical-align:bottom;background-color:#000000;font-weight:bold;color:#ffffff;">Material</td> <td data-sheets-value='{"1":2,"2":"Walls"}' style="border-bottom:1px solid #000000;overflow:hidden;padding:0px 3px 0px 3px;vertical-align:bottom;background-color:#000000;font-weight:bold;color:#ffffff;">Walls</td> <td data-sheets-value='{"1":2,"2":"Shells"}' style="border-bottom:1px solid #000000;overflow:hidden;padding:0px 3px 0px 3px;vertical-align:bottom;background-color:#000000;font-weight:bold;color:#ffffff;">Shells</td> <td data-sheets-numberformat='{"1":2,"2":"0.00","3":1}' data-sheets-value='{"1":2,"2":"(W/m²K)\t"}' style="border-bottom:1px solid #000000;overflow:hidden;padding:0px 3px 0px 3px;vertical-align:bottom;background-color:#000000;font-weight:bold;color:#ffffff;text-align:center;">(W/m²K) </td> <td data-sheets-numberformat='{"1":2,"2":"0","3":1}' data-sheets-value='{"1":2,"2":"(%)"}' style="border-bottom:1px solid #000000;overflow:hidden;padding:0px 3px 0px 3px;vertical-align:bottom;background-color:#000000;font-weight:bold;color:#ffffff;text-align:center;">(%)</td> <td data-sheets-numberformat='{"1":2,"2":"0","3":1}' data-sheets-value='{"1":2,"2":"(%)"}' style="border-bottom:1px solid #000000;overflow:hidden;padding:0px 3px 0px 3px;vertical-align:bottom;background-color:#000000;font-weight:bold;color:#ffffff;text-align:center;">(%)</td> <td data-sheets-value='{"1":2,"2":"(dB)"}' style="border-bottom:1px solid #000000;overflow:hidden;padding:0px 3px 0px 3px;vertical-align:bottom;background-color:#000000;font-weight:bold;color:#ffffff;text-align:center;">(dB)</td> </tr> <tr style="height:20px;"> <td data-sheets-value='{"1":2,"2":"Acrylic"}' style="border-left:1px solid #000000;overflow:hidden;padding:0px 3px 0px 3px;vertical-align:bottom;">Acrylic</td> <td data-sheets-value='{"1":2,"2":"EW"}' style="overflow:hidden;padding:0px 3px 0px 3px;vertical-align:bottom;">EW</td> <td data-sheets-value='{"1":2,"2":"Clear (H)"}' style="overflow:hidden;padding:0px 3px 0px 3px;vertical-align:bottom;">Clear (H)</td> <td data-sheets-numberformat='{"1":2,"2":"0.00","3":1}' data-sheets-value='{"1":3,"3":1.19}' style="overflow:hidden;padding:0px 3px 0px 3px;vertical-align:bottom;text-align:center;">1.19</td> <td data-sheets-numberformat='{"1":2,"2":"0","3":1}' data-sheets-value='{"1":3,"3":36.9}' style="overflow:hidden;padding:0px 3px 0px 3px;vertical-align:bottom;text-align:center;">37</td> <td data-sheets-numberformat='{"1":2,"2":"0","3":1}' data-sheets-value='{"1":3,"3":57.42}' style="overflow:hidden;padding:0px 3px 0px 3px;vertical-align:bottom;text-align:center;">57</td> <td data-sheets-value='{"1":3,"3":24}' style="border-right:1px solid #000000;overflow:hidden;padding:0px 3px 0px 3px;vertical-align:bottom;text-align:center;">24</td> </tr> <tr style="height:20px;"> <td data-sheets-value='{"1":2,"2":"PMMA"}' style="border-left:1px solid #000000;overflow:hidden;padding:0px 3px 0px 3px;vertical-align:bottom;">PMMA</td> <td style="overflow:hidden;padding:0px 3px 0px 3px;vertical-align:bottom;"></td> <td data-sheets-value='{"1":2,"2":"Opal (O)"}' style="overflow:hidden;padding:0px 3px 0px 3px;vertical-align:bottom;">Opal (O)</td> <td data-sheets-numberformat='{"1":2,"2":"0.00","3":1}' data-sheets-value='{"1":3,"3":1.19}' style="overflow:hidden;padding:0px 3px 0px 3px;vertical-align:bottom;text-align:center;">1.19</td> <td data-sheets-numberformat='{"1":2,"2":"0","3":1}' data-sheets-value='{"1":3,"3":34.03}' style="overflow:hidden;padding:0px 3px 0px 3px;vertical-align:bottom;text-align:center;">34</td> <td data-sheets-numberformat='{"1":2,"2":"0","3":1}' data-sheets-value='{"1":3,"3":50.160000000000004}' style="overflow:hidden;padding:0px 3px 0px 3px;vertical-align:bottom;text-align:center;">50</td> <td data-sheets-value='{"1":3,"3":24}' style="border-right:1px solid #000000;overflow:hidden;padding:0px 3px 0px 3px;vertical-align:bottom;text-align:center;">24</td> </tr> <tr style="height:20px;"> <td style="border-left:1px solid #000000;overflow:hidden;padding:0px 3px 0px 3px;vertical-align:bottom;"></td> <td data-sheets-value='{"1":2,"2":"DW"}' style="overflow:hidden;padding:0px 3px 0px 3px;vertical-align:bottom;">DW</td> <td data-sheets-value='{"1":2,"2":"Clear (H/H)"}' style="overflow:hidden;padding:0px 3px 0px 3px;vertical-align:bottom;">Clear (H/H)</td> <td data-sheets-numberformat='{"1":2,"2":"0.00","3":1}' data-sheets-value='{"1":3,"3":0.98}' style="overflow:hidden;padding:0px 3px 0px 3px;vertical-align:bottom;text-align:center;">0.98</td> <td data-sheets-numberformat='{"1":2,"2":"0","3":1}' data-sheets-value='{"1":3,"3":33.21}' style="overflow:hidden;padding:0px 3px 0px 3px;vertical-align:bottom;text-align:center;">33</td> <td data-sheets-numberformat='{"1":2,"2":"0","3":1}' data-sheets-value='{"1":3,"3":49.5}' style="overflow:hidden;padding:0px 3px 0px 3px;vertical-align:bottom;text-align:center;">50</td> <td data-sheets-value='{"1":3,"3":26}' style="border-right:1px solid #000000;overflow:hidden;padding:0px 3px 0px 3px;vertical-align:bottom;text-align:center;">26</td> </tr> <tr style="height:20px;"> <td style="border-bottom:1px solid #000000;border-left:1px solid #000000;overflow:hidden;padding:0px 3px 0px 3px;vertical-align:bottom;"></td> <td style="border-bottom:1px solid #000000;overflow:hidden;padding:0px 3px 0px 3px;vertical-align:bottom;"></td> <td data-sheets-value='{"1":2,"2":"Opal (O/O)"}' style="border-bottom:1px solid #000000;overflow:hidden;padding:0px 3px 0px 3px;vertical-align:bottom;">Opal (O/O)</td> <td data-sheets-numberformat='{"1":2,"2":"0.00","3":1}' data-sheets-value='{"1":3,"3":0.98}' style="border-bottom:1px solid #000000;overflow:hidden;padding:0px 3px 0px 3px;vertical-align:bottom;text-align:center;">0.98</td> <td data-sheets-numberformat='{"1":2,"2":"0","3":1}' data-sheets-value='{"1":3,"3":28.29}' style="border-bottom:1px solid #000000;overflow:hidden;padding:0px 3px 0px 3px;vertical-align:bottom;text-align:center;">28</td> <td data-sheets-numberformat='{"1":2,"2":"0","3":1}' data-sheets-value='{"1":3,"3":38.28}' style="border-bottom:1px solid #000000;overflow:hidden;padding:0px 3px 0px 3px;vertical-align:bottom;text-align:center;">38</td> <td data-sheets-value='{"1":3,"3":26}' style="border-right:1px solid #000000;border-bottom:1px solid #000000;overflow:hidden;padding:0px 3px 0px 3px;vertical-align:bottom;text-align:center;">26</td> </tr> <tr style="height:20px;"> <td data-sheets-value='{"1":2,"2":"Polycarbonate "}' style="border-left:1px solid #000000;overflow:hidden;padding:0px 3px 0px 3px;vertical-align:bottom;">Polycarbonate </td> <td data-sheets-value='{"1":2,"2":"EW"}' style="overflow:hidden;padding:0px 3px 0px 3px;vertical-align:bottom;">EW</td> <td data-sheets-value='{"1":2,"2":"Clear (A)"}' style="overflow:hidden;padding:0px 3px 0px 3px;vertical-align:bottom;">Clear (A)</td> <td data-sheets-numberformat='{"1":2,"2":"0.00","3":1}' data-sheets-value='{"1":3,"3":1.19}' style="overflow:hidden;padding:0px 3px 0px 3px;vertical-align:bottom;text-align:center;">1.19</td> <td data-sheets-numberformat='{"1":2,"2":"0","3":1}' data-sheets-value='{"1":3,"3":36.08}' style="overflow:hidden;padding:0px 3px 0px 3px;vertical-align:bottom;text-align:center;">36</td> <td data-sheets-numberformat='{"1":2,"2":"0","3":1}' data-sheets-value='{"1":3,"3":54.78}' style="overflow:hidden;padding:0px 3px 0px 3px;vertical-align:bottom;text-align:center;">55</td> <td data-sheets-value='{"1":3,"3":24}' style="border-right:1px solid #000000;overflow:hidden;padding:0px 3px 0px 3px;vertical-align:bottom;text-align:center;">24</td> </tr> <tr style="height:20px;"> <td data-sheets-value='{"1":2,"2":"PC"}' style="border-left:1px solid #000000;overflow:hidden;padding:0px 3px 0px 3px;vertical-align:bottom;">PC</td> <td style="overflow:hidden;padding:0px 3px 0px 3px;vertical-align:bottom;"></td> <td data-sheets-value='{"1":2,"2":"Opal (D)"}' style="overflow:hidden;padding:0px 3px 0px 3px;vertical-align:bottom;">Opal (D)</td> <td data-sheets-numberformat='{"1":2,"2":"0.00","3":1}' data-sheets-value='{"1":3,"3":1.19}' style="overflow:hidden;padding:0px 3px 0px 3px;vertical-align:bottom;text-align:center;">1.19</td> <td data-sheets-numberformat='{"1":2,"2":"0","3":1}' data-sheets-value='{"1":3,"3":23.779999999999998}' style="overflow:hidden;padding:0px 3px 0px 3px;vertical-align:bottom;text-align:center;">24</td> <td data-sheets-numberformat='{"1":2,"2":"0","3":1}' data-sheets-value='{"1":3,"3":39.6}' style="overflow:hidden;padding:0px 3px 0px 3px;vertical-align:bottom;text-align:center;">40</td> <td data-sheets-value='{"1":3,"3":24}' style="border-right:1px solid #000000;overflow:hidden;padding:0px 3px 0px 3px;vertical-align:bottom;text-align:center;">24</td> </tr> <tr style="height:20px;"> <td style="border-left:1px solid #000000;overflow:hidden;padding:0px 3px 0px 3px;vertical-align:bottom;"></td> <td data-sheets-value='{"1":2,"2":"DW"}' style="overflow:hidden;padding:0px 3px 0px 3px;vertical-align:bottom;">DW</td> <td data-sheets-value='{"1":2,"2":"Clear (A/H)"}' style="overflow:hidden;padding:0px 3px 0px 3px;vertical-align:bottom;">Clear (A/H)</td> <td data-sheets-numberformat='{"1":2,"2":"0.00","3":1}' data-sheets-value='{"1":3,"3":0.98}' style="overflow:hidden;padding:0px 3px 0px 3px;vertical-align:bottom;text-align:center;">0.98</td> <td data-sheets-numberformat='{"1":2,"2":"0","3":1}' data-sheets-value='{"1":3,"3":32.39}' style="overflow:hidden;padding:0px 3px 0px 3px;vertical-align:bottom;text-align:center;">32</td> <td data-sheets-numberformat='{"1":2,"2":"0","3":1}' data-sheets-value='{"1":3,"3":47.52}' style="overflow:hidden;padding:0px 3px 0px 3px;vertical-align:bottom;text-align:center;">48</td> <td data-sheets-value='{"1":3,"3":26}' style="border-right:1px solid #000000;overflow:hidden;padding:0px 3px 0px 3px;vertical-align:bottom;text-align:center;">26</td> </tr> <tr style="height:20px;"> <td style="border-left:1px solid #000000;overflow:hidden;padding:0px 3px 0px 3px;vertical-align:bottom;"></td> <td style="overflow:hidden;padding:0px 3px 0px 3px;vertical-align:bottom;"></td> <td data-sheets-value='{"1":2,"2":"Clear (A/A)"}' style="overflow:hidden;padding:0px 3px 0px 3px;vertical-align:bottom;">Clear (A/A)</td> <td data-sheets-numberformat='{"1":2,"2":"0.00","3":1}' data-sheets-value='{"1":3,"3":0.98}' style="overflow:hidden;padding:0px 3px 0px 3px;vertical-align:bottom;text-align:center;">0.98</td> <td data-sheets-numberformat='{"1":2,"2":"0","3":1}' data-sheets-value='{"1":3,"3":31.569999999999997}' style="overflow:hidden;padding:0px 3px 0px 3px;vertical-align:bottom;text-align:center;">32</td> <td data-sheets-numberformat='{"1":2,"2":"0","3":1}' data-sheets-value='{"1":3,"3":45.54}' style="overflow:hidden;padding:0px 3px 0px 3px;vertical-align:bottom;text-align:center;">46</td> <td data-sheets-value='{"1":3,"3":26}' style="border-right:1px solid #000000;overflow:hidden;padding:0px 3px 0px 3px;vertical-align:bottom;text-align:center;">26</td> </tr> <tr style="height:20px;"> <td style="border-left:1px solid #000000;overflow:hidden;padding:0px 3px 0px 3px;vertical-align:bottom;"></td> <td style="overflow:hidden;padding:0px 3px 0px 3px;vertical-align:bottom;"></td> <td data-sheets-value='{"1":2,"2":"Opal (A/O)"}' style="overflow:hidden;padding:0px 3px 0px 3px;vertical-align:bottom;">Opal (A/O)</td> <td data-sheets-numberformat='{"1":2,"2":"0.00","3":1}' data-sheets-value='{"1":3,"3":0.98}' style="overflow:hidden;padding:0px 3px 0px 3px;vertical-align:bottom;text-align:center;">0.98</td> <td data-sheets-numberformat='{"1":2,"2":"0","3":1}' data-sheets-value='{"1":3,"3":29.93}' style="overflow:hidden;padding:0px 3px 0px 3px;vertical-align:bottom;text-align:center;">30</td> <td data-sheets-numberformat='{"1":2,"2":"0","3":1}' data-sheets-value='{"1":3,"3":41.580000000000005}' style="overflow:hidden;padding:0px 3px 0px 3px;vertical-align:bottom;text-align:center;">42</td> <td data-sheets-value='{"1":3,"3":26}' style="border-right:1px solid #000000;overflow:hidden;padding:0px 3px 0px 3px;vertical-align:bottom;text-align:center;">26</td> </tr> <tr style="height:20px;"> <td style="border-bottom:1px solid #000000;border-left:1px solid #000000;overflow:hidden;padding:0px 3px 0px 3px;vertical-align:bottom;"></td> <td style="border-bottom:1px solid #000000;overflow:hidden;padding:0px 3px 0px 3px;vertical-align:bottom;"></td> <td data-sheets-value='{"1":2,"2":"Opal (A/D)"}' style="border-bottom:1px solid #000000;overflow:hidden;padding:0px 3px 0px 3px;vertical-align:bottom;">Opal (A/D)</td> <td data-sheets-numberformat='{"1":2,"2":"0.00","3":1}' data-sheets-value='{"1":3,"3":0.98}' style="border-bottom:1px solid #000000;overflow:hidden;padding:0px 3px 0px 3px;vertical-align:bottom;text-align:center;">0.98</td> <td data-sheets-numberformat='{"1":2,"2":"0","3":1}' data-sheets-value='{"1":3,"3":20.91}' style="border-bottom:1px solid #000000;overflow:hidden;padding:0px 3px 0px 3px;vertical-align:bottom;text-align:center;">21</td> <td data-sheets-numberformat='{"1":2,"2":"0","3":1}' data-sheets-value='{"1":3,"3":33}' style="border-bottom:1px solid #000000;overflow:hidden;padding:0px 3px 0px 3px;vertical-align:bottom;text-align:center;">33</td> <td data-sheets-value='{"1":3,"3":26}' style="border-right:1px solid #000000;border-bottom:1px solid #000000;overflow:hidden;padding:0px 3px 0px 3px;vertical-align:bottom;text-align:center;">26</td> </tr> <tr style="height:20px;"> <td data-sheets-value='{"1":2,"2":"Polycarbonate"}' style="border-left:1px solid #000000;overflow:hidden;padding:0px 3px 0px 3px;vertical-align:bottom;">Polycarbonate</td> <td data-sheets-value='{"1":2,"2":"EW"}' style="overflow:hidden;padding:0px 3px 0px 3px;vertical-align:bottom;">EW</td> <td data-sheets-value='{"1":2,"2":"Heatstop Opal (T)"}' style="overflow:hidden;padding:0px 3px 0px 3px;vertical-align:bottom;">Heatstop Opal (T)</td> <td data-sheets-numberformat='{"1":2,"2":"0.00","3":1}' data-sheets-value='{"1":3,"3":1.19}' style="overflow:hidden;padding:0px 3px 0px 3px;vertical-align:bottom;text-align:center;">1.19</td> <td data-sheets-numberformat='{"1":2,"2":"0","3":1}' data-sheets-value='{"1":3,"3":20.09}' style="overflow:hidden;padding:0px 3px 0px 3px;vertical-align:bottom;text-align:center;">20</td> <td data-sheets-numberformat='{"1":2,"2":"0","3":1}' data-sheets-value='{"1":3,"3":38.940000000000005}' style="overflow:hidden;padding:0px 3px 0px 3px;vertical-align:bottom;text-align:center;">39</td> <td data-sheets-value='{"1":3,"3":24}' style="border-right:1px solid #000000;overflow:hidden;padding:0px 3px 0px 3px;vertical-align:bottom;text-align:center;">24</td> </tr> <tr style="height:20px;"> <td data-sheets-value='{"1":2,"2":"Heatstop PC"}' style="border-left:1px solid #000000;overflow:hidden;padding:0px 3px 0px 3px;vertical-align:bottom;">Heatstop PC</td> <td data-sheets-value='{"1":2,"2":"DW"}' style="overflow:hidden;padding:0px 3px 0px 3px;vertical-align:bottom;">DW</td> <td data-sheets-value='{"1":2,"2":"Clear (T/H)"}' style="overflow:hidden;padding:0px 3px 0px 3px;vertical-align:bottom;">Clear (T/H)</td> <td data-sheets-numberformat='{"1":2,"2":"0.00","3":1}' data-sheets-value='{"1":3,"3":0.98}' style="overflow:hidden;padding:0px 3px 0px 3px;vertical-align:bottom;text-align:center;">0.98</td> <td data-sheets-numberformat='{"1":2,"2":"0","3":1}' data-sheets-value='{"1":3,"3":18.04}' style="overflow:hidden;padding:0px 3px 0px 3px;vertical-align:bottom;text-align:center;">18</td> <td data-sheets-numberformat='{"1":2,"2":"0","3":1}' data-sheets-value='{"1":3,"3":33.660000000000004}' style="overflow:hidden;padding:0px 3px 0px 3px;vertical-align:bottom;text-align:center;">34</td> <td data-sheets-value='{"1":3,"3":26}' style="border-right:1px solid #000000;overflow:hidden;padding:0px 3px 0px 3px;vertical-align:bottom;text-align:center;">26</td> </tr> <tr style="height:20px;"> <td style="border-bottom:1px solid #000000;border-left:1px solid #000000;overflow:hidden;padding:0px 3px 0px 3px;vertical-align:bottom;"></td> <td style="border-bottom:1px solid #000000;overflow:hidden;padding:0px 3px 0px 3px;vertical-align:bottom;"></td> <td data-sheets-value='{"1":2,"2":"Opal (T/O)"}' style="border-bottom:1px solid #000000;overflow:hidden;padding:0px 3px 0px 3px;vertical-align:bottom;">Opal (T/O)</td> <td data-sheets-numberformat='{"1":2,"2":"0.00","3":1}' data-sheets-value='{"1":3,"3":0.98}' style="border-bottom:1px solid #000000;overflow:hidden;padding:0px 3px 0px 3px;vertical-align:bottom;text-align:center;">0.98</td> <td data-sheets-numberformat='{"1":2,"2":"0","3":1}' data-sheets-value='{"1":3,"3":16.81}' style="border-bottom:1px solid #000000;overflow:hidden;padding:0px 3px 0px 3px;vertical-align:bottom;text-align:center;">17</td> <td data-sheets-numberformat='{"1":2,"2":"0","3":1}' data-sheets-value='{"1":3,"3":29.700000000000003}' style="border-bottom:1px solid #000000;overflow:hidden;padding:0px 3px 0px 3px;vertical-align:bottom;text-align:center;">30</td> <td data-sheets-value='{"1":3,"3":26}' style="border-right:1px solid #000000;border-bottom:1px solid #000000;overflow:hidden;padding:0px 3px 0px 3px;vertical-align:bottom;text-align:center;">26</td> </tr> </tbody></table> | skylux-160-ce-met-koepel-en-pvc-opstand-16-00-met-lm-motor-pvc-raam-type-ep25-en-windvang-1100-x-1700-mm | 8586026713421 | 46872337842509
Smoke and heat exhaust (SHEV) | SHE system | Skylux | Skylux 160° CE with skylight and PVC curb 16/00 with LM-actuator, PVC frame type EP25 and spoiler 1100 x 2300 mm |  | 50339 | 5412970503392 | 6127.45 | Yes | 30-45 | 105.56 | 1100 x 2300 mm | 2300 | 1100 |  | PVC 16/00 (16 cm high & roof opening = daylight size) | Rectangular | 1.19 W/m²K - 0.98 W/m²K | 57% - 30% | 37% - 17% | 24dB - 26dB | 160° CE (for industry) | PVC frame EP25 | with spoiler | E | Single actuator | Maximum double-walled skylight possible for this product | Ut-value LT-value g-value Rw-value EN 1873 : 2014 EN ISO 13468 EN 16153 EN 410 EN 410 EN ISO 140-3 Material Walls Shells (W/m²K) (%) (%) (dB) Acrylic EW Clear (H) 1.19 37 57 24 PMMA Opal (O) 1.19 34 50 24 DW Clear (H/H) 0.98 33 50 26 Opal (O/O) 0.98 28 38 26 Polycarbonate EW Clear (A) 1.19 36 55 24 PC Opal (D) 1.19 24 40 24 DW Clear (A/H) 0.98 32 48 26 Clear (A/A) 0.98 32 46 26 Opal (A/O) 0.98 30 42 26 Opal (A/D) 0.98 21 33 26 Polycarbonate EW Heatstop Opal (T) 1.19 20 39 24 Heatstop PC DW Clear (T/H) 0.98 18 34 26 Opal (T/O) 0.98 17 30 26 | https://skylux.eu/en/products/skylux-160-ce-met-koepel-en-pvc-opstand-16-00-met-lm-motor-pvc-raam-type-ep25-en-windvang-1100-x-2300-mm | https://skylux.eu/cdn/shop/files/Skylux-160deg-CE-met-koepel-en-pvc-opstand-1600-met-LM-motor-pvc-raam-type-EP25-en-windvang-1100-x-2300-mm-RWA-systeem.jpg?v=1702979955&width=1600 | https://skylux.eu/cdn/shop/files/e5a82811-1bb0-48e4-a776-cacb59c7c092_12206658-e9c9-48cf-8470-050f2bcb6088.jpg?v=1688551017&width=1600 | //skylux.eu/cdn/shop/files/E_MH_Mounting_instructions_Skylux_160_CE_LM.pdf?v=12406716259046007223 | //skylux.eu/cdn/shop/files/E_TD_Technical_File_Skylux_Skylux_160_CE_Electric.pdf?v=3667116872303399239 | <style type="text/css" id="isPasted"><!--td {border: 1px solid #cccccc;}br {mso-data-placement:same-cell;}--></style><table border="1" cellpadding="0" cellspacing="0" dir="ltr" style="table-layout:fixed;font-size:10pt;font-family:Arial;border-collapse:collapse;border:none;"><tbody> <tr style="height:20px;"> <td style="overflow:hidden;padding:0px 3px 0px 3px;vertical-align:bottom;"></td> <td style="overflow:hidden;padding:0px 3px 0px 3px;vertical-align:bottom;"></td> <td style="overflow:hidden;padding:0px 3px 0px 3px;vertical-align:bottom;"></td> <td data-sheets-value='{"1":2,"2":"Ut-value"}' style="overflow:hidden;padding:0px 3px 0px 3px;vertical-align:bottom;font-weight:bold;text-align:center;">Ut-value</td> <td data-sheets-value='{"1":2,"2":"LT-value"}' style="overflow:hidden;padding:0px 3px 0px 3px;vertical-align:bottom;font-weight:bold;text-align:center;">LT-value</td> <td data-sheets-value='{"1":2,"2":"g-value"}' style="overflow:hidden;padding:0px 3px 0px 3px;vertical-align:bottom;font-weight:bold;text-align:center;">g-value</td> <td data-sheets-value='{"1":2,"2":"Rw-value "}' style="overflow:hidden;padding:0px 3px 0px 3px;vertical-align:bottom;font-weight:bold;text-align:center;">Rw-value </td> </tr> <tr style="height:20px;"> <td style="overflow:hidden;padding:0px 3px 0px 3px;vertical-align:bottom;"></td> <td style="overflow:hidden;padding:0px 3px 0px 3px;vertical-align:bottom;"></td> <td style="overflow:hidden;padding:0px 3px 0px 3px;vertical-align:bottom;"></td> <td data-sheets-numberformat='{"1":2,"2":"0.00","3":1}' data-sheets-value='{"1":2,"2":"EN 1873 : 2014"}' style="overflow:hidden;padding:0px 3px 0px 3px;vertical-align:bottom;text-align:center;">EN 1873 : 2014</td> <td data-sheets-numberformat='{"1":2,"2":"0","3":1}' data-sheets-value='{"1":2,"2":"EN ISO 13468 EN 16153 EN 410"}' style="overflow:hidden;padding:0px 3px 0px 3px;vertical-align:bottom;text-align:center;">EN ISO 13468 EN 16153 EN 410</td> <td data-sheets-numberformat='{"1":2,"2":"0","3":1}' data-sheets-value='{"1":2,"2":"EN 410"}' style="overflow:hidden;padding:0px 3px 0px 3px;vertical-align:bottom;text-align:center;">EN 410</td> <td data-sheets-value='{"1":2,"2":"EN ISO 140-3\t\t"}' style="overflow:hidden;padding:0px 3px 0px 3px;vertical-align:bottom;text-align:center;">EN ISO 140-3 </td> </tr> <tr style="height:20px;"> <td data-sheets-value='{"1":2,"2":"Material"}' style="border-bottom:1px solid #000000;overflow:hidden;padding:0px 3px 0px 3px;vertical-align:bottom;background-color:#000000;font-weight:bold;color:#ffffff;">Material</td> <td data-sheets-value='{"1":2,"2":"Walls"}' style="border-bottom:1px solid #000000;overflow:hidden;padding:0px 3px 0px 3px;vertical-align:bottom;background-color:#000000;font-weight:bold;color:#ffffff;">Walls</td> <td data-sheets-value='{"1":2,"2":"Shells"}' style="border-bottom:1px solid #000000;overflow:hidden;padding:0px 3px 0px 3px;vertical-align:bottom;background-color:#000000;font-weight:bold;color:#ffffff;">Shells</td> <td data-sheets-numberformat='{"1":2,"2":"0.00","3":1}' data-sheets-value='{"1":2,"2":"(W/m²K)\t"}' style="border-bottom:1px solid #000000;overflow:hidden;padding:0px 3px 0px 3px;vertical-align:bottom;background-color:#000000;font-weight:bold;color:#ffffff;text-align:center;">(W/m²K) </td> <td data-sheets-numberformat='{"1":2,"2":"0","3":1}' data-sheets-value='{"1":2,"2":"(%)"}' style="border-bottom:1px solid #000000;overflow:hidden;padding:0px 3px 0px 3px;vertical-align:bottom;background-color:#000000;font-weight:bold;color:#ffffff;text-align:center;">(%)</td> <td data-sheets-numberformat='{"1":2,"2":"0","3":1}' data-sheets-value='{"1":2,"2":"(%)"}' style="border-bottom:1px solid #000000;overflow:hidden;padding:0px 3px 0px 3px;vertical-align:bottom;background-color:#000000;font-weight:bold;color:#ffffff;text-align:center;">(%)</td> <td data-sheets-value='{"1":2,"2":"(dB)"}' style="border-bottom:1px solid #000000;overflow:hidden;padding:0px 3px 0px 3px;vertical-align:bottom;background-color:#000000;font-weight:bold;color:#ffffff;text-align:center;">(dB)</td> </tr> <tr style="height:20px;"> <td data-sheets-value='{"1":2,"2":"Acrylic"}' style="border-left:1px solid #000000;overflow:hidden;padding:0px 3px 0px 3px;vertical-align:bottom;">Acrylic</td> <td data-sheets-value='{"1":2,"2":"EW"}' style="overflow:hidden;padding:0px 3px 0px 3px;vertical-align:bottom;">EW</td> <td data-sheets-value='{"1":2,"2":"Clear (H)"}' style="overflow:hidden;padding:0px 3px 0px 3px;vertical-align:bottom;">Clear (H)</td> <td data-sheets-numberformat='{"1":2,"2":"0.00","3":1}' data-sheets-value='{"1":3,"3":1.19}' style="overflow:hidden;padding:0px 3px 0px 3px;vertical-align:bottom;text-align:center;">1.19</td> <td data-sheets-numberformat='{"1":2,"2":"0","3":1}' data-sheets-value='{"1":3,"3":36.9}' style="overflow:hidden;padding:0px 3px 0px 3px;vertical-align:bottom;text-align:center;">37</td> <td data-sheets-numberformat='{"1":2,"2":"0","3":1}' data-sheets-value='{"1":3,"3":57.42}' style="overflow:hidden;padding:0px 3px 0px 3px;vertical-align:bottom;text-align:center;">57</td> <td data-sheets-value='{"1":3,"3":24}' style="border-right:1px solid #000000;overflow:hidden;padding:0px 3px 0px 3px;vertical-align:bottom;text-align:center;">24</td> </tr> <tr style="height:20px;"> <td data-sheets-value='{"1":2,"2":"PMMA"}' style="border-left:1px solid #000000;overflow:hidden;padding:0px 3px 0px 3px;vertical-align:bottom;">PMMA</td> <td style="overflow:hidden;padding:0px 3px 0px 3px;vertical-align:bottom;"></td> <td data-sheets-value='{"1":2,"2":"Opal (O)"}' style="overflow:hidden;padding:0px 3px 0px 3px;vertical-align:bottom;">Opal (O)</td> <td data-sheets-numberformat='{"1":2,"2":"0.00","3":1}' data-sheets-value='{"1":3,"3":1.19}' style="overflow:hidden;padding:0px 3px 0px 3px;vertical-align:bottom;text-align:center;">1.19</td> <td data-sheets-numberformat='{"1":2,"2":"0","3":1}' data-sheets-value='{"1":3,"3":34.03}' style="overflow:hidden;padding:0px 3px 0px 3px;vertical-align:bottom;text-align:center;">34</td> <td data-sheets-numberformat='{"1":2,"2":"0","3":1}' data-sheets-value='{"1":3,"3":50.160000000000004}' style="overflow:hidden;padding:0px 3px 0px 3px;vertical-align:bottom;text-align:center;">50</td> <td data-sheets-value='{"1":3,"3":24}' style="border-right:1px solid #000000;overflow:hidden;padding:0px 3px 0px 3px;vertical-align:bottom;text-align:center;">24</td> </tr> <tr style="height:20px;"> <td style="border-left:1px solid #000000;overflow:hidden;padding:0px 3px 0px 3px;vertical-align:bottom;"></td> <td data-sheets-value='{"1":2,"2":"DW"}' style="overflow:hidden;padding:0px 3px 0px 3px;vertical-align:bottom;">DW</td> <td data-sheets-value='{"1":2,"2":"Clear (H/H)"}' style="overflow:hidden;padding:0px 3px 0px 3px;vertical-align:bottom;">Clear (H/H)</td> <td data-sheets-numberformat='{"1":2,"2":"0.00","3":1}' data-sheets-value='{"1":3,"3":0.98}' style="overflow:hidden;padding:0px 3px 0px 3px;vertical-align:bottom;text-align:center;">0.98</td> <td data-sheets-numberformat='{"1":2,"2":"0","3":1}' data-sheets-value='{"1":3,"3":33.21}' style="overflow:hidden;padding:0px 3px 0px 3px;vertical-align:bottom;text-align:center;">33</td> <td data-sheets-numberformat='{"1":2,"2":"0","3":1}' data-sheets-value='{"1":3,"3":49.5}' style="overflow:hidden;padding:0px 3px 0px 3px;vertical-align:bottom;text-align:center;">50</td> <td data-sheets-value='{"1":3,"3":26}' style="border-right:1px solid #000000;overflow:hidden;padding:0px 3px 0px 3px;vertical-align:bottom;text-align:center;">26</td> </tr> <tr style="height:20px;"> <td style="border-bottom:1px solid #000000;border-left:1px solid #000000;overflow:hidden;padding:0px 3px 0px 3px;vertical-align:bottom;"></td> <td style="border-bottom:1px solid #000000;overflow:hidden;padding:0px 3px 0px 3px;vertical-align:bottom;"></td> <td data-sheets-value='{"1":2,"2":"Opal (O/O)"}' style="border-bottom:1px solid #000000;overflow:hidden;padding:0px 3px 0px 3px;vertical-align:bottom;">Opal (O/O)</td> <td data-sheets-numberformat='{"1":2,"2":"0.00","3":1}' data-sheets-value='{"1":3,"3":0.98}' style="border-bottom:1px solid #000000;overflow:hidden;padding:0px 3px 0px 3px;vertical-align:bottom;text-align:center;">0.98</td> <td data-sheets-numberformat='{"1":2,"2":"0","3":1}' data-sheets-value='{"1":3,"3":28.29}' style="border-bottom:1px solid #000000;overflow:hidden;padding:0px 3px 0px 3px;vertical-align:bottom;text-align:center;">28</td> <td data-sheets-numberformat='{"1":2,"2":"0","3":1}' data-sheets-value='{"1":3,"3":38.28}' style="border-bottom:1px solid #000000;overflow:hidden;padding:0px 3px 0px 3px;vertical-align:bottom;text-align:center;">38</td> <td data-sheets-value='{"1":3,"3":26}' style="border-right:1px solid #000000;border-bottom:1px solid #000000;overflow:hidden;padding:0px 3px 0px 3px;vertical-align:bottom;text-align:center;">26</td> </tr> <tr style="height:20px;"> <td data-sheets-value='{"1":2,"2":"Polycarbonate "}' style="border-left:1px solid #000000;overflow:hidden;padding:0px 3px 0px 3px;vertical-align:bottom;">Polycarbonate </td> <td data-sheets-value='{"1":2,"2":"EW"}' style="overflow:hidden;padding:0px 3px 0px 3px;vertical-align:bottom;">EW</td> <td data-sheets-value='{"1":2,"2":"Clear (A)"}' style="overflow:hidden;padding:0px 3px 0px 3px;vertical-align:bottom;">Clear (A)</td> <td data-sheets-numberformat='{"1":2,"2":"0.00","3":1}' data-sheets-value='{"1":3,"3":1.19}' style="overflow:hidden;padding:0px 3px 0px 3px;vertical-align:bottom;text-align:center;">1.19</td> <td data-sheets-numberformat='{"1":2,"2":"0","3":1}' data-sheets-value='{"1":3,"3":36.08}' style="overflow:hidden;padding:0px 3px 0px 3px;vertical-align:bottom;text-align:center;">36</td> <td data-sheets-numberformat='{"1":2,"2":"0","3":1}' data-sheets-value='{"1":3,"3":54.78}' style="overflow:hidden;padding:0px 3px 0px 3px;vertical-align:bottom;text-align:center;">55</td> <td data-sheets-value='{"1":3,"3":24}' style="border-right:1px solid #000000;overflow:hidden;padding:0px 3px 0px 3px;vertical-align:bottom;text-align:center;">24</td> </tr> <tr style="height:20px;"> <td data-sheets-value='{"1":2,"2":"PC"}' style="border-left:1px solid #000000;overflow:hidden;padding:0px 3px 0px 3px;vertical-align:bottom;">PC</td> <td style="overflow:hidden;padding:0px 3px 0px 3px;vertical-align:bottom;"></td> <td data-sheets-value='{"1":2,"2":"Opal (D)"}' style="overflow:hidden;padding:0px 3px 0px 3px;vertical-align:bottom;">Opal (D)</td> <td data-sheets-numberformat='{"1":2,"2":"0.00","3":1}' data-sheets-value='{"1":3,"3":1.19}' style="overflow:hidden;padding:0px 3px 0px 3px;vertical-align:bottom;text-align:center;">1.19</td> <td data-sheets-numberformat='{"1":2,"2":"0","3":1}' data-sheets-value='{"1":3,"3":23.779999999999998}' style="overflow:hidden;padding:0px 3px 0px 3px;vertical-align:bottom;text-align:center;">24</td> <td data-sheets-numberformat='{"1":2,"2":"0","3":1}' data-sheets-value='{"1":3,"3":39.6}' style="overflow:hidden;padding:0px 3px 0px 3px;vertical-align:bottom;text-align:center;">40</td> <td data-sheets-value='{"1":3,"3":24}' style="border-right:1px solid #000000;overflow:hidden;padding:0px 3px 0px 3px;vertical-align:bottom;text-align:center;">24</td> </tr> <tr style="height:20px;"> <td style="border-left:1px solid #000000;overflow:hidden;padding:0px 3px 0px 3px;vertical-align:bottom;"></td> <td data-sheets-value='{"1":2,"2":"DW"}' style="overflow:hidden;padding:0px 3px 0px 3px;vertical-align:bottom;">DW</td> <td data-sheets-value='{"1":2,"2":"Clear (A/H)"}' style="overflow:hidden;padding:0px 3px 0px 3px;vertical-align:bottom;">Clear (A/H)</td> <td data-sheets-numberformat='{"1":2,"2":"0.00","3":1}' data-sheets-value='{"1":3,"3":0.98}' style="overflow:hidden;padding:0px 3px 0px 3px;vertical-align:bottom;text-align:center;">0.98</td> <td data-sheets-numberformat='{"1":2,"2":"0","3":1}' data-sheets-value='{"1":3,"3":32.39}' style="overflow:hidden;padding:0px 3px 0px 3px;vertical-align:bottom;text-align:center;">32</td> <td data-sheets-numberformat='{"1":2,"2":"0","3":1}' data-sheets-value='{"1":3,"3":47.52}' style="overflow:hidden;padding:0px 3px 0px 3px;vertical-align:bottom;text-align:center;">48</td> <td data-sheets-value='{"1":3,"3":26}' style="border-right:1px solid #000000;overflow:hidden;padding:0px 3px 0px 3px;vertical-align:bottom;text-align:center;">26</td> </tr> <tr style="height:20px;"> <td style="border-left:1px solid #000000;overflow:hidden;padding:0px 3px 0px 3px;vertical-align:bottom;"></td> <td style="overflow:hidden;padding:0px 3px 0px 3px;vertical-align:bottom;"></td> <td data-sheets-value='{"1":2,"2":"Clear (A/A)"}' style="overflow:hidden;padding:0px 3px 0px 3px;vertical-align:bottom;">Clear (A/A)</td> <td data-sheets-numberformat='{"1":2,"2":"0.00","3":1}' data-sheets-value='{"1":3,"3":0.98}' style="overflow:hidden;padding:0px 3px 0px 3px;vertical-align:bottom;text-align:center;">0.98</td> <td data-sheets-numberformat='{"1":2,"2":"0","3":1}' data-sheets-value='{"1":3,"3":31.569999999999997}' style="overflow:hidden;padding:0px 3px 0px 3px;vertical-align:bottom;text-align:center;">32</td> <td data-sheets-numberformat='{"1":2,"2":"0","3":1}' data-sheets-value='{"1":3,"3":45.54}' style="overflow:hidden;padding:0px 3px 0px 3px;vertical-align:bottom;text-align:center;">46</td> <td data-sheets-value='{"1":3,"3":26}' style="border-right:1px solid #000000;overflow:hidden;padding:0px 3px 0px 3px;vertical-align:bottom;text-align:center;">26</td> </tr> <tr style="height:20px;"> <td style="border-left:1px solid #000000;overflow:hidden;padding:0px 3px 0px 3px;vertical-align:bottom;"></td> <td style="overflow:hidden;padding:0px 3px 0px 3px;vertical-align:bottom;"></td> <td data-sheets-value='{"1":2,"2":"Opal (A/O)"}' style="overflow:hidden;padding:0px 3px 0px 3px;vertical-align:bottom;">Opal (A/O)</td> <td data-sheets-numberformat='{"1":2,"2":"0.00","3":1}' data-sheets-value='{"1":3,"3":0.98}' style="overflow:hidden;padding:0px 3px 0px 3px;vertical-align:bottom;text-align:center;">0.98</td> <td data-sheets-numberformat='{"1":2,"2":"0","3":1}' data-sheets-value='{"1":3,"3":29.93}' style="overflow:hidden;padding:0px 3px 0px 3px;vertical-align:bottom;text-align:center;">30</td> <td data-sheets-numberformat='{"1":2,"2":"0","3":1}' data-sheets-value='{"1":3,"3":41.580000000000005}' style="overflow:hidden;padding:0px 3px 0px 3px;vertical-align:bottom;text-align:center;">42</td> <td data-sheets-value='{"1":3,"3":26}' style="border-right:1px solid #000000;overflow:hidden;padding:0px 3px 0px 3px;vertical-align:bottom;text-align:center;">26</td> </tr> <tr style="height:20px;"> <td style="border-bottom:1px solid #000000;border-left:1px solid #000000;overflow:hidden;padding:0px 3px 0px 3px;vertical-align:bottom;"></td> <td style="border-bottom:1px solid #000000;overflow:hidden;padding:0px 3px 0px 3px;vertical-align:bottom;"></td> <td data-sheets-value='{"1":2,"2":"Opal (A/D)"}' style="border-bottom:1px solid #000000;overflow:hidden;padding:0px 3px 0px 3px;vertical-align:bottom;">Opal (A/D)</td> <td data-sheets-numberformat='{"1":2,"2":"0.00","3":1}' data-sheets-value='{"1":3,"3":0.98}' style="border-bottom:1px solid #000000;overflow:hidden;padding:0px 3px 0px 3px;vertical-align:bottom;text-align:center;">0.98</td> <td data-sheets-numberformat='{"1":2,"2":"0","3":1}' data-sheets-value='{"1":3,"3":20.91}' style="border-bottom:1px solid #000000;overflow:hidden;padding:0px 3px 0px 3px;vertical-align:bottom;text-align:center;">21</td> <td data-sheets-numberformat='{"1":2,"2":"0","3":1}' data-sheets-value='{"1":3,"3":33}' style="border-bottom:1px solid #000000;overflow:hidden;padding:0px 3px 0px 3px;vertical-align:bottom;text-align:center;">33</td> <td data-sheets-value='{"1":3,"3":26}' style="border-right:1px solid #000000;border-bottom:1px solid #000000;overflow:hidden;padding:0px 3px 0px 3px;vertical-align:bottom;text-align:center;">26</td> </tr> <tr style="height:20px;"> <td data-sheets-value='{"1":2,"2":"Polycarbonate"}' style="border-left:1px solid #000000;overflow:hidden;padding:0px 3px 0px 3px;vertical-align:bottom;">Polycarbonate</td> <td data-sheets-value='{"1":2,"2":"EW"}' style="overflow:hidden;padding:0px 3px 0px 3px;vertical-align:bottom;">EW</td> <td data-sheets-value='{"1":2,"2":"Heatstop Opal (T)"}' style="overflow:hidden;padding:0px 3px 0px 3px;vertical-align:bottom;">Heatstop Opal (T)</td> <td data-sheets-numberformat='{"1":2,"2":"0.00","3":1}' data-sheets-value='{"1":3,"3":1.19}' style="overflow:hidden;padding:0px 3px 0px 3px;vertical-align:bottom;text-align:center;">1.19</td> <td data-sheets-numberformat='{"1":2,"2":"0","3":1}' data-sheets-value='{"1":3,"3":20.09}' style="overflow:hidden;padding:0px 3px 0px 3px;vertical-align:bottom;text-align:center;">20</td> <td data-sheets-numberformat='{"1":2,"2":"0","3":1}' data-sheets-value='{"1":3,"3":38.940000000000005}' style="overflow:hidden;padding:0px 3px 0px 3px;vertical-align:bottom;text-align:center;">39</td> <td data-sheets-value='{"1":3,"3":24}' style="border-right:1px solid #000000;overflow:hidden;padding:0px 3px 0px 3px;vertical-align:bottom;text-align:center;">24</td> </tr> <tr style="height:20px;"> <td data-sheets-value='{"1":2,"2":"Heatstop PC"}' style="border-left:1px solid #000000;overflow:hidden;padding:0px 3px 0px 3px;vertical-align:bottom;">Heatstop PC</td> <td data-sheets-value='{"1":2,"2":"DW"}' style="overflow:hidden;padding:0px 3px 0px 3px;vertical-align:bottom;">DW</td> <td data-sheets-value='{"1":2,"2":"Clear (T/H)"}' style="overflow:hidden;padding:0px 3px 0px 3px;vertical-align:bottom;">Clear (T/H)</td> <td data-sheets-numberformat='{"1":2,"2":"0.00","3":1}' data-sheets-value='{"1":3,"3":0.98}' style="overflow:hidden;padding:0px 3px 0px 3px;vertical-align:bottom;text-align:center;">0.98</td> <td data-sheets-numberformat='{"1":2,"2":"0","3":1}' data-sheets-value='{"1":3,"3":18.04}' style="overflow:hidden;padding:0px 3px 0px 3px;vertical-align:bottom;text-align:center;">18</td> <td data-sheets-numberformat='{"1":2,"2":"0","3":1}' data-sheets-value='{"1":3,"3":33.660000000000004}' style="overflow:hidden;padding:0px 3px 0px 3px;vertical-align:bottom;text-align:center;">34</td> <td data-sheets-value='{"1":3,"3":26}' style="border-right:1px solid #000000;overflow:hidden;padding:0px 3px 0px 3px;vertical-align:bottom;text-align:center;">26</td> </tr> <tr style="height:20px;"> <td style="border-bottom:1px solid #000000;border-left:1px solid #000000;overflow:hidden;padding:0px 3px 0px 3px;vertical-align:bottom;"></td> <td style="border-bottom:1px solid #000000;overflow:hidden;padding:0px 3px 0px 3px;vertical-align:bottom;"></td> <td data-sheets-value='{"1":2,"2":"Opal (T/O)"}' style="border-bottom:1px solid #000000;overflow:hidden;padding:0px 3px 0px 3px;vertical-align:bottom;">Opal (T/O)</td> <td data-sheets-numberformat='{"1":2,"2":"0.00","3":1}' data-sheets-value='{"1":3,"3":0.98}' style="border-bottom:1px solid #000000;overflow:hidden;padding:0px 3px 0px 3px;vertical-align:bottom;text-align:center;">0.98</td> <td data-sheets-numberformat='{"1":2,"2":"0","3":1}' data-sheets-value='{"1":3,"3":16.81}' style="border-bottom:1px solid #000000;overflow:hidden;padding:0px 3px 0px 3px;vertical-align:bottom;text-align:center;">17</td> <td data-sheets-numberformat='{"1":2,"2":"0","3":1}' data-sheets-value='{"1":3,"3":29.700000000000003}' style="border-bottom:1px solid #000000;overflow:hidden;padding:0px 3px 0px 3px;vertical-align:bottom;text-align:center;">30</td> <td data-sheets-value='{"1":3,"3":26}' style="border-right:1px solid #000000;border-bottom:1px solid #000000;overflow:hidden;padding:0px 3px 0px 3px;vertical-align:bottom;text-align:center;">26</td> </tr> </tbody></table> | skylux-160-ce-met-koepel-en-pvc-opstand-16-00-met-lm-motor-pvc-raam-type-ep25-en-windvang-1100-x-2300-mm | 8586026746189 | 46872337908045
Smoke and heat exhaust (SHEV) | SHE system | Skylux | Skylux 160° CE with skylight and PVC curb 16/00 with LM-actuator, PVC frame type EP25 and spoiler 1200 x 1200 mm |  | 50340 | 5412970503408 | 4760.15 | Yes | 30-45 | 72.75 | 1200 x 1200 mm | 1200 | 1200 |  | PVC 16/00 (16 cm high & roof opening = daylight size) | Square | 1.19 W/m²K - 0.98 W/m²K | 57% - 30% | 37% - 17% | 24dB - 26dB | 160° CE (for industry) | PVC frame EP25 | with spoiler | E | Single actuator | Maximum double-walled skylight possible for this product | Ut-value LT-value g-value Rw-value EN 1873 : 2014 EN ISO 13468 EN 16153 EN 410 EN 410 EN ISO 140-3 Material Walls Shells (W/m²K) (%) (%) (dB) Acrylic EW Clear (H) 1.19 37 57 24 PMMA Opal (O) 1.19 34 50 24 DW Clear (H/H) 0.98 33 50 26 Opal (O/O) 0.98 28 38 26 Polycarbonate EW Clear (A) 1.19 36 55 24 PC Opal (D) 1.19 24 40 24 DW Clear (A/H) 0.98 32 48 26 Clear (A/A) 0.98 32 46 26 Opal (A/O) 0.98 30 42 26 Opal (A/D) 0.98 21 33 26 Polycarbonate EW Heatstop Opal (T) 1.19 20 39 24 Heatstop PC DW Clear (T/H) 0.98 18 34 26 Opal (T/O) 0.98 17 30 26 | https://skylux.eu/en/products/skylux-160-ce-met-koepel-en-pvc-opstand-16-00-met-lm-motor-pvc-raam-type-ep25-en-windvang-1200-x-1200-mm | https://skylux.eu/cdn/shop/files/Skylux-160deg-CE-met-koepel-en-pvc-opstand-1600-met-LM-motor-pvc-raam-type-EP25-en-windvang-1200-x-1200-mm-RWA-systeem.jpg?v=1702979961&width=1600 | https://skylux.eu/cdn/shop/files/e5a82811-1bb0-48e4-a776-cacb59c7c092_3fd1bca9-5bd4-430d-9566-ed57624886fd.jpg?v=1688551018&width=1600 | //skylux.eu/cdn/shop/files/E_MH_Mounting_instructions_Skylux_160_CE_LM.pdf?v=12406716259046007223 | //skylux.eu/cdn/shop/files/E_TD_Technical_File_Skylux_Skylux_160_CE_Electric.pdf?v=3667116872303399239 | <style type="text/css" id="isPasted"><!--td {border: 1px solid #cccccc;}br {mso-data-placement:same-cell;}--></style><table border="1" cellpadding="0" cellspacing="0" dir="ltr" style="table-layout:fixed;font-size:10pt;font-family:Arial;border-collapse:collapse;border:none;"><tbody> <tr style="height:20px;"> <td style="overflow:hidden;padding:0px 3px 0px 3px;vertical-align:bottom;"></td> <td style="overflow:hidden;padding:0px 3px 0px 3px;vertical-align:bottom;"></td> <td style="overflow:hidden;padding:0px 3px 0px 3px;vertical-align:bottom;"></td> <td data-sheets-value='{"1":2,"2":"Ut-value"}' style="overflow:hidden;padding:0px 3px 0px 3px;vertical-align:bottom;font-weight:bold;text-align:center;">Ut-value</td> <td data-sheets-value='{"1":2,"2":"LT-value"}' style="overflow:hidden;padding:0px 3px 0px 3px;vertical-align:bottom;font-weight:bold;text-align:center;">LT-value</td> <td data-sheets-value='{"1":2,"2":"g-value"}' style="overflow:hidden;padding:0px 3px 0px 3px;vertical-align:bottom;font-weight:bold;text-align:center;">g-value</td> <td data-sheets-value='{"1":2,"2":"Rw-value "}' style="overflow:hidden;padding:0px 3px 0px 3px;vertical-align:bottom;font-weight:bold;text-align:center;">Rw-value </td> </tr> <tr style="height:20px;"> <td style="overflow:hidden;padding:0px 3px 0px 3px;vertical-align:bottom;"></td> <td style="overflow:hidden;padding:0px 3px 0px 3px;vertical-align:bottom;"></td> <td style="overflow:hidden;padding:0px 3px 0px 3px;vertical-align:bottom;"></td> <td data-sheets-numberformat='{"1":2,"2":"0.00","3":1}' data-sheets-value='{"1":2,"2":"EN 1873 : 2014"}' style="overflow:hidden;padding:0px 3px 0px 3px;vertical-align:bottom;text-align:center;">EN 1873 : 2014</td> <td data-sheets-numberformat='{"1":2,"2":"0","3":1}' data-sheets-value='{"1":2,"2":"EN ISO 13468 EN 16153 EN 410"}' style="overflow:hidden;padding:0px 3px 0px 3px;vertical-align:bottom;text-align:center;">EN ISO 13468 EN 16153 EN 410</td> <td data-sheets-numberformat='{"1":2,"2":"0","3":1}' data-sheets-value='{"1":2,"2":"EN 410"}' style="overflow:hidden;padding:0px 3px 0px 3px;vertical-align:bottom;text-align:center;">EN 410</td> <td data-sheets-value='{"1":2,"2":"EN ISO 140-3\t\t"}' style="overflow:hidden;padding:0px 3px 0px 3px;vertical-align:bottom;text-align:center;">EN ISO 140-3 </td> </tr> <tr style="height:20px;"> <td data-sheets-value='{"1":2,"2":"Material"}' style="border-bottom:1px solid #000000;overflow:hidden;padding:0px 3px 0px 3px;vertical-align:bottom;background-color:#000000;font-weight:bold;color:#ffffff;">Material</td> <td data-sheets-value='{"1":2,"2":"Walls"}' style="border-bottom:1px solid #000000;overflow:hidden;padding:0px 3px 0px 3px;vertical-align:bottom;background-color:#000000;font-weight:bold;color:#ffffff;">Walls</td> <td data-sheets-value='{"1":2,"2":"Shells"}' style="border-bottom:1px solid #000000;overflow:hidden;padding:0px 3px 0px 3px;vertical-align:bottom;background-color:#000000;font-weight:bold;color:#ffffff;">Shells</td> <td data-sheets-numberformat='{"1":2,"2":"0.00","3":1}' data-sheets-value='{"1":2,"2":"(W/m²K)\t"}' style="border-bottom:1px solid #000000;overflow:hidden;padding:0px 3px 0px 3px;vertical-align:bottom;background-color:#000000;font-weight:bold;color:#ffffff;text-align:center;">(W/m²K) </td> <td data-sheets-numberformat='{"1":2,"2":"0","3":1}' data-sheets-value='{"1":2,"2":"(%)"}' style="border-bottom:1px solid #000000;overflow:hidden;padding:0px 3px 0px 3px;vertical-align:bottom;background-color:#000000;font-weight:bold;color:#ffffff;text-align:center;">(%)</td> <td data-sheets-numberformat='{"1":2,"2":"0","3":1}' data-sheets-value='{"1":2,"2":"(%)"}' style="border-bottom:1px solid #000000;overflow:hidden;padding:0px 3px 0px 3px;vertical-align:bottom;background-color:#000000;font-weight:bold;color:#ffffff;text-align:center;">(%)</td> <td data-sheets-value='{"1":2,"2":"(dB)"}' style="border-bottom:1px solid #000000;overflow:hidden;padding:0px 3px 0px 3px;vertical-align:bottom;background-color:#000000;font-weight:bold;color:#ffffff;text-align:center;">(dB)</td> </tr> <tr style="height:20px;"> <td data-sheets-value='{"1":2,"2":"Acrylic"}' style="border-left:1px solid #000000;overflow:hidden;padding:0px 3px 0px 3px;vertical-align:bottom;">Acrylic</td> <td data-sheets-value='{"1":2,"2":"EW"}' style="overflow:hidden;padding:0px 3px 0px 3px;vertical-align:bottom;">EW</td> <td data-sheets-value='{"1":2,"2":"Clear (H)"}' style="overflow:hidden;padding:0px 3px 0px 3px;vertical-align:bottom;">Clear (H)</td> <td data-sheets-numberformat='{"1":2,"2":"0.00","3":1}' data-sheets-value='{"1":3,"3":1.19}' style="overflow:hidden;padding:0px 3px 0px 3px;vertical-align:bottom;text-align:center;">1.19</td> <td data-sheets-numberformat='{"1":2,"2":"0","3":1}' data-sheets-value='{"1":3,"3":36.9}' style="overflow:hidden;padding:0px 3px 0px 3px;vertical-align:bottom;text-align:center;">37</td> <td data-sheets-numberformat='{"1":2,"2":"0","3":1}' data-sheets-value='{"1":3,"3":57.42}' style="overflow:hidden;padding:0px 3px 0px 3px;vertical-align:bottom;text-align:center;">57</td> <td data-sheets-value='{"1":3,"3":24}' style="border-right:1px solid #000000;overflow:hidden;padding:0px 3px 0px 3px;vertical-align:bottom;text-align:center;">24</td> </tr> <tr style="height:20px;"> <td data-sheets-value='{"1":2,"2":"PMMA"}' style="border-left:1px solid #000000;overflow:hidden;padding:0px 3px 0px 3px;vertical-align:bottom;">PMMA</td> <td style="overflow:hidden;padding:0px 3px 0px 3px;vertical-align:bottom;"></td> <td data-sheets-value='{"1":2,"2":"Opal (O)"}' style="overflow:hidden;padding:0px 3px 0px 3px;vertical-align:bottom;">Opal (O)</td> <td data-sheets-numberformat='{"1":2,"2":"0.00","3":1}' data-sheets-value='{"1":3,"3":1.19}' style="overflow:hidden;padding:0px 3px 0px 3px;vertical-align:bottom;text-align:center;">1.19</td> <td data-sheets-numberformat='{"1":2,"2":"0","3":1}' data-sheets-value='{"1":3,"3":34.03}' style="overflow:hidden;padding:0px 3px 0px 3px;vertical-align:bottom;text-align:center;">34</td> <td data-sheets-numberformat='{"1":2,"2":"0","3":1}' data-sheets-value='{"1":3,"3":50.160000000000004}' style="overflow:hidden;padding:0px 3px 0px 3px;vertical-align:bottom;text-align:center;">50</td> <td data-sheets-value='{"1":3,"3":24}' style="border-right:1px solid #000000;overflow:hidden;padding:0px 3px 0px 3px;vertical-align:bottom;text-align:center;">24</td> </tr> <tr style="height:20px;"> <td style="border-left:1px solid #000000;overflow:hidden;padding:0px 3px 0px 3px;vertical-align:bottom;"></td> <td data-sheets-value='{"1":2,"2":"DW"}' style="overflow:hidden;padding:0px 3px 0px 3px;vertical-align:bottom;">DW</td> <td data-sheets-value='{"1":2,"2":"Clear (H/H)"}' style="overflow:hidden;padding:0px 3px 0px 3px;vertical-align:bottom;">Clear (H/H)</td> <td data-sheets-numberformat='{"1":2,"2":"0.00","3":1}' data-sheets-value='{"1":3,"3":0.98}' style="overflow:hidden;padding:0px 3px 0px 3px;vertical-align:bottom;text-align:center;">0.98</td> <td data-sheets-numberformat='{"1":2,"2":"0","3":1}' data-sheets-value='{"1":3,"3":33.21}' style="overflow:hidden;padding:0px 3px 0px 3px;vertical-align:bottom;text-align:center;">33</td> <td data-sheets-numberformat='{"1":2,"2":"0","3":1}' data-sheets-value='{"1":3,"3":49.5}' style="overflow:hidden;padding:0px 3px 0px 3px;vertical-align:bottom;text-align:center;">50</td> <td data-sheets-value='{"1":3,"3":26}' style="border-right:1px solid #000000;overflow:hidden;padding:0px 3px 0px 3px;vertical-align:bottom;text-align:center;">26</td> </tr> <tr style="height:20px;"> <td style="border-bottom:1px solid #000000;border-left:1px solid #000000;overflow:hidden;padding:0px 3px 0px 3px;vertical-align:bottom;"></td> <td style="border-bottom:1px solid #000000;overflow:hidden;padding:0px 3px 0px 3px;vertical-align:bottom;"></td> <td data-sheets-value='{"1":2,"2":"Opal (O/O)"}' style="border-bottom:1px solid #000000;overflow:hidden;padding:0px 3px 0px 3px;vertical-align:bottom;">Opal (O/O)</td> <td data-sheets-numberformat='{"1":2,"2":"0.00","3":1}' data-sheets-value='{"1":3,"3":0.98}' style="border-bottom:1px solid #000000;overflow:hidden;padding:0px 3px 0px 3px;vertical-align:bottom;text-align:center;">0.98</td> <td data-sheets-numberformat='{"1":2,"2":"0","3":1}' data-sheets-value='{"1":3,"3":28.29}' style="border-bottom:1px solid #000000;overflow:hidden;padding:0px 3px 0px 3px;vertical-align:bottom;text-align:center;">28</td> <td data-sheets-numberformat='{"1":2,"2":"0","3":1}' data-sheets-value='{"1":3,"3":38.28}' style="border-bottom:1px solid #000000;overflow:hidden;padding:0px 3px 0px 3px;vertical-align:bottom;text-align:center;">38</td> <td data-sheets-value='{"1":3,"3":26}' style="border-right:1px solid #000000;border-bottom:1px solid #000000;overflow:hidden;padding:0px 3px 0px 3px;vertical-align:bottom;text-align:center;">26</td> </tr> <tr style="height:20px;"> <td data-sheets-value='{"1":2,"2":"Polycarbonate "}' style="border-left:1px solid #000000;overflow:hidden;padding:0px 3px 0px 3px;vertical-align:bottom;">Polycarbonate </td> <td data-sheets-value='{"1":2,"2":"EW"}' style="overflow:hidden;padding:0px 3px 0px 3px;vertical-align:bottom;">EW</td> <td data-sheets-value='{"1":2,"2":"Clear (A)"}' style="overflow:hidden;padding:0px 3px 0px 3px;vertical-align:bottom;">Clear (A)</td> <td data-sheets-numberformat='{"1":2,"2":"0.00","3":1}' data-sheets-value='{"1":3,"3":1.19}' style="overflow:hidden;padding:0px 3px 0px 3px;vertical-align:bottom;text-align:center;">1.19</td> <td data-sheets-numberformat='{"1":2,"2":"0","3":1}' data-sheets-value='{"1":3,"3":36.08}' style="overflow:hidden;padding:0px 3px 0px 3px;vertical-align:bottom;text-align:center;">36</td> <td data-sheets-numberformat='{"1":2,"2":"0","3":1}' data-sheets-value='{"1":3,"3":54.78}' style="overflow:hidden;padding:0px 3px 0px 3px;vertical-align:bottom;text-align:center;">55</td> <td data-sheets-value='{"1":3,"3":24}' style="border-right:1px solid #000000;overflow:hidden;padding:0px 3px 0px 3px;vertical-align:bottom;text-align:center;">24</td> </tr> <tr style="height:20px;"> <td data-sheets-value='{"1":2,"2":"PC"}' style="border-left:1px solid #000000;overflow:hidden;padding:0px 3px 0px 3px;vertical-align:bottom;">PC</td> <td style="overflow:hidden;padding:0px 3px 0px 3px;vertical-align:bottom;"></td> <td data-sheets-value='{"1":2,"2":"Opal (D)"}' style="overflow:hidden;padding:0px 3px 0px 3px;vertical-align:bottom;">Opal (D)</td> <td data-sheets-numberformat='{"1":2,"2":"0.00","3":1}' data-sheets-value='{"1":3,"3":1.19}' style="overflow:hidden;padding:0px 3px 0px 3px;vertical-align:bottom;text-align:center;">1.19</td> <td data-sheets-numberformat='{"1":2,"2":"0","3":1}' data-sheets-value='{"1":3,"3":23.779999999999998}' style="overflow:hidden;padding:0px 3px 0px 3px;vertical-align:bottom;text-align:center;">24</td> <td data-sheets-numberformat='{"1":2,"2":"0","3":1}' data-sheets-value='{"1":3,"3":39.6}' style="overflow:hidden;padding:0px 3px 0px 3px;vertical-align:bottom;text-align:center;">40</td> <td data-sheets-value='{"1":3,"3":24}' style="border-right:1px solid #000000;overflow:hidden;padding:0px 3px 0px 3px;vertical-align:bottom;text-align:center;">24</td> </tr> <tr style="height:20px;"> <td style="border-left:1px solid #000000;overflow:hidden;padding:0px 3px 0px 3px;vertical-align:bottom;"></td> <td data-sheets-value='{"1":2,"2":"DW"}' style="overflow:hidden;padding:0px 3px 0px 3px;vertical-align:bottom;">DW</td> <td data-sheets-value='{"1":2,"2":"Clear (A/H)"}' style="overflow:hidden;padding:0px 3px 0px 3px;vertical-align:bottom;">Clear (A/H)</td> <td data-sheets-numberformat='{"1":2,"2":"0.00","3":1}' data-sheets-value='{"1":3,"3":0.98}' style="overflow:hidden;padding:0px 3px 0px 3px;vertical-align:bottom;text-align:center;">0.98</td> <td data-sheets-numberformat='{"1":2,"2":"0","3":1}' data-sheets-value='{"1":3,"3":32.39}' style="overflow:hidden;padding:0px 3px 0px 3px;vertical-align:bottom;text-align:center;">32</td> <td data-sheets-numberformat='{"1":2,"2":"0","3":1}' data-sheets-value='{"1":3,"3":47.52}' style="overflow:hidden;padding:0px 3px 0px 3px;vertical-align:bottom;text-align:center;">48</td> <td data-sheets-value='{"1":3,"3":26}' style="border-right:1px solid #000000;overflow:hidden;padding:0px 3px 0px 3px;vertical-align:bottom;text-align:center;">26</td> </tr> <tr style="height:20px;"> <td style="border-left:1px solid #000000;overflow:hidden;padding:0px 3px 0px 3px;vertical-align:bottom;"></td> <td style="overflow:hidden;padding:0px 3px 0px 3px;vertical-align:bottom;"></td> <td data-sheets-value='{"1":2,"2":"Clear (A/A)"}' style="overflow:hidden;padding:0px 3px 0px 3px;vertical-align:bottom;">Clear (A/A)</td> <td data-sheets-numberformat='{"1":2,"2":"0.00","3":1}' data-sheets-value='{"1":3,"3":0.98}' style="overflow:hidden;padding:0px 3px 0px 3px;vertical-align:bottom;text-align:center;">0.98</td> <td data-sheets-numberformat='{"1":2,"2":"0","3":1}' data-sheets-value='{"1":3,"3":31.569999999999997}' style="overflow:hidden;padding:0px 3px 0px 3px;vertical-align:bottom;text-align:center;">32</td> <td data-sheets-numberformat='{"1":2,"2":"0","3":1}' data-sheets-value='{"1":3,"3":45.54}' style="overflow:hidden;padding:0px 3px 0px 3px;vertical-align:bottom;text-align:center;">46</td> <td data-sheets-value='{"1":3,"3":26}' style="border-right:1px solid #000000;overflow:hidden;padding:0px 3px 0px 3px;vertical-align:bottom;text-align:center;">26</td> </tr> <tr style="height:20px;"> <td style="border-left:1px solid #000000;overflow:hidden;padding:0px 3px 0px 3px;vertical-align:bottom;"></td> <td style="overflow:hidden;padding:0px 3px 0px 3px;vertical-align:bottom;"></td> <td data-sheets-value='{"1":2,"2":"Opal (A/O)"}' style="overflow:hidden;padding:0px 3px 0px 3px;vertical-align:bottom;">Opal (A/O)</td> <td data-sheets-numberformat='{"1":2,"2":"0.00","3":1}' data-sheets-value='{"1":3,"3":0.98}' style="overflow:hidden;padding:0px 3px 0px 3px;vertical-align:bottom;text-align:center;">0.98</td> <td data-sheets-numberformat='{"1":2,"2":"0","3":1}' data-sheets-value='{"1":3,"3":29.93}' style="overflow:hidden;padding:0px 3px 0px 3px;vertical-align:bottom;text-align:center;">30</td> <td data-sheets-numberformat='{"1":2,"2":"0","3":1}' data-sheets-value='{"1":3,"3":41.580000000000005}' style="overflow:hidden;padding:0px 3px 0px 3px;vertical-align:bottom;text-align:center;">42</td> <td data-sheets-value='{"1":3,"3":26}' style="border-right:1px solid #000000;overflow:hidden;padding:0px 3px 0px 3px;vertical-align:bottom;text-align:center;">26</td> </tr> <tr style="height:20px;"> <td style="border-bottom:1px solid #000000;border-left:1px solid #000000;overflow:hidden;padding:0px 3px 0px 3px;vertical-align:bottom;"></td> <td style="border-bottom:1px solid #000000;overflow:hidden;padding:0px 3px 0px 3px;vertical-align:bottom;"></td> <td data-sheets-value='{"1":2,"2":"Opal (A/D)"}' style="border-bottom:1px solid #000000;overflow:hidden;padding:0px 3px 0px 3px;vertical-align:bottom;">Opal (A/D)</td> <td data-sheets-numberformat='{"1":2,"2":"0.00","3":1}' data-sheets-value='{"1":3,"3":0.98}' style="border-bottom:1px solid #000000;overflow:hidden;padding:0px 3px 0px 3px;vertical-align:bottom;text-align:center;">0.98</td> <td data-sheets-numberformat='{"1":2,"2":"0","3":1}' data-sheets-value='{"1":3,"3":20.91}' style="border-bottom:1px solid #000000;overflow:hidden;padding:0px 3px 0px 3px;vertical-align:bottom;text-align:center;">21</td> <td data-sheets-numberformat='{"1":2,"2":"0","3":1}' data-sheets-value='{"1":3,"3":33}' style="border-bottom:1px solid #000000;overflow:hidden;padding:0px 3px 0px 3px;vertical-align:bottom;text-align:center;">33</td> <td data-sheets-value='{"1":3,"3":26}' style="border-right:1px solid #000000;border-bottom:1px solid #000000;overflow:hidden;padding:0px 3px 0px 3px;vertical-align:bottom;text-align:center;">26</td> </tr> <tr style="height:20px;"> <td data-sheets-value='{"1":2,"2":"Polycarbonate"}' style="border-left:1px solid #000000;overflow:hidden;padding:0px 3px 0px 3px;vertical-align:bottom;">Polycarbonate</td> <td data-sheets-value='{"1":2,"2":"EW"}' style="overflow:hidden;padding:0px 3px 0px 3px;vertical-align:bottom;">EW</td> <td data-sheets-value='{"1":2,"2":"Heatstop Opal (T)"}' style="overflow:hidden;padding:0px 3px 0px 3px;vertical-align:bottom;">Heatstop Opal (T)</td> <td data-sheets-numberformat='{"1":2,"2":"0.00","3":1}' data-sheets-value='{"1":3,"3":1.19}' style="overflow:hidden;padding:0px 3px 0px 3px;vertical-align:bottom;text-align:center;">1.19</td> <td data-sheets-numberformat='{"1":2,"2":"0","3":1}' data-sheets-value='{"1":3,"3":20.09}' style="overflow:hidden;padding:0px 3px 0px 3px;vertical-align:bottom;text-align:center;">20</td> <td data-sheets-numberformat='{"1":2,"2":"0","3":1}' data-sheets-value='{"1":3,"3":38.940000000000005}' style="overflow:hidden;padding:0px 3px 0px 3px;vertical-align:bottom;text-align:center;">39</td> <td data-sheets-value='{"1":3,"3":24}' style="border-right:1px solid #000000;overflow:hidden;padding:0px 3px 0px 3px;vertical-align:bottom;text-align:center;">24</td> </tr> <tr style="height:20px;"> <td data-sheets-value='{"1":2,"2":"Heatstop PC"}' style="border-left:1px solid #000000;overflow:hidden;padding:0px 3px 0px 3px;vertical-align:bottom;">Heatstop PC</td> <td data-sheets-value='{"1":2,"2":"DW"}' style="overflow:hidden;padding:0px 3px 0px 3px;vertical-align:bottom;">DW</td> <td data-sheets-value='{"1":2,"2":"Clear (T/H)"}' style="overflow:hidden;padding:0px 3px 0px 3px;vertical-align:bottom;">Clear (T/H)</td> <td data-sheets-numberformat='{"1":2,"2":"0.00","3":1}' data-sheets-value='{"1":3,"3":0.98}' style="overflow:hidden;padding:0px 3px 0px 3px;vertical-align:bottom;text-align:center;">0.98</td> <td data-sheets-numberformat='{"1":2,"2":"0","3":1}' data-sheets-value='{"1":3,"3":18.04}' style="overflow:hidden;padding:0px 3px 0px 3px;vertical-align:bottom;text-align:center;">18</td> <td data-sheets-numberformat='{"1":2,"2":"0","3":1}' data-sheets-value='{"1":3,"3":33.660000000000004}' style="overflow:hidden;padding:0px 3px 0px 3px;vertical-align:bottom;text-align:center;">34</td> <td data-sheets-value='{"1":3,"3":26}' style="border-right:1px solid #000000;overflow:hidden;padding:0px 3px 0px 3px;vertical-align:bottom;text-align:center;">26</td> </tr> <tr style="height:20px;"> <td style="border-bottom:1px solid #000000;border-left:1px solid #000000;overflow:hidden;padding:0px 3px 0px 3px;vertical-align:bottom;"></td> <td style="border-bottom:1px solid #000000;overflow:hidden;padding:0px 3px 0px 3px;vertical-align:bottom;"></td> <td data-sheets-value='{"1":2,"2":"Opal (T/O)"}' style="border-bottom:1px solid #000000;overflow:hidden;padding:0px 3px 0px 3px;vertical-align:bottom;">Opal (T/O)</td> <td data-sheets-numberformat='{"1":2,"2":"0.00","3":1}' data-sheets-value='{"1":3,"3":0.98}' style="border-bottom:1px solid #000000;overflow:hidden;padding:0px 3px 0px 3px;vertical-align:bottom;text-align:center;">0.98</td> <td data-sheets-numberformat='{"1":2,"2":"0","3":1}' data-sheets-value='{"1":3,"3":16.81}' style="border-bottom:1px solid #000000;overflow:hidden;padding:0px 3px 0px 3px;vertical-align:bottom;text-align:center;">17</td> <td data-sheets-numberformat='{"1":2,"2":"0","3":1}' data-sheets-value='{"1":3,"3":29.700000000000003}' style="border-bottom:1px solid #000000;overflow:hidden;padding:0px 3px 0px 3px;vertical-align:bottom;text-align:center;">30</td> <td data-sheets-value='{"1":3,"3":26}' style="border-right:1px solid #000000;border-bottom:1px solid #000000;overflow:hidden;padding:0px 3px 0px 3px;vertical-align:bottom;text-align:center;">26</td> </tr> </tbody></table> | skylux-160-ce-met-koepel-en-pvc-opstand-16-00-met-lm-motor-pvc-raam-type-ep25-en-windvang-1200-x-1200-mm | 8586026778957 | 46872337973581
Smoke and heat exhaust (SHEV) | SHE system | Skylux | Skylux 160° CE with skylight and PVC curb 16/00 with LM-actuator, PVC frame type EP25 and spoiler 1200 x 1400 mm |  | 50341 | 5412970503415 | 5149.8 | Yes | 30-45 | 77.41 | 1200 x 1400 mm | 1400 | 1200 |  | PVC 16/00 (16 cm high & roof opening = daylight size) | Rectangular | 1.19 W/m²K - 0.98 W/m²K | 57% - 30% | 37% - 17% | 24dB - 26dB | 160° CE (for industry) | PVC frame EP25 | with spoiler | E | Single actuator | Maximum double-walled skylight possible for this product | Ut-value LT-value g-value Rw-value EN 1873 : 2014 EN ISO 13468 EN 16153 EN 410 EN 410 EN ISO 140-3 Material Walls Shells (W/m²K) (%) (%) (dB) Acrylic EW Clear (H) 1.19 37 57 24 PMMA Opal (O) 1.19 34 50 24 DW Clear (H/H) 0.98 33 50 26 Opal (O/O) 0.98 28 38 26 Polycarbonate EW Clear (A) 1.19 36 55 24 PC Opal (D) 1.19 24 40 24 DW Clear (A/H) 0.98 32 48 26 Clear (A/A) 0.98 32 46 26 Opal (A/O) 0.98 30 42 26 Opal (A/D) 0.98 21 33 26 Polycarbonate EW Heatstop Opal (T) 1.19 20 39 24 Heatstop PC DW Clear (T/H) 0.98 18 34 26 Opal (T/O) 0.98 17 30 26 | https://skylux.eu/en/products/skylux-160-ce-met-koepel-en-pvc-opstand-16-00-met-lm-motor-pvc-raam-type-ep25-en-windvang-1200-x-1400-mm | https://skylux.eu/cdn/shop/files/Skylux-160deg-CE-met-koepel-en-pvc-opstand-1600-met-LM-motor-pvc-raam-type-EP25-en-windvang-1200-x-1400-mm-RWA-systeem.jpg?v=1702979966&width=1600 | https://skylux.eu/cdn/shop/files/e5a82811-1bb0-48e4-a776-cacb59c7c092_4a50fe27-c04d-4ca6-a765-ee8a817df48a.jpg?v=1688551019&width=1600 | //skylux.eu/cdn/shop/files/E_MH_Mounting_instructions_Skylux_160_CE_LM.pdf?v=12406716259046007223 | //skylux.eu/cdn/shop/files/E_TD_Technical_File_Skylux_Skylux_160_CE_Electric.pdf?v=3667116872303399239 | <style type="text/css" id="isPasted"><!--td {border: 1px solid #cccccc;}br {mso-data-placement:same-cell;}--></style><table border="1" cellpadding="0" cellspacing="0" dir="ltr" style="table-layout:fixed;font-size:10pt;font-family:Arial;border-collapse:collapse;border:none;"><tbody> <tr style="height:20px;"> <td style="overflow:hidden;padding:0px 3px 0px 3px;vertical-align:bottom;"></td> <td style="overflow:hidden;padding:0px 3px 0px 3px;vertical-align:bottom;"></td> <td style="overflow:hidden;padding:0px 3px 0px 3px;vertical-align:bottom;"></td> <td data-sheets-value='{"1":2,"2":"Ut-value"}' style="overflow:hidden;padding:0px 3px 0px 3px;vertical-align:bottom;font-weight:bold;text-align:center;">Ut-value</td> <td data-sheets-value='{"1":2,"2":"LT-value"}' style="overflow:hidden;padding:0px 3px 0px 3px;vertical-align:bottom;font-weight:bold;text-align:center;">LT-value</td> <td data-sheets-value='{"1":2,"2":"g-value"}' style="overflow:hidden;padding:0px 3px 0px 3px;vertical-align:bottom;font-weight:bold;text-align:center;">g-value</td> <td data-sheets-value='{"1":2,"2":"Rw-value "}' style="overflow:hidden;padding:0px 3px 0px 3px;vertical-align:bottom;font-weight:bold;text-align:center;">Rw-value </td> </tr> <tr style="height:20px;"> <td style="overflow:hidden;padding:0px 3px 0px 3px;vertical-align:bottom;"></td> <td style="overflow:hidden;padding:0px 3px 0px 3px;vertical-align:bottom;"></td> <td style="overflow:hidden;padding:0px 3px 0px 3px;vertical-align:bottom;"></td> <td data-sheets-numberformat='{"1":2,"2":"0.00","3":1}' data-sheets-value='{"1":2,"2":"EN 1873 : 2014"}' style="overflow:hidden;padding:0px 3px 0px 3px;vertical-align:bottom;text-align:center;">EN 1873 : 2014</td> <td data-sheets-numberformat='{"1":2,"2":"0","3":1}' data-sheets-value='{"1":2,"2":"EN ISO 13468 EN 16153 EN 410"}' style="overflow:hidden;padding:0px 3px 0px 3px;vertical-align:bottom;text-align:center;">EN ISO 13468 EN 16153 EN 410</td> <td data-sheets-numberformat='{"1":2,"2":"0","3":1}' data-sheets-value='{"1":2,"2":"EN 410"}' style="overflow:hidden;padding:0px 3px 0px 3px;vertical-align:bottom;text-align:center;">EN 410</td> <td data-sheets-value='{"1":2,"2":"EN ISO 140-3\t\t"}' style="overflow:hidden;padding:0px 3px 0px 3px;vertical-align:bottom;text-align:center;">EN ISO 140-3 </td> </tr> <tr style="height:20px;"> <td data-sheets-value='{"1":2,"2":"Material"}' style="border-bottom:1px solid #000000;overflow:hidden;padding:0px 3px 0px 3px;vertical-align:bottom;background-color:#000000;font-weight:bold;color:#ffffff;">Material</td> <td data-sheets-value='{"1":2,"2":"Walls"}' style="border-bottom:1px solid #000000;overflow:hidden;padding:0px 3px 0px 3px;vertical-align:bottom;background-color:#000000;font-weight:bold;color:#ffffff;">Walls</td> <td data-sheets-value='{"1":2,"2":"Shells"}' style="border-bottom:1px solid #000000;overflow:hidden;padding:0px 3px 0px 3px;vertical-align:bottom;background-color:#000000;font-weight:bold;color:#ffffff;">Shells</td> <td data-sheets-numberformat='{"1":2,"2":"0.00","3":1}' data-sheets-value='{"1":2,"2":"(W/m²K)\t"}' style="border-bottom:1px solid #000000;overflow:hidden;padding:0px 3px 0px 3px;vertical-align:bottom;background-color:#000000;font-weight:bold;color:#ffffff;text-align:center;">(W/m²K) </td> <td data-sheets-numberformat='{"1":2,"2":"0","3":1}' data-sheets-value='{"1":2,"2":"(%)"}' style="border-bottom:1px solid #000000;overflow:hidden;padding:0px 3px 0px 3px;vertical-align:bottom;background-color:#000000;font-weight:bold;color:#ffffff;text-align:center;">(%)</td> <td data-sheets-numberformat='{"1":2,"2":"0","3":1}' data-sheets-value='{"1":2,"2":"(%)"}' style="border-bottom:1px solid #000000;overflow:hidden;padding:0px 3px 0px 3px;vertical-align:bottom;background-color:#000000;font-weight:bold;color:#ffffff;text-align:center;">(%)</td> <td data-sheets-value='{"1":2,"2":"(dB)"}' style="border-bottom:1px solid #000000;overflow:hidden;padding:0px 3px 0px 3px;vertical-align:bottom;background-color:#000000;font-weight:bold;color:#ffffff;text-align:center;">(dB)</td> </tr> <tr style="height:20px;"> <td data-sheets-value='{"1":2,"2":"Acrylic"}' style="border-left:1px solid #000000;overflow:hidden;padding:0px 3px 0px 3px;vertical-align:bottom;">Acrylic</td> <td data-sheets-value='{"1":2,"2":"EW"}' style="overflow:hidden;padding:0px 3px 0px 3px;vertical-align:bottom;">EW</td> <td data-sheets-value='{"1":2,"2":"Clear (H)"}' style="overflow:hidden;padding:0px 3px 0px 3px;vertical-align:bottom;">Clear (H)</td> <td data-sheets-numberformat='{"1":2,"2":"0.00","3":1}' data-sheets-value='{"1":3,"3":1.19}' style="overflow:hidden;padding:0px 3px 0px 3px;vertical-align:bottom;text-align:center;">1.19</td> <td data-sheets-numberformat='{"1":2,"2":"0","3":1}' data-sheets-value='{"1":3,"3":36.9}' style="overflow:hidden;padding:0px 3px 0px 3px;vertical-align:bottom;text-align:center;">37</td> <td data-sheets-numberformat='{"1":2,"2":"0","3":1}' data-sheets-value='{"1":3,"3":57.42}' style="overflow:hidden;padding:0px 3px 0px 3px;vertical-align:bottom;text-align:center;">57</td> <td data-sheets-value='{"1":3,"3":24}' style="border-right:1px solid #000000;overflow:hidden;padding:0px 3px 0px 3px;vertical-align:bottom;text-align:center;">24</td> </tr> <tr style="height:20px;"> <td data-sheets-value='{"1":2,"2":"PMMA"}' style="border-left:1px solid #000000;overflow:hidden;padding:0px 3px 0px 3px;vertical-align:bottom;">PMMA</td> <td style="overflow:hidden;padding:0px 3px 0px 3px;vertical-align:bottom;"></td> <td data-sheets-value='{"1":2,"2":"Opal (O)"}' style="overflow:hidden;padding:0px 3px 0px 3px;vertical-align:bottom;">Opal (O)</td> <td data-sheets-numberformat='{"1":2,"2":"0.00","3":1}' data-sheets-value='{"1":3,"3":1.19}' style="overflow:hidden;padding:0px 3px 0px 3px;vertical-align:bottom;text-align:center;">1.19</td> <td data-sheets-numberformat='{"1":2,"2":"0","3":1}' data-sheets-value='{"1":3,"3":34.03}' style="overflow:hidden;padding:0px 3px 0px 3px;vertical-align:bottom;text-align:center;">34</td> <td data-sheets-numberformat='{"1":2,"2":"0","3":1}' data-sheets-value='{"1":3,"3":50.160000000000004}' style="overflow:hidden;padding:0px 3px 0px 3px;vertical-align:bottom;text-align:center;">50</td> <td data-sheets-value='{"1":3,"3":24}' style="border-right:1px solid #000000;overflow:hidden;padding:0px 3px 0px 3px;vertical-align:bottom;text-align:center;">24</td> </tr> <tr style="height:20px;"> <td style="border-left:1px solid #000000;overflow:hidden;padding:0px 3px 0px 3px;vertical-align:bottom;"></td> <td data-sheets-value='{"1":2,"2":"DW"}' style="overflow:hidden;padding:0px 3px 0px 3px;vertical-align:bottom;">DW</td> <td data-sheets-value='{"1":2,"2":"Clear (H/H)"}' style="overflow:hidden;padding:0px 3px 0px 3px;vertical-align:bottom;">Clear (H/H)</td> <td data-sheets-numberformat='{"1":2,"2":"0.00","3":1}' data-sheets-value='{"1":3,"3":0.98}' style="overflow:hidden;padding:0px 3px 0px 3px;vertical-align:bottom;text-align:center;">0.98</td> <td data-sheets-numberformat='{"1":2,"2":"0","3":1}' data-sheets-value='{"1":3,"3":33.21}' style="overflow:hidden;padding:0px 3px 0px 3px;vertical-align:bottom;text-align:center;">33</td> <td data-sheets-numberformat='{"1":2,"2":"0","3":1}' data-sheets-value='{"1":3,"3":49.5}' style="overflow:hidden;padding:0px 3px 0px 3px;vertical-align:bottom;text-align:center;">50</td> <td data-sheets-value='{"1":3,"3":26}' style="border-right:1px solid #000000;overflow:hidden;padding:0px 3px 0px 3px;vertical-align:bottom;text-align:center;">26</td> </tr> <tr style="height:20px;"> <td style="border-bottom:1px solid #000000;border-left:1px solid #000000;overflow:hidden;padding:0px 3px 0px 3px;vertical-align:bottom;"></td> <td style="border-bottom:1px solid #000000;overflow:hidden;padding:0px 3px 0px 3px;vertical-align:bottom;"></td> <td data-sheets-value='{"1":2,"2":"Opal (O/O)"}' style="border-bottom:1px solid #000000;overflow:hidden;padding:0px 3px 0px 3px;vertical-align:bottom;">Opal (O/O)</td> <td data-sheets-numberformat='{"1":2,"2":"0.00","3":1}' data-sheets-value='{"1":3,"3":0.98}' style="border-bottom:1px solid #000000;overflow:hidden;padding:0px 3px 0px 3px;vertical-align:bottom;text-align:center;">0.98</td> <td data-sheets-numberformat='{"1":2,"2":"0","3":1}' data-sheets-value='{"1":3,"3":28.29}' style="border-bottom:1px solid #000000;overflow:hidden;padding:0px 3px 0px 3px;vertical-align:bottom;text-align:center;">28</td> <td data-sheets-numberformat='{"1":2,"2":"0","3":1}' data-sheets-value='{"1":3,"3":38.28}' style="border-bottom:1px solid #000000;overflow:hidden;padding:0px 3px 0px 3px;vertical-align:bottom;text-align:center;">38</td> <td data-sheets-value='{"1":3,"3":26}' style="border-right:1px solid #000000;border-bottom:1px solid #000000;overflow:hidden;padding:0px 3px 0px 3px;vertical-align:bottom;text-align:center;">26</td> </tr> <tr style="height:20px;"> <td data-sheets-value='{"1":2,"2":"Polycarbonate "}' style="border-left:1px solid #000000;overflow:hidden;padding:0px 3px 0px 3px;vertical-align:bottom;">Polycarbonate </td> <td data-sheets-value='{"1":2,"2":"EW"}' style="overflow:hidden;padding:0px 3px 0px 3px;vertical-align:bottom;">EW</td> <td data-sheets-value='{"1":2,"2":"Clear (A)"}' style="overflow:hidden;padding:0px 3px 0px 3px;vertical-align:bottom;">Clear (A)</td> <td data-sheets-numberformat='{"1":2,"2":"0.00","3":1}' data-sheets-value='{"1":3,"3":1.19}' style="overflow:hidden;padding:0px 3px 0px 3px;vertical-align:bottom;text-align:center;">1.19</td> <td data-sheets-numberformat='{"1":2,"2":"0","3":1}' data-sheets-value='{"1":3,"3":36.08}' style="overflow:hidden;padding:0px 3px 0px 3px;vertical-align:bottom;text-align:center;">36</td> <td data-sheets-numberformat='{"1":2,"2":"0","3":1}' data-sheets-value='{"1":3,"3":54.78}' style="overflow:hidden;padding:0px 3px 0px 3px;vertical-align:bottom;text-align:center;">55</td> <td data-sheets-value='{"1":3,"3":24}' style="border-right:1px solid #000000;overflow:hidden;padding:0px 3px 0px 3px;vertical-align:bottom;text-align:center;">24</td> </tr> <tr style="height:20px;"> <td data-sheets-value='{"1":2,"2":"PC"}' style="border-left:1px solid #000000;overflow:hidden;padding:0px 3px 0px 3px;vertical-align:bottom;">PC</td> <td style="overflow:hidden;padding:0px 3px 0px 3px;vertical-align:bottom;"></td> <td data-sheets-value='{"1":2,"2":"Opal (D)"}' style="overflow:hidden;padding:0px 3px 0px 3px;vertical-align:bottom;">Opal (D)</td> <td data-sheets-numberformat='{"1":2,"2":"0.00","3":1}' data-sheets-value='{"1":3,"3":1.19}' style="overflow:hidden;padding:0px 3px 0px 3px;vertical-align:bottom;text-align:center;">1.19</td> <td data-sheets-numberformat='{"1":2,"2":"0","3":1}' data-sheets-value='{"1":3,"3":23.779999999999998}' style="overflow:hidden;padding:0px 3px 0px 3px;vertical-align:bottom;text-align:center;">24</td> <td data-sheets-numberformat='{"1":2,"2":"0","3":1}' data-sheets-value='{"1":3,"3":39.6}' style="overflow:hidden;padding:0px 3px 0px 3px;vertical-align:bottom;text-align:center;">40</td> <td data-sheets-value='{"1":3,"3":24}' style="border-right:1px solid #000000;overflow:hidden;padding:0px 3px 0px 3px;vertical-align:bottom;text-align:center;">24</td> </tr> <tr style="height:20px;"> <td style="border-left:1px solid #000000;overflow:hidden;padding:0px 3px 0px 3px;vertical-align:bottom;"></td> <td data-sheets-value='{"1":2,"2":"DW"}' style="overflow:hidden;padding:0px 3px 0px 3px;vertical-align:bottom;">DW</td> <td data-sheets-value='{"1":2,"2":"Clear (A/H)"}' style="overflow:hidden;padding:0px 3px 0px 3px;vertical-align:bottom;">Clear (A/H)</td> <td data-sheets-numberformat='{"1":2,"2":"0.00","3":1}' data-sheets-value='{"1":3,"3":0.98}' style="overflow:hidden;padding:0px 3px 0px 3px;vertical-align:bottom;text-align:center;">0.98</td> <td data-sheets-numberformat='{"1":2,"2":"0","3":1}' data-sheets-value='{"1":3,"3":32.39}' style="overflow:hidden;padding:0px 3px 0px 3px;vertical-align:bottom;text-align:center;">32</td> <td data-sheets-numberformat='{"1":2,"2":"0","3":1}' data-sheets-value='{"1":3,"3":47.52}' style="overflow:hidden;padding:0px 3px 0px 3px;vertical-align:bottom;text-align:center;">48</td> <td data-sheets-value='{"1":3,"3":26}' style="border-right:1px solid #000000;overflow:hidden;padding:0px 3px 0px 3px;vertical-align:bottom;text-align:center;">26</td> </tr> <tr style="height:20px;"> <td style="border-left:1px solid #000000;overflow:hidden;padding:0px 3px 0px 3px;vertical-align:bottom;"></td> <td style="overflow:hidden;padding:0px 3px 0px 3px;vertical-align:bottom;"></td> <td data-sheets-value='{"1":2,"2":"Clear (A/A)"}' style="overflow:hidden;padding:0px 3px 0px 3px;vertical-align:bottom;">Clear (A/A)</td> <td data-sheets-numberformat='{"1":2,"2":"0.00","3":1}' data-sheets-value='{"1":3,"3":0.98}' style="overflow:hidden;padding:0px 3px 0px 3px;vertical-align:bottom;text-align:center;">0.98</td> <td data-sheets-numberformat='{"1":2,"2":"0","3":1}' data-sheets-value='{"1":3,"3":31.569999999999997}' style="overflow:hidden;padding:0px 3px 0px 3px;vertical-align:bottom;text-align:center;">32</td> <td data-sheets-numberformat='{"1":2,"2":"0","3":1}' data-sheets-value='{"1":3,"3":45.54}' style="overflow:hidden;padding:0px 3px 0px 3px;vertical-align:bottom;text-align:center;">46</td> <td data-sheets-value='{"1":3,"3":26}' style="border-right:1px solid #000000;overflow:hidden;padding:0px 3px 0px 3px;vertical-align:bottom;text-align:center;">26</td> </tr> <tr style="height:20px;"> <td style="border-left:1px solid #000000;overflow:hidden;padding:0px 3px 0px 3px;vertical-align:bottom;"></td> <td style="overflow:hidden;padding:0px 3px 0px 3px;vertical-align:bottom;"></td> <td data-sheets-value='{"1":2,"2":"Opal (A/O)"}' style="overflow:hidden;padding:0px 3px 0px 3px;vertical-align:bottom;">Opal (A/O)</td> <td data-sheets-numberformat='{"1":2,"2":"0.00","3":1}' data-sheets-value='{"1":3,"3":0.98}' style="overflow:hidden;padding:0px 3px 0px 3px;vertical-align:bottom;text-align:center;">0.98</td> <td data-sheets-numberformat='{"1":2,"2":"0","3":1}' data-sheets-value='{"1":3,"3":29.93}' style="overflow:hidden;padding:0px 3px 0px 3px;vertical-align:bottom;text-align:center;">30</td> <td data-sheets-numberformat='{"1":2,"2":"0","3":1}' data-sheets-value='{"1":3,"3":41.580000000000005}' style="overflow:hidden;padding:0px 3px 0px 3px;vertical-align:bottom;text-align:center;">42</td> <td data-sheets-value='{"1":3,"3":26}' style="border-right:1px solid #000000;overflow:hidden;padding:0px 3px 0px 3px;vertical-align:bottom;text-align:center;">26</td> </tr> <tr style="height:20px;"> <td style="border-bottom:1px solid #000000;border-left:1px solid #000000;overflow:hidden;padding:0px 3px 0px 3px;vertical-align:bottom;"></td> <td style="border-bottom:1px solid #000000;overflow:hidden;padding:0px 3px 0px 3px;vertical-align:bottom;"></td> <td data-sheets-value='{"1":2,"2":"Opal (A/D)"}' style="border-bottom:1px solid #000000;overflow:hidden;padding:0px 3px 0px 3px;vertical-align:bottom;">Opal (A/D)</td> <td data-sheets-numberformat='{"1":2,"2":"0.00","3":1}' data-sheets-value='{"1":3,"3":0.98}' style="border-bottom:1px solid #000000;overflow:hidden;padding:0px 3px 0px 3px;vertical-align:bottom;text-align:center;">0.98</td> <td data-sheets-numberformat='{"1":2,"2":"0","3":1}' data-sheets-value='{"1":3,"3":20.91}' style="border-bottom:1px solid #000000;overflow:hidden;padding:0px 3px 0px 3px;vertical-align:bottom;text-align:center;">21</td> <td data-sheets-numberformat='{"1":2,"2":"0","3":1}' data-sheets-value='{"1":3,"3":33}' style="border-bottom:1px solid #000000;overflow:hidden;padding:0px 3px 0px 3px;vertical-align:bottom;text-align:center;">33</td> <td data-sheets-value='{"1":3,"3":26}' style="border-right:1px solid #000000;border-bottom:1px solid #000000;overflow:hidden;padding:0px 3px 0px 3px;vertical-align:bottom;text-align:center;">26</td> </tr> <tr style="height:20px;"> <td data-sheets-value='{"1":2,"2":"Polycarbonate"}' style="border-left:1px solid #000000;overflow:hidden;padding:0px 3px 0px 3px;vertical-align:bottom;">Polycarbonate</td> <td data-sheets-value='{"1":2,"2":"EW"}' style="overflow:hidden;padding:0px 3px 0px 3px;vertical-align:bottom;">EW</td> <td data-sheets-value='{"1":2,"2":"Heatstop Opal (T)"}' style="overflow:hidden;padding:0px 3px 0px 3px;vertical-align:bottom;">Heatstop Opal (T)</td> <td data-sheets-numberformat='{"1":2,"2":"0.00","3":1}' data-sheets-value='{"1":3,"3":1.19}' style="overflow:hidden;padding:0px 3px 0px 3px;vertical-align:bottom;text-align:center;">1.19</td> <td data-sheets-numberformat='{"1":2,"2":"0","3":1}' data-sheets-value='{"1":3,"3":20.09}' style="overflow:hidden;padding:0px 3px 0px 3px;vertical-align:bottom;text-align:center;">20</td> <td data-sheets-numberformat='{"1":2,"2":"0","3":1}' data-sheets-value='{"1":3,"3":38.940000000000005}' style="overflow:hidden;padding:0px 3px 0px 3px;vertical-align:bottom;text-align:center;">39</td> <td data-sheets-value='{"1":3,"3":24}' style="border-right:1px solid #000000;overflow:hidden;padding:0px 3px 0px 3px;vertical-align:bottom;text-align:center;">24</td> </tr> <tr style="height:20px;"> <td data-sheets-value='{"1":2,"2":"Heatstop PC"}' style="border-left:1px solid #000000;overflow:hidden;padding:0px 3px 0px 3px;vertical-align:bottom;">Heatstop PC</td> <td data-sheets-value='{"1":2,"2":"DW"}' style="overflow:hidden;padding:0px 3px 0px 3px;vertical-align:bottom;">DW</td> <td data-sheets-value='{"1":2,"2":"Clear (T/H)"}' style="overflow:hidden;padding:0px 3px 0px 3px;vertical-align:bottom;">Clear (T/H)</td> <td data-sheets-numberformat='{"1":2,"2":"0.00","3":1}' data-sheets-value='{"1":3,"3":0.98}' style="overflow:hidden;padding:0px 3px 0px 3px;vertical-align:bottom;text-align:center;">0.98</td> <td data-sheets-numberformat='{"1":2,"2":"0","3":1}' data-sheets-value='{"1":3,"3":18.04}' style="overflow:hidden;padding:0px 3px 0px 3px;vertical-align:bottom;text-align:center;">18</td> <td data-sheets-numberformat='{"1":2,"2":"0","3":1}' data-sheets-value='{"1":3,"3":33.660000000000004}' style="overflow:hidden;padding:0px 3px 0px 3px;vertical-align:bottom;text-align:center;">34</td> <td data-sheets-value='{"1":3,"3":26}' style="border-right:1px solid #000000;overflow:hidden;padding:0px 3px 0px 3px;vertical-align:bottom;text-align:center;">26</td> </tr> <tr style="height:20px;"> <td style="border-bottom:1px solid #000000;border-left:1px solid #000000;overflow:hidden;padding:0px 3px 0px 3px;vertical-align:bottom;"></td> <td style="border-bottom:1px solid #000000;overflow:hidden;padding:0px 3px 0px 3px;vertical-align:bottom;"></td> <td data-sheets-value='{"1":2,"2":"Opal (T/O)"}' style="border-bottom:1px solid #000000;overflow:hidden;padding:0px 3px 0px 3px;vertical-align:bottom;">Opal (T/O)</td> <td data-sheets-numberformat='{"1":2,"2":"0.00","3":1}' data-sheets-value='{"1":3,"3":0.98}' style="border-bottom:1px solid #000000;overflow:hidden;padding:0px 3px 0px 3px;vertical-align:bottom;text-align:center;">0.98</td> <td data-sheets-numberformat='{"1":2,"2":"0","3":1}' data-sheets-value='{"1":3,"3":16.81}' style="border-bottom:1px solid #000000;overflow:hidden;padding:0px 3px 0px 3px;vertical-align:bottom;text-align:center;">17</td> <td data-sheets-numberformat='{"1":2,"2":"0","3":1}' data-sheets-value='{"1":3,"3":29.700000000000003}' style="border-bottom:1px solid #000000;overflow:hidden;padding:0px 3px 0px 3px;vertical-align:bottom;text-align:center;">30</td> <td data-sheets-value='{"1":3,"3":26}' style="border-right:1px solid #000000;border-bottom:1px solid #000000;overflow:hidden;padding:0px 3px 0px 3px;vertical-align:bottom;text-align:center;">26</td> </tr> </tbody></table> | skylux-160-ce-met-koepel-en-pvc-opstand-16-00-met-lm-motor-pvc-raam-type-ep25-en-windvang-1200-x-1400-mm | 8586026811725 | 46872338039117
Smoke and heat exhaust (SHEV) | SHE system | Skylux | Skylux 160° CE with skylight and PVC curb 16/00 with LM-actuator, PVC frame type EP25 and spoiler 1200 x 1500 mm |  | 50342 | 5412970503422 | 5401.45 | Yes | 30-45 | 78.23 | 1200 x 1500 mm | 1500 | 1200 |  | PVC 16/00 (16 cm high & roof opening = daylight size) | Rectangular | 1.19 W/m²K - 0.98 W/m²K | 57% - 30% | 37% - 17% | 24dB - 26dB | 160° CE (for industry) | PVC frame EP25 | with spoiler | E | Single actuator | Maximum double-walled skylight possible for this product | Ut-value LT-value g-value Rw-value EN 1873 : 2014 EN ISO 13468 EN 16153 EN 410 EN 410 EN ISO 140-3 Material Walls Shells (W/m²K) (%) (%) (dB) Acrylic EW Clear (H) 1.19 37 57 24 PMMA Opal (O) 1.19 34 50 24 DW Clear (H/H) 0.98 33 50 26 Opal (O/O) 0.98 28 38 26 Polycarbonate EW Clear (A) 1.19 36 55 24 PC Opal (D) 1.19 24 40 24 DW Clear (A/H) 0.98 32 48 26 Clear (A/A) 0.98 32 46 26 Opal (A/O) 0.98 30 42 26 Opal (A/D) 0.98 21 33 26 Polycarbonate EW Heatstop Opal (T) 1.19 20 39 24 Heatstop PC DW Clear (T/H) 0.98 18 34 26 Opal (T/O) 0.98 17 30 26 | https://skylux.eu/en/products/skylux-160-ce-met-koepel-en-pvc-opstand-16-00-met-lm-motor-pvc-raam-type-ep25-en-windvang-1200-x-1500-mm | https://skylux.eu/cdn/shop/files/Skylux-160deg-CE-met-koepel-en-pvc-opstand-1600-met-LM-motor-pvc-raam-type-EP25-en-windvang-1200-x-1500-mm-RWA-systeem.jpg?v=1702979971&width=1600 | https://skylux.eu/cdn/shop/files/e5a82811-1bb0-48e4-a776-cacb59c7c092_30d4b2cc-a92f-40d8-a25f-a2568794b9cb.jpg?v=1688551020&width=1600 | //skylux.eu/cdn/shop/files/E_MH_Mounting_instructions_Skylux_160_CE_LM.pdf?v=12406716259046007223 | //skylux.eu/cdn/shop/files/E_TD_Technical_File_Skylux_Skylux_160_CE_Electric.pdf?v=3667116872303399239 | <style type="text/css" id="isPasted"><!--td {border: 1px solid #cccccc;}br {mso-data-placement:same-cell;}--></style><table border="1" cellpadding="0" cellspacing="0" dir="ltr" style="table-layout:fixed;font-size:10pt;font-family:Arial;border-collapse:collapse;border:none;"><tbody> <tr style="height:20px;"> <td style="overflow:hidden;padding:0px 3px 0px 3px;vertical-align:bottom;"></td> <td style="overflow:hidden;padding:0px 3px 0px 3px;vertical-align:bottom;"></td> <td style="overflow:hidden;padding:0px 3px 0px 3px;vertical-align:bottom;"></td> <td data-sheets-value='{"1":2,"2":"Ut-value"}' style="overflow:hidden;padding:0px 3px 0px 3px;vertical-align:bottom;font-weight:bold;text-align:center;">Ut-value</td> <td data-sheets-value='{"1":2,"2":"LT-value"}' style="overflow:hidden;padding:0px 3px 0px 3px;vertical-align:bottom;font-weight:bold;text-align:center;">LT-value</td> <td data-sheets-value='{"1":2,"2":"g-value"}' style="overflow:hidden;padding:0px 3px 0px 3px;vertical-align:bottom;font-weight:bold;text-align:center;">g-value</td> <td data-sheets-value='{"1":2,"2":"Rw-value "}' style="overflow:hidden;padding:0px 3px 0px 3px;vertical-align:bottom;font-weight:bold;text-align:center;">Rw-value </td> </tr> <tr style="height:20px;"> <td style="overflow:hidden;padding:0px 3px 0px 3px;vertical-align:bottom;"></td> <td style="overflow:hidden;padding:0px 3px 0px 3px;vertical-align:bottom;"></td> <td style="overflow:hidden;padding:0px 3px 0px 3px;vertical-align:bottom;"></td> <td data-sheets-numberformat='{"1":2,"2":"0.00","3":1}' data-sheets-value='{"1":2,"2":"EN 1873 : 2014"}' style="overflow:hidden;padding:0px 3px 0px 3px;vertical-align:bottom;text-align:center;">EN 1873 : 2014</td> <td data-sheets-numberformat='{"1":2,"2":"0","3":1}' data-sheets-value='{"1":2,"2":"EN ISO 13468 EN 16153 EN 410"}' style="overflow:hidden;padding:0px 3px 0px 3px;vertical-align:bottom;text-align:center;">EN ISO 13468 EN 16153 EN 410</td> <td data-sheets-numberformat='{"1":2,"2":"0","3":1}' data-sheets-value='{"1":2,"2":"EN 410"}' style="overflow:hidden;padding:0px 3px 0px 3px;vertical-align:bottom;text-align:center;">EN 410</td> <td data-sheets-value='{"1":2,"2":"EN ISO 140-3\t\t"}' style="overflow:hidden;padding:0px 3px 0px 3px;vertical-align:bottom;text-align:center;">EN ISO 140-3 </td> </tr> <tr style="height:20px;"> <td data-sheets-value='{"1":2,"2":"Material"}' style="border-bottom:1px solid #000000;overflow:hidden;padding:0px 3px 0px 3px;vertical-align:bottom;background-color:#000000;font-weight:bold;color:#ffffff;">Material</td> <td data-sheets-value='{"1":2,"2":"Walls"}' style="border-bottom:1px solid #000000;overflow:hidden;padding:0px 3px 0px 3px;vertical-align:bottom;background-color:#000000;font-weight:bold;color:#ffffff;">Walls</td> <td data-sheets-value='{"1":2,"2":"Shells"}' style="border-bottom:1px solid #000000;overflow:hidden;padding:0px 3px 0px 3px;vertical-align:bottom;background-color:#000000;font-weight:bold;color:#ffffff;">Shells</td> <td data-sheets-numberformat='{"1":2,"2":"0.00","3":1}' data-sheets-value='{"1":2,"2":"(W/m²K)\t"}' style="border-bottom:1px solid #000000;overflow:hidden;padding:0px 3px 0px 3px;vertical-align:bottom;background-color:#000000;font-weight:bold;color:#ffffff;text-align:center;">(W/m²K) </td> <td data-sheets-numberformat='{"1":2,"2":"0","3":1}' data-sheets-value='{"1":2,"2":"(%)"}' style="border-bottom:1px solid #000000;overflow:hidden;padding:0px 3px 0px 3px;vertical-align:bottom;background-color:#000000;font-weight:bold;color:#ffffff;text-align:center;">(%)</td> <td data-sheets-numberformat='{"1":2,"2":"0","3":1}' data-sheets-value='{"1":2,"2":"(%)"}' style="border-bottom:1px solid #000000;overflow:hidden;padding:0px 3px 0px 3px;vertical-align:bottom;background-color:#000000;font-weight:bold;color:#ffffff;text-align:center;">(%)</td> <td data-sheets-value='{"1":2,"2":"(dB)"}' style="border-bottom:1px solid #000000;overflow:hidden;padding:0px 3px 0px 3px;vertical-align:bottom;background-color:#000000;font-weight:bold;color:#ffffff;text-align:center;">(dB)</td> </tr> <tr style="height:20px;"> <td data-sheets-value='{"1":2,"2":"Acrylic"}' style="border-left:1px solid #000000;overflow:hidden;padding:0px 3px 0px 3px;vertical-align:bottom;">Acrylic</td> <td data-sheets-value='{"1":2,"2":"EW"}' style="overflow:hidden;padding:0px 3px 0px 3px;vertical-align:bottom;">EW</td> <td data-sheets-value='{"1":2,"2":"Clear (H)"}' style="overflow:hidden;padding:0px 3px 0px 3px;vertical-align:bottom;">Clear (H)</td> <td data-sheets-numberformat='{"1":2,"2":"0.00","3":1}' data-sheets-value='{"1":3,"3":1.19}' style="overflow:hidden;padding:0px 3px 0px 3px;vertical-align:bottom;text-align:center;">1.19</td> <td data-sheets-numberformat='{"1":2,"2":"0","3":1}' data-sheets-value='{"1":3,"3":36.9}' style="overflow:hidden;padding:0px 3px 0px 3px;vertical-align:bottom;text-align:center;">37</td> <td data-sheets-numberformat='{"1":2,"2":"0","3":1}' data-sheets-value='{"1":3,"3":57.42}' style="overflow:hidden;padding:0px 3px 0px 3px;vertical-align:bottom;text-align:center;">57</td> <td data-sheets-value='{"1":3,"3":24}' style="border-right:1px solid #000000;overflow:hidden;padding:0px 3px 0px 3px;vertical-align:bottom;text-align:center;">24</td> </tr> <tr style="height:20px;"> <td data-sheets-value='{"1":2,"2":"PMMA"}' style="border-left:1px solid #000000;overflow:hidden;padding:0px 3px 0px 3px;vertical-align:bottom;">PMMA</td> <td style="overflow:hidden;padding:0px 3px 0px 3px;vertical-align:bottom;"></td> <td data-sheets-value='{"1":2,"2":"Opal (O)"}' style="overflow:hidden;padding:0px 3px 0px 3px;vertical-align:bottom;">Opal (O)</td> <td data-sheets-numberformat='{"1":2,"2":"0.00","3":1}' data-sheets-value='{"1":3,"3":1.19}' style="overflow:hidden;padding:0px 3px 0px 3px;vertical-align:bottom;text-align:center;">1.19</td> <td data-sheets-numberformat='{"1":2,"2":"0","3":1}' data-sheets-value='{"1":3,"3":34.03}' style="overflow:hidden;padding:0px 3px 0px 3px;vertical-align:bottom;text-align:center;">34</td> <td data-sheets-numberformat='{"1":2,"2":"0","3":1}' data-sheets-value='{"1":3,"3":50.160000000000004}' style="overflow:hidden;padding:0px 3px 0px 3px;vertical-align:bottom;text-align:center;">50</td> <td data-sheets-value='{"1":3,"3":24}' style="border-right:1px solid #000000;overflow:hidden;padding:0px 3px 0px 3px;vertical-align:bottom;text-align:center;">24</td> </tr> <tr style="height:20px;"> <td style="border-left:1px solid #000000;overflow:hidden;padding:0px 3px 0px 3px;vertical-align:bottom;"></td> <td data-sheets-value='{"1":2,"2":"DW"}' style="overflow:hidden;padding:0px 3px 0px 3px;vertical-align:bottom;">DW</td> <td data-sheets-value='{"1":2,"2":"Clear (H/H)"}' style="overflow:hidden;padding:0px 3px 0px 3px;vertical-align:bottom;">Clear (H/H)</td> <td data-sheets-numberformat='{"1":2,"2":"0.00","3":1}' data-sheets-value='{"1":3,"3":0.98}' style="overflow:hidden;padding:0px 3px 0px 3px;vertical-align:bottom;text-align:center;">0.98</td> <td data-sheets-numberformat='{"1":2,"2":"0","3":1}' data-sheets-value='{"1":3,"3":33.21}' style="overflow:hidden;padding:0px 3px 0px 3px;vertical-align:bottom;text-align:center;">33</td> <td data-sheets-numberformat='{"1":2,"2":"0","3":1}' data-sheets-value='{"1":3,"3":49.5}' style="overflow:hidden;padding:0px 3px 0px 3px;vertical-align:bottom;text-align:center;">50</td> <td data-sheets-value='{"1":3,"3":26}' style="border-right:1px solid #000000;overflow:hidden;padding:0px 3px 0px 3px;vertical-align:bottom;text-align:center;">26</td> </tr> <tr style="height:20px;"> <td style="border-bottom:1px solid #000000;border-left:1px solid #000000;overflow:hidden;padding:0px 3px 0px 3px;vertical-align:bottom;"></td> <td style="border-bottom:1px solid #000000;overflow:hidden;padding:0px 3px 0px 3px;vertical-align:bottom;"></td> <td data-sheets-value='{"1":2,"2":"Opal (O/O)"}' style="border-bottom:1px solid #000000;overflow:hidden;padding:0px 3px 0px 3px;vertical-align:bottom;">Opal (O/O)</td> <td data-sheets-numberformat='{"1":2,"2":"0.00","3":1}' data-sheets-value='{"1":3,"3":0.98}' style="border-bottom:1px solid #000000;overflow:hidden;padding:0px 3px 0px 3px;vertical-align:bottom;text-align:center;">0.98</td> <td data-sheets-numberformat='{"1":2,"2":"0","3":1}' data-sheets-value='{"1":3,"3":28.29}' style="border-bottom:1px solid #000000;overflow:hidden;padding:0px 3px 0px 3px;vertical-align:bottom;text-align:center;">28</td> <td data-sheets-numberformat='{"1":2,"2":"0","3":1}' data-sheets-value='{"1":3,"3":38.28}' style="border-bottom:1px solid #000000;overflow:hidden;padding:0px 3px 0px 3px;vertical-align:bottom;text-align:center;">38</td> <td data-sheets-value='{"1":3,"3":26}' style="border-right:1px solid #000000;border-bottom:1px solid #000000;overflow:hidden;padding:0px 3px 0px 3px;vertical-align:bottom;text-align:center;">26</td> </tr> <tr style="height:20px;"> <td data-sheets-value='{"1":2,"2":"Polycarbonate "}' style="border-left:1px solid #000000;overflow:hidden;padding:0px 3px 0px 3px;vertical-align:bottom;">Polycarbonate </td> <td data-sheets-value='{"1":2,"2":"EW"}' style="overflow:hidden;padding:0px 3px 0px 3px;vertical-align:bottom;">EW</td> <td data-sheets-value='{"1":2,"2":"Clear (A)"}' style="overflow:hidden;padding:0px 3px 0px 3px;vertical-align:bottom;">Clear (A)</td> <td data-sheets-numberformat='{"1":2,"2":"0.00","3":1}' data-sheets-value='{"1":3,"3":1.19}' style="overflow:hidden;padding:0px 3px 0px 3px;vertical-align:bottom;text-align:center;">1.19</td> <td data-sheets-numberformat='{"1":2,"2":"0","3":1}' data-sheets-value='{"1":3,"3":36.08}' style="overflow:hidden;padding:0px 3px 0px 3px;vertical-align:bottom;text-align:center;">36</td> <td data-sheets-numberformat='{"1":2,"2":"0","3":1}' data-sheets-value='{"1":3,"3":54.78}' style="overflow:hidden;padding:0px 3px 0px 3px;vertical-align:bottom;text-align:center;">55</td> <td data-sheets-value='{"1":3,"3":24}' style="border-right:1px solid #000000;overflow:hidden;padding:0px 3px 0px 3px;vertical-align:bottom;text-align:center;">24</td> </tr> <tr style="height:20px;"> <td data-sheets-value='{"1":2,"2":"PC"}' style="border-left:1px solid #000000;overflow:hidden;padding:0px 3px 0px 3px;vertical-align:bottom;">PC</td> <td style="overflow:hidden;padding:0px 3px 0px 3px;vertical-align:bottom;"></td> <td data-sheets-value='{"1":2,"2":"Opal (D)"}' style="overflow:hidden;padding:0px 3px 0px 3px;vertical-align:bottom;">Opal (D)</td> <td data-sheets-numberformat='{"1":2,"2":"0.00","3":1}' data-sheets-value='{"1":3,"3":1.19}' style="overflow:hidden;padding:0px 3px 0px 3px;vertical-align:bottom;text-align:center;">1.19</td> <td data-sheets-numberformat='{"1":2,"2":"0","3":1}' data-sheets-value='{"1":3,"3":23.779999999999998}' style="overflow:hidden;padding:0px 3px 0px 3px;vertical-align:bottom;text-align:center;">24</td> <td data-sheets-numberformat='{"1":2,"2":"0","3":1}' data-sheets-value='{"1":3,"3":39.6}' style="overflow:hidden;padding:0px 3px 0px 3px;vertical-align:bottom;text-align:center;">40</td> <td data-sheets-value='{"1":3,"3":24}' style="border-right:1px solid #000000;overflow:hidden;padding:0px 3px 0px 3px;vertical-align:bottom;text-align:center;">24</td> </tr> <tr style="height:20px;"> <td style="border-left:1px solid #000000;overflow:hidden;padding:0px 3px 0px 3px;vertical-align:bottom;"></td> <td data-sheets-value='{"1":2,"2":"DW"}' style="overflow:hidden;padding:0px 3px 0px 3px;vertical-align:bottom;">DW</td> <td data-sheets-value='{"1":2,"2":"Clear (A/H)"}' style="overflow:hidden;padding:0px 3px 0px 3px;vertical-align:bottom;">Clear (A/H)</td> <td data-sheets-numberformat='{"1":2,"2":"0.00","3":1}' data-sheets-value='{"1":3,"3":0.98}' style="overflow:hidden;padding:0px 3px 0px 3px;vertical-align:bottom;text-align:center;">0.98</td> <td data-sheets-numberformat='{"1":2,"2":"0","3":1}' data-sheets-value='{"1":3,"3":32.39}' style="overflow:hidden;padding:0px 3px 0px 3px;vertical-align:bottom;text-align:center;">32</td> <td data-sheets-numberformat='{"1":2,"2":"0","3":1}' data-sheets-value='{"1":3,"3":47.52}' style="overflow:hidden;padding:0px 3px 0px 3px;vertical-align:bottom;text-align:center;">48</td> <td data-sheets-value='{"1":3,"3":26}' style="border-right:1px solid #000000;overflow:hidden;padding:0px 3px 0px 3px;vertical-align:bottom;text-align:center;">26</td> </tr> <tr style="height:20px;"> <td style="border-left:1px solid #000000;overflow:hidden;padding:0px 3px 0px 3px;vertical-align:bottom;"></td> <td style="overflow:hidden;padding:0px 3px 0px 3px;vertical-align:bottom;"></td> <td data-sheets-value='{"1":2,"2":"Clear (A/A)"}' style="overflow:hidden;padding:0px 3px 0px 3px;vertical-align:bottom;">Clear (A/A)</td> <td data-sheets-numberformat='{"1":2,"2":"0.00","3":1}' data-sheets-value='{"1":3,"3":0.98}' style="overflow:hidden;padding:0px 3px 0px 3px;vertical-align:bottom;text-align:center;">0.98</td> <td data-sheets-numberformat='{"1":2,"2":"0","3":1}' data-sheets-value='{"1":3,"3":31.569999999999997}' style="overflow:hidden;padding:0px 3px 0px 3px;vertical-align:bottom;text-align:center;">32</td> <td data-sheets-numberformat='{"1":2,"2":"0","3":1}' data-sheets-value='{"1":3,"3":45.54}' style="overflow:hidden;padding:0px 3px 0px 3px;vertical-align:bottom;text-align:center;">46</td> <td data-sheets-value='{"1":3,"3":26}' style="border-right:1px solid #000000;overflow:hidden;padding:0px 3px 0px 3px;vertical-align:bottom;text-align:center;">26</td> </tr> <tr style="height:20px;"> <td style="border-left:1px solid #000000;overflow:hidden;padding:0px 3px 0px 3px;vertical-align:bottom;"></td> <td style="overflow:hidden;padding:0px 3px 0px 3px;vertical-align:bottom;"></td> <td data-sheets-value='{"1":2,"2":"Opal (A/O)"}' style="overflow:hidden;padding:0px 3px 0px 3px;vertical-align:bottom;">Opal (A/O)</td> <td data-sheets-numberformat='{"1":2,"2":"0.00","3":1}' data-sheets-value='{"1":3,"3":0.98}' style="overflow:hidden;padding:0px 3px 0px 3px;vertical-align:bottom;text-align:center;">0.98</td> <td data-sheets-numberformat='{"1":2,"2":"0","3":1}' data-sheets-value='{"1":3,"3":29.93}' style="overflow:hidden;padding:0px 3px 0px 3px;vertical-align:bottom;text-align:center;">30</td> <td data-sheets-numberformat='{"1":2,"2":"0","3":1}' data-sheets-value='{"1":3,"3":41.580000000000005}' style="overflow:hidden;padding:0px 3px 0px 3px;vertical-align:bottom;text-align:center;">42</td> <td data-sheets-value='{"1":3,"3":26}' style="border-right:1px solid #000000;overflow:hidden;padding:0px 3px 0px 3px;vertical-align:bottom;text-align:center;">26</td> </tr> <tr style="height:20px;"> <td style="border-bottom:1px solid #000000;border-left:1px solid #000000;overflow:hidden;padding:0px 3px 0px 3px;vertical-align:bottom;"></td> <td style="border-bottom:1px solid #000000;overflow:hidden;padding:0px 3px 0px 3px;vertical-align:bottom;"></td> <td data-sheets-value='{"1":2,"2":"Opal (A/D)"}' style="border-bottom:1px solid #000000;overflow:hidden;padding:0px 3px 0px 3px;vertical-align:bottom;">Opal (A/D)</td> <td data-sheets-numberformat='{"1":2,"2":"0.00","3":1}' data-sheets-value='{"1":3,"3":0.98}' style="border-bottom:1px solid #000000;overflow:hidden;padding:0px 3px 0px 3px;vertical-align:bottom;text-align:center;">0.98</td> <td data-sheets-numberformat='{"1":2,"2":"0","3":1}' data-sheets-value='{"1":3,"3":20.91}' style="border-bottom:1px solid #000000;overflow:hidden;padding:0px 3px 0px 3px;vertical-align:bottom;text-align:center;">21</td> <td data-sheets-numberformat='{"1":2,"2":"0","3":1}' data-sheets-value='{"1":3,"3":33}' style="border-bottom:1px solid #000000;overflow:hidden;padding:0px 3px 0px 3px;vertical-align:bottom;text-align:center;">33</td> <td data-sheets-value='{"1":3,"3":26}' style="border-right:1px solid #000000;border-bottom:1px solid #000000;overflow:hidden;padding:0px 3px 0px 3px;vertical-align:bottom;text-align:center;">26</td> </tr> <tr style="height:20px;"> <td data-sheets-value='{"1":2,"2":"Polycarbonate"}' style="border-left:1px solid #000000;overflow:hidden;padding:0px 3px 0px 3px;vertical-align:bottom;">Polycarbonate</td> <td data-sheets-value='{"1":2,"2":"EW"}' style="overflow:hidden;padding:0px 3px 0px 3px;vertical-align:bottom;">EW</td> <td data-sheets-value='{"1":2,"2":"Heatstop Opal (T)"}' style="overflow:hidden;padding:0px 3px 0px 3px;vertical-align:bottom;">Heatstop Opal (T)</td> <td data-sheets-numberformat='{"1":2,"2":"0.00","3":1}' data-sheets-value='{"1":3,"3":1.19}' style="overflow:hidden;padding:0px 3px 0px 3px;vertical-align:bottom;text-align:center;">1.19</td> <td data-sheets-numberformat='{"1":2,"2":"0","3":1}' data-sheets-value='{"1":3,"3":20.09}' style="overflow:hidden;padding:0px 3px 0px 3px;vertical-align:bottom;text-align:center;">20</td> <td data-sheets-numberformat='{"1":2,"2":"0","3":1}' data-sheets-value='{"1":3,"3":38.940000000000005}' style="overflow:hidden;padding:0px 3px 0px 3px;vertical-align:bottom;text-align:center;">39</td> <td data-sheets-value='{"1":3,"3":24}' style="border-right:1px solid #000000;overflow:hidden;padding:0px 3px 0px 3px;vertical-align:bottom;text-align:center;">24</td> </tr> <tr style="height:20px;"> <td data-sheets-value='{"1":2,"2":"Heatstop PC"}' style="border-left:1px solid #000000;overflow:hidden;padding:0px 3px 0px 3px;vertical-align:bottom;">Heatstop PC</td> <td data-sheets-value='{"1":2,"2":"DW"}' style="overflow:hidden;padding:0px 3px 0px 3px;vertical-align:bottom;">DW</td> <td data-sheets-value='{"1":2,"2":"Clear (T/H)"}' style="overflow:hidden;padding:0px 3px 0px 3px;vertical-align:bottom;">Clear (T/H)</td> <td data-sheets-numberformat='{"1":2,"2":"0.00","3":1}' data-sheets-value='{"1":3,"3":0.98}' style="overflow:hidden;padding:0px 3px 0px 3px;vertical-align:bottom;text-align:center;">0.98</td> <td data-sheets-numberformat='{"1":2,"2":"0","3":1}' data-sheets-value='{"1":3,"3":18.04}' style="overflow:hidden;padding:0px 3px 0px 3px;vertical-align:bottom;text-align:center;">18</td> <td data-sheets-numberformat='{"1":2,"2":"0","3":1}' data-sheets-value='{"1":3,"3":33.660000000000004}' style="overflow:hidden;padding:0px 3px 0px 3px;vertical-align:bottom;text-align:center;">34</td> <td data-sheets-value='{"1":3,"3":26}' style="border-right:1px solid #000000;overflow:hidden;padding:0px 3px 0px 3px;vertical-align:bottom;text-align:center;">26</td> </tr> <tr style="height:20px;"> <td style="border-bottom:1px solid #000000;border-left:1px solid #000000;overflow:hidden;padding:0px 3px 0px 3px;vertical-align:bottom;"></td> <td style="border-bottom:1px solid #000000;overflow:hidden;padding:0px 3px 0px 3px;vertical-align:bottom;"></td> <td data-sheets-value='{"1":2,"2":"Opal (T/O)"}' style="border-bottom:1px solid #000000;overflow:hidden;padding:0px 3px 0px 3px;vertical-align:bottom;">Opal (T/O)</td> <td data-sheets-numberformat='{"1":2,"2":"0.00","3":1}' data-sheets-value='{"1":3,"3":0.98}' style="border-bottom:1px solid #000000;overflow:hidden;padding:0px 3px 0px 3px;vertical-align:bottom;text-align:center;">0.98</td> <td data-sheets-numberformat='{"1":2,"2":"0","3":1}' data-sheets-value='{"1":3,"3":16.81}' style="border-bottom:1px solid #000000;overflow:hidden;padding:0px 3px 0px 3px;vertical-align:bottom;text-align:center;">17</td> <td data-sheets-numberformat='{"1":2,"2":"0","3":1}' data-sheets-value='{"1":3,"3":29.700000000000003}' style="border-bottom:1px solid #000000;overflow:hidden;padding:0px 3px 0px 3px;vertical-align:bottom;text-align:center;">30</td> <td data-sheets-value='{"1":3,"3":26}' style="border-right:1px solid #000000;border-bottom:1px solid #000000;overflow:hidden;padding:0px 3px 0px 3px;vertical-align:bottom;text-align:center;">26</td> </tr> </tbody></table> | skylux-160-ce-met-koepel-en-pvc-opstand-16-00-met-lm-motor-pvc-raam-type-ep25-en-windvang-1200-x-1500-mm | 8586026844493 | 46872338071885
Smoke and heat exhaust (SHEV) | SHE system | Skylux | Skylux 160° CE with skylight and PVC curb 16/00 with LM-actuator, PVC frame type EP25 and spoiler 1200 x 1800 mm |  | 50343 | 5412970503439 | 5832.2 | Yes | 30-45 | 99.24 | 1200 x 1800 mm | 1800 | 1200 |  | PVC 16/00 (16 cm high & roof opening = daylight size) | Rectangular | 1.19 W/m²K - 0.98 W/m²K | 57% - 30% | 37% - 17% | 24dB - 26dB | 160° CE (for industry) | PVC frame EP25 | with spoiler | E | Single actuator | Maximum double-walled skylight possible for this product | Ut-value LT-value g-value Rw-value EN 1873 : 2014 EN ISO 13468 EN 16153 EN 410 EN 410 EN ISO 140-3 Material Walls Shells (W/m²K) (%) (%) (dB) Acrylic EW Clear (H) 1.19 37 57 24 PMMA Opal (O) 1.19 34 50 24 DW Clear (H/H) 0.98 33 50 26 Opal (O/O) 0.98 28 38 26 Polycarbonate EW Clear (A) 1.19 36 55 24 PC Opal (D) 1.19 24 40 24 DW Clear (A/H) 0.98 32 48 26 Clear (A/A) 0.98 32 46 26 Opal (A/O) 0.98 30 42 26 Opal (A/D) 0.98 21 33 26 Polycarbonate EW Heatstop Opal (T) 1.19 20 39 24 Heatstop PC DW Clear (T/H) 0.98 18 34 26 Opal (T/O) 0.98 17 30 26 | https://skylux.eu/en/products/skylux-160-ce-met-koepel-en-pvc-opstand-16-00-met-lm-motor-pvc-raam-type-ep25-en-windvang-1200-x-1800-mm | https://skylux.eu/cdn/shop/files/Skylux-160deg-CE-met-koepel-en-pvc-opstand-1600-met-LM-motor-pvc-raam-type-EP25-en-windvang-1200-x-1800-mm-RWA-systeem.jpg?v=1702979976&width=1600 | https://skylux.eu/cdn/shop/files/e5a82811-1bb0-48e4-a776-cacb59c7c092_aa607b34-0ff4-431f-b223-cbd4d72f957f.jpg?v=1688551021&width=1600 | //skylux.eu/cdn/shop/files/E_MH_Mounting_instructions_Skylux_160_CE_LM.pdf?v=12406716259046007223 | //skylux.eu/cdn/shop/files/E_TD_Technical_File_Skylux_Skylux_160_CE_Electric.pdf?v=3667116872303399239 | <style type="text/css" id="isPasted"><!--td {border: 1px solid #cccccc;}br {mso-data-placement:same-cell;}--></style><table border="1" cellpadding="0" cellspacing="0" dir="ltr" style="table-layout:fixed;font-size:10pt;font-family:Arial;border-collapse:collapse;border:none;"><tbody> <tr style="height:20px;"> <td style="overflow:hidden;padding:0px 3px 0px 3px;vertical-align:bottom;"></td> <td style="overflow:hidden;padding:0px 3px 0px 3px;vertical-align:bottom;"></td> <td style="overflow:hidden;padding:0px 3px 0px 3px;vertical-align:bottom;"></td> <td data-sheets-value='{"1":2,"2":"Ut-value"}' style="overflow:hidden;padding:0px 3px 0px 3px;vertical-align:bottom;font-weight:bold;text-align:center;">Ut-value</td> <td data-sheets-value='{"1":2,"2":"LT-value"}' style="overflow:hidden;padding:0px 3px 0px 3px;vertical-align:bottom;font-weight:bold;text-align:center;">LT-value</td> <td data-sheets-value='{"1":2,"2":"g-value"}' style="overflow:hidden;padding:0px 3px 0px 3px;vertical-align:bottom;font-weight:bold;text-align:center;">g-value</td> <td data-sheets-value='{"1":2,"2":"Rw-value "}' style="overflow:hidden;padding:0px 3px 0px 3px;vertical-align:bottom;font-weight:bold;text-align:center;">Rw-value </td> </tr> <tr style="height:20px;"> <td style="overflow:hidden;padding:0px 3px 0px 3px;vertical-align:bottom;"></td> <td style="overflow:hidden;padding:0px 3px 0px 3px;vertical-align:bottom;"></td> <td style="overflow:hidden;padding:0px 3px 0px 3px;vertical-align:bottom;"></td> <td data-sheets-numberformat='{"1":2,"2":"0.00","3":1}' data-sheets-value='{"1":2,"2":"EN 1873 : 2014"}' style="overflow:hidden;padding:0px 3px 0px 3px;vertical-align:bottom;text-align:center;">EN 1873 : 2014</td> <td data-sheets-numberformat='{"1":2,"2":"0","3":1}' data-sheets-value='{"1":2,"2":"EN ISO 13468 EN 16153 EN 410"}' style="overflow:hidden;padding:0px 3px 0px 3px;vertical-align:bottom;text-align:center;">EN ISO 13468 EN 16153 EN 410</td> <td data-sheets-numberformat='{"1":2,"2":"0","3":1}' data-sheets-value='{"1":2,"2":"EN 410"}' style="overflow:hidden;padding:0px 3px 0px 3px;vertical-align:bottom;text-align:center;">EN 410</td> <td data-sheets-value='{"1":2,"2":"EN ISO 140-3\t\t"}' style="overflow:hidden;padding:0px 3px 0px 3px;vertical-align:bottom;text-align:center;">EN ISO 140-3 </td> </tr> <tr style="height:20px;"> <td data-sheets-value='{"1":2,"2":"Material"}' style="border-bottom:1px solid #000000;overflow:hidden;padding:0px 3px 0px 3px;vertical-align:bottom;background-color:#000000;font-weight:bold;color:#ffffff;">Material</td> <td data-sheets-value='{"1":2,"2":"Walls"}' style="border-bottom:1px solid #000000;overflow:hidden;padding:0px 3px 0px 3px;vertical-align:bottom;background-color:#000000;font-weight:bold;color:#ffffff;">Walls</td> <td data-sheets-value='{"1":2,"2":"Shells"}' style="border-bottom:1px solid #000000;overflow:hidden;padding:0px 3px 0px 3px;vertical-align:bottom;background-color:#000000;font-weight:bold;color:#ffffff;">Shells</td> <td data-sheets-numberformat='{"1":2,"2":"0.00","3":1}' data-sheets-value='{"1":2,"2":"(W/m²K)\t"}' style="border-bottom:1px solid #000000;overflow:hidden;padding:0px 3px 0px 3px;vertical-align:bottom;background-color:#000000;font-weight:bold;color:#ffffff;text-align:center;">(W/m²K) </td> <td data-sheets-numberformat='{"1":2,"2":"0","3":1}' data-sheets-value='{"1":2,"2":"(%)"}' style="border-bottom:1px solid #000000;overflow:hidden;padding:0px 3px 0px 3px;vertical-align:bottom;background-color:#000000;font-weight:bold;color:#ffffff;text-align:center;">(%)</td> <td data-sheets-numberformat='{"1":2,"2":"0","3":1}' data-sheets-value='{"1":2,"2":"(%)"}' style="border-bottom:1px solid #000000;overflow:hidden;padding:0px 3px 0px 3px;vertical-align:bottom;background-color:#000000;font-weight:bold;color:#ffffff;text-align:center;">(%)</td> <td data-sheets-value='{"1":2,"2":"(dB)"}' style="border-bottom:1px solid #000000;overflow:hidden;padding:0px 3px 0px 3px;vertical-align:bottom;background-color:#000000;font-weight:bold;color:#ffffff;text-align:center;">(dB)</td> </tr> <tr style="height:20px;"> <td data-sheets-value='{"1":2,"2":"Acrylic"}' style="border-left:1px solid #000000;overflow:hidden;padding:0px 3px 0px 3px;vertical-align:bottom;">Acrylic</td> <td data-sheets-value='{"1":2,"2":"EW"}' style="overflow:hidden;padding:0px 3px 0px 3px;vertical-align:bottom;">EW</td> <td data-sheets-value='{"1":2,"2":"Clear (H)"}' style="overflow:hidden;padding:0px 3px 0px 3px;vertical-align:bottom;">Clear (H)</td> <td data-sheets-numberformat='{"1":2,"2":"0.00","3":1}' data-sheets-value='{"1":3,"3":1.19}' style="overflow:hidden;padding:0px 3px 0px 3px;vertical-align:bottom;text-align:center;">1.19</td> <td data-sheets-numberformat='{"1":2,"2":"0","3":1}' data-sheets-value='{"1":3,"3":36.9}' style="overflow:hidden;padding:0px 3px 0px 3px;vertical-align:bottom;text-align:center;">37</td> <td data-sheets-numberformat='{"1":2,"2":"0","3":1}' data-sheets-value='{"1":3,"3":57.42}' style="overflow:hidden;padding:0px 3px 0px 3px;vertical-align:bottom;text-align:center;">57</td> <td data-sheets-value='{"1":3,"3":24}' style="border-right:1px solid #000000;overflow:hidden;padding:0px 3px 0px 3px;vertical-align:bottom;text-align:center;">24</td> </tr> <tr style="height:20px;"> <td data-sheets-value='{"1":2,"2":"PMMA"}' style="border-left:1px solid #000000;overflow:hidden;padding:0px 3px 0px 3px;vertical-align:bottom;">PMMA</td> <td style="overflow:hidden;padding:0px 3px 0px 3px;vertical-align:bottom;"></td> <td data-sheets-value='{"1":2,"2":"Opal (O)"}' style="overflow:hidden;padding:0px 3px 0px 3px;vertical-align:bottom;">Opal (O)</td> <td data-sheets-numberformat='{"1":2,"2":"0.00","3":1}' data-sheets-value='{"1":3,"3":1.19}' style="overflow:hidden;padding:0px 3px 0px 3px;vertical-align:bottom;text-align:center;">1.19</td> <td data-sheets-numberformat='{"1":2,"2":"0","3":1}' data-sheets-value='{"1":3,"3":34.03}' style="overflow:hidden;padding:0px 3px 0px 3px;vertical-align:bottom;text-align:center;">34</td> <td data-sheets-numberformat='{"1":2,"2":"0","3":1}' data-sheets-value='{"1":3,"3":50.160000000000004}' style="overflow:hidden;padding:0px 3px 0px 3px;vertical-align:bottom;text-align:center;">50</td> <td data-sheets-value='{"1":3,"3":24}' style="border-right:1px solid #000000;overflow:hidden;padding:0px 3px 0px 3px;vertical-align:bottom;text-align:center;">24</td> </tr> <tr style="height:20px;"> <td style="border-left:1px solid #000000;overflow:hidden;padding:0px 3px 0px 3px;vertical-align:bottom;"></td> <td data-sheets-value='{"1":2,"2":"DW"}' style="overflow:hidden;padding:0px 3px 0px 3px;vertical-align:bottom;">DW</td> <td data-sheets-value='{"1":2,"2":"Clear (H/H)"}' style="overflow:hidden;padding:0px 3px 0px 3px;vertical-align:bottom;">Clear (H/H)</td> <td data-sheets-numberformat='{"1":2,"2":"0.00","3":1}' data-sheets-value='{"1":3,"3":0.98}' style="overflow:hidden;padding:0px 3px 0px 3px;vertical-align:bottom;text-align:center;">0.98</td> <td data-sheets-numberformat='{"1":2,"2":"0","3":1}' data-sheets-value='{"1":3,"3":33.21}' style="overflow:hidden;padding:0px 3px 0px 3px;vertical-align:bottom;text-align:center;">33</td> <td data-sheets-numberformat='{"1":2,"2":"0","3":1}' data-sheets-value='{"1":3,"3":49.5}' style="overflow:hidden;padding:0px 3px 0px 3px;vertical-align:bottom;text-align:center;">50</td> <td data-sheets-value='{"1":3,"3":26}' style="border-right:1px solid #000000;overflow:hidden;padding:0px 3px 0px 3px;vertical-align:bottom;text-align:center;">26</td> </tr> <tr style="height:20px;"> <td style="border-bottom:1px solid #000000;border-left:1px solid #000000;overflow:hidden;padding:0px 3px 0px 3px;vertical-align:bottom;"></td> <td style="border-bottom:1px solid #000000;overflow:hidden;padding:0px 3px 0px 3px;vertical-align:bottom;"></td> <td data-sheets-value='{"1":2,"2":"Opal (O/O)"}' style="border-bottom:1px solid #000000;overflow:hidden;padding:0px 3px 0px 3px;vertical-align:bottom;">Opal (O/O)</td> <td data-sheets-numberformat='{"1":2,"2":"0.00","3":1}' data-sheets-value='{"1":3,"3":0.98}' style="border-bottom:1px solid #000000;overflow:hidden;padding:0px 3px 0px 3px;vertical-align:bottom;text-align:center;">0.98</td> <td data-sheets-numberformat='{"1":2,"2":"0","3":1}' data-sheets-value='{"1":3,"3":28.29}' style="border-bottom:1px solid #000000;overflow:hidden;padding:0px 3px 0px 3px;vertical-align:bottom;text-align:center;">28</td> <td data-sheets-numberformat='{"1":2,"2":"0","3":1}' data-sheets-value='{"1":3,"3":38.28}' style="border-bottom:1px solid #000000;overflow:hidden;padding:0px 3px 0px 3px;vertical-align:bottom;text-align:center;">38</td> <td data-sheets-value='{"1":3,"3":26}' style="border-right:1px solid #000000;border-bottom:1px solid #000000;overflow:hidden;padding:0px 3px 0px 3px;vertical-align:bottom;text-align:center;">26</td> </tr> <tr style="height:20px;"> <td data-sheets-value='{"1":2,"2":"Polycarbonate "}' style="border-left:1px solid #000000;overflow:hidden;padding:0px 3px 0px 3px;vertical-align:bottom;">Polycarbonate </td> <td data-sheets-value='{"1":2,"2":"EW"}' style="overflow:hidden;padding:0px 3px 0px 3px;vertical-align:bottom;">EW</td> <td data-sheets-value='{"1":2,"2":"Clear (A)"}' style="overflow:hidden;padding:0px 3px 0px 3px;vertical-align:bottom;">Clear (A)</td> <td data-sheets-numberformat='{"1":2,"2":"0.00","3":1}' data-sheets-value='{"1":3,"3":1.19}' style="overflow:hidden;padding:0px 3px 0px 3px;vertical-align:bottom;text-align:center;">1.19</td> <td data-sheets-numberformat='{"1":2,"2":"0","3":1}' data-sheets-value='{"1":3,"3":36.08}' style="overflow:hidden;padding:0px 3px 0px 3px;vertical-align:bottom;text-align:center;">36</td> <td data-sheets-numberformat='{"1":2,"2":"0","3":1}' data-sheets-value='{"1":3,"3":54.78}' style="overflow:hidden;padding:0px 3px 0px 3px;vertical-align:bottom;text-align:center;">55</td> <td data-sheets-value='{"1":3,"3":24}' style="border-right:1px solid #000000;overflow:hidden;padding:0px 3px 0px 3px;vertical-align:bottom;text-align:center;">24</td> </tr> <tr style="height:20px;"> <td data-sheets-value='{"1":2,"2":"PC"}' style="border-left:1px solid #000000;overflow:hidden;padding:0px 3px 0px 3px;vertical-align:bottom;">PC</td> <td style="overflow:hidden;padding:0px 3px 0px 3px;vertical-align:bottom;"></td> <td data-sheets-value='{"1":2,"2":"Opal (D)"}' style="overflow:hidden;padding:0px 3px 0px 3px;vertical-align:bottom;">Opal (D)</td> <td data-sheets-numberformat='{"1":2,"2":"0.00","3":1}' data-sheets-value='{"1":3,"3":1.19}' style="overflow:hidden;padding:0px 3px 0px 3px;vertical-align:bottom;text-align:center;">1.19</td> <td data-sheets-numberformat='{"1":2,"2":"0","3":1}' data-sheets-value='{"1":3,"3":23.779999999999998}' style="overflow:hidden;padding:0px 3px 0px 3px;vertical-align:bottom;text-align:center;">24</td> <td data-sheets-numberformat='{"1":2,"2":"0","3":1}' data-sheets-value='{"1":3,"3":39.6}' style="overflow:hidden;padding:0px 3px 0px 3px;vertical-align:bottom;text-align:center;">40</td> <td data-sheets-value='{"1":3,"3":24}' style="border-right:1px solid #000000;overflow:hidden;padding:0px 3px 0px 3px;vertical-align:bottom;text-align:center;">24</td> </tr> <tr style="height:20px;"> <td style="border-left:1px solid #000000;overflow:hidden;padding:0px 3px 0px 3px;vertical-align:bottom;"></td> <td data-sheets-value='{"1":2,"2":"DW"}' style="overflow:hidden;padding:0px 3px 0px 3px;vertical-align:bottom;">DW</td> <td data-sheets-value='{"1":2,"2":"Clear (A/H)"}' style="overflow:hidden;padding:0px 3px 0px 3px;vertical-align:bottom;">Clear (A/H)</td> <td data-sheets-numberformat='{"1":2,"2":"0.00","3":1}' data-sheets-value='{"1":3,"3":0.98}' style="overflow:hidden;padding:0px 3px 0px 3px;vertical-align:bottom;text-align:center;">0.98</td> <td data-sheets-numberformat='{"1":2,"2":"0","3":1}' data-sheets-value='{"1":3,"3":32.39}' style="overflow:hidden;padding:0px 3px 0px 3px;vertical-align:bottom;text-align:center;">32</td> <td data-sheets-numberformat='{"1":2,"2":"0","3":1}' data-sheets-value='{"1":3,"3":47.52}' style="overflow:hidden;padding:0px 3px 0px 3px;vertical-align:bottom;text-align:center;">48</td> <td data-sheets-value='{"1":3,"3":26}' style="border-right:1px solid #000000;overflow:hidden;padding:0px 3px 0px 3px;vertical-align:bottom;text-align:center;">26</td> </tr> <tr style="height:20px;"> <td style="border-left:1px solid #000000;overflow:hidden;padding:0px 3px 0px 3px;vertical-align:bottom;"></td> <td style="overflow:hidden;padding:0px 3px 0px 3px;vertical-align:bottom;"></td> <td data-sheets-value='{"1":2,"2":"Clear (A/A)"}' style="overflow:hidden;padding:0px 3px 0px 3px;vertical-align:bottom;">Clear (A/A)</td> <td data-sheets-numberformat='{"1":2,"2":"0.00","3":1}' data-sheets-value='{"1":3,"3":0.98}' style="overflow:hidden;padding:0px 3px 0px 3px;vertical-align:bottom;text-align:center;">0.98</td> <td data-sheets-numberformat='{"1":2,"2":"0","3":1}' data-sheets-value='{"1":3,"3":31.569999999999997}' style="overflow:hidden;padding:0px 3px 0px 3px;vertical-align:bottom;text-align:center;">32</td> <td data-sheets-numberformat='{"1":2,"2":"0","3":1}' data-sheets-value='{"1":3,"3":45.54}' style="overflow:hidden;padding:0px 3px 0px 3px;vertical-align:bottom;text-align:center;">46</td> <td data-sheets-value='{"1":3,"3":26}' style="border-right:1px solid #000000;overflow:hidden;padding:0px 3px 0px 3px;vertical-align:bottom;text-align:center;">26</td> </tr> <tr style="height:20px;"> <td style="border-left:1px solid #000000;overflow:hidden;padding:0px 3px 0px 3px;vertical-align:bottom;"></td> <td style="overflow:hidden;padding:0px 3px 0px 3px;vertical-align:bottom;"></td> <td data-sheets-value='{"1":2,"2":"Opal (A/O)"}' style="overflow:hidden;padding:0px 3px 0px 3px;vertical-align:bottom;">Opal (A/O)</td> <td data-sheets-numberformat='{"1":2,"2":"0.00","3":1}' data-sheets-value='{"1":3,"3":0.98}' style="overflow:hidden;padding:0px 3px 0px 3px;vertical-align:bottom;text-align:center;">0.98</td> <td data-sheets-numberformat='{"1":2,"2":"0","3":1}' data-sheets-value='{"1":3,"3":29.93}' style="overflow:hidden;padding:0px 3px 0px 3px;vertical-align:bottom;text-align:center;">30</td> <td data-sheets-numberformat='{"1":2,"2":"0","3":1}' data-sheets-value='{"1":3,"3":41.580000000000005}' style="overflow:hidden;padding:0px 3px 0px 3px;vertical-align:bottom;text-align:center;">42</td> <td data-sheets-value='{"1":3,"3":26}' style="border-right:1px solid #000000;overflow:hidden;padding:0px 3px 0px 3px;vertical-align:bottom;text-align:center;">26</td> </tr> <tr style="height:20px;"> <td style="border-bottom:1px solid #000000;border-left:1px solid #000000;overflow:hidden;padding:0px 3px 0px 3px;vertical-align:bottom;"></td> <td style="border-bottom:1px solid #000000;overflow:hidden;padding:0px 3px 0px 3px;vertical-align:bottom;"></td> <td data-sheets-value='{"1":2,"2":"Opal (A/D)"}' style="border-bottom:1px solid #000000;overflow:hidden;padding:0px 3px 0px 3px;vertical-align:bottom;">Opal (A/D)</td> <td data-sheets-numberformat='{"1":2,"2":"0.00","3":1}' data-sheets-value='{"1":3,"3":0.98}' style="border-bottom:1px solid #000000;overflow:hidden;padding:0px 3px 0px 3px;vertical-align:bottom;text-align:center;">0.98</td> <td data-sheets-numberformat='{"1":2,"2":"0","3":1}' data-sheets-value='{"1":3,"3":20.91}' style="border-bottom:1px solid #000000;overflow:hidden;padding:0px 3px 0px 3px;vertical-align:bottom;text-align:center;">21</td> <td data-sheets-numberformat='{"1":2,"2":"0","3":1}' data-sheets-value='{"1":3,"3":33}' style="border-bottom:1px solid #000000;overflow:hidden;padding:0px 3px 0px 3px;vertical-align:bottom;text-align:center;">33</td> <td data-sheets-value='{"1":3,"3":26}' style="border-right:1px solid #000000;border-bottom:1px solid #000000;overflow:hidden;padding:0px 3px 0px 3px;vertical-align:bottom;text-align:center;">26</td> </tr> <tr style="height:20px;"> <td data-sheets-value='{"1":2,"2":"Polycarbonate"}' style="border-left:1px solid #000000;overflow:hidden;padding:0px 3px 0px 3px;vertical-align:bottom;">Polycarbonate</td> <td data-sheets-value='{"1":2,"2":"EW"}' style="overflow:hidden;padding:0px 3px 0px 3px;vertical-align:bottom;">EW</td> <td data-sheets-value='{"1":2,"2":"Heatstop Opal (T)"}' style="overflow:hidden;padding:0px 3px 0px 3px;vertical-align:bottom;">Heatstop Opal (T)</td> <td data-sheets-numberformat='{"1":2,"2":"0.00","3":1}' data-sheets-value='{"1":3,"3":1.19}' style="overflow:hidden;padding:0px 3px 0px 3px;vertical-align:bottom;text-align:center;">1.19</td> <td data-sheets-numberformat='{"1":2,"2":"0","3":1}' data-sheets-value='{"1":3,"3":20.09}' style="overflow:hidden;padding:0px 3px 0px 3px;vertical-align:bottom;text-align:center;">20</td> <td data-sheets-numberformat='{"1":2,"2":"0","3":1}' data-sheets-value='{"1":3,"3":38.940000000000005}' style="overflow:hidden;padding:0px 3px 0px 3px;vertical-align:bottom;text-align:center;">39</td> <td data-sheets-value='{"1":3,"3":24}' style="border-right:1px solid #000000;overflow:hidden;padding:0px 3px 0px 3px;vertical-align:bottom;text-align:center;">24</td> </tr> <tr style="height:20px;"> <td data-sheets-value='{"1":2,"2":"Heatstop PC"}' style="border-left:1px solid #000000;overflow:hidden;padding:0px 3px 0px 3px;vertical-align:bottom;">Heatstop PC</td> <td data-sheets-value='{"1":2,"2":"DW"}' style="overflow:hidden;padding:0px 3px 0px 3px;vertical-align:bottom;">DW</td> <td data-sheets-value='{"1":2,"2":"Clear (T/H)"}' style="overflow:hidden;padding:0px 3px 0px 3px;vertical-align:bottom;">Clear (T/H)</td> <td data-sheets-numberformat='{"1":2,"2":"0.00","3":1}' data-sheets-value='{"1":3,"3":0.98}' style="overflow:hidden;padding:0px 3px 0px 3px;vertical-align:bottom;text-align:center;">0.98</td> <td data-sheets-numberformat='{"1":2,"2":"0","3":1}' data-sheets-value='{"1":3,"3":18.04}' style="overflow:hidden;padding:0px 3px 0px 3px;vertical-align:bottom;text-align:center;">18</td> <td data-sheets-numberformat='{"1":2,"2":"0","3":1}' data-sheets-value='{"1":3,"3":33.660000000000004}' style="overflow:hidden;padding:0px 3px 0px 3px;vertical-align:bottom;text-align:center;">34</td> <td data-sheets-value='{"1":3,"3":26}' style="border-right:1px solid #000000;overflow:hidden;padding:0px 3px 0px 3px;vertical-align:bottom;text-align:center;">26</td> </tr> <tr style="height:20px;"> <td style="border-bottom:1px solid #000000;border-left:1px solid #000000;overflow:hidden;padding:0px 3px 0px 3px;vertical-align:bottom;"></td> <td style="border-bottom:1px solid #000000;overflow:hidden;padding:0px 3px 0px 3px;vertical-align:bottom;"></td> <td data-sheets-value='{"1":2,"2":"Opal (T/O)"}' style="border-bottom:1px solid #000000;overflow:hidden;padding:0px 3px 0px 3px;vertical-align:bottom;">Opal (T/O)</td> <td data-sheets-numberformat='{"1":2,"2":"0.00","3":1}' data-sheets-value='{"1":3,"3":0.98}' style="border-bottom:1px solid #000000;overflow:hidden;padding:0px 3px 0px 3px;vertical-align:bottom;text-align:center;">0.98</td> <td data-sheets-numberformat='{"1":2,"2":"0","3":1}' data-sheets-value='{"1":3,"3":16.81}' style="border-bottom:1px solid #000000;overflow:hidden;padding:0px 3px 0px 3px;vertical-align:bottom;text-align:center;">17</td> <td data-sheets-numberformat='{"1":2,"2":"0","3":1}' data-sheets-value='{"1":3,"3":29.700000000000003}' style="border-bottom:1px solid #000000;overflow:hidden;padding:0px 3px 0px 3px;vertical-align:bottom;text-align:center;">30</td> <td data-sheets-value='{"1":3,"3":26}' style="border-right:1px solid #000000;border-bottom:1px solid #000000;overflow:hidden;padding:0px 3px 0px 3px;vertical-align:bottom;text-align:center;">26</td> </tr> </tbody></table> | skylux-160-ce-met-koepel-en-pvc-opstand-16-00-met-lm-motor-pvc-raam-type-ep25-en-windvang-1200-x-1800-mm | 8586026942797 | 46872338202957
Smoke and heat exhaust (SHEV) | SHE system | Skylux | Skylux 160° CE with skylight and PVC curb 16/00 with LM-actuator, PVC frame type EP25 and spoiler 1200 x 2100 mm |  | 50344 | 5412970503446 | 6348.9 | Yes | 30-45 | 101.53 | 1200 x 2100 mm | 2100 | 1200 |  | PVC 16/00 (16 cm high & roof opening = daylight size) | Rectangular | 1.19 W/m²K - 0.98 W/m²K | 57% - 30% | 37% - 17% | 24dB - 26dB | 160° CE (for industry) | PVC frame EP25 | with spoiler | E | Single actuator | Maximum double-walled skylight possible for this product | Ut-value LT-value g-value Rw-value EN 1873 : 2014 EN ISO 13468 EN 16153 EN 410 EN 410 EN ISO 140-3 Material Walls Shells (W/m²K) (%) (%) (dB) Acrylic EW Clear (H) 1.19 37 57 24 PMMA Opal (O) 1.19 34 50 24 DW Clear (H/H) 0.98 33 50 26 Opal (O/O) 0.98 28 38 26 Polycarbonate EW Clear (A) 1.19 36 55 24 PC Opal (D) 1.19 24 40 24 DW Clear (A/H) 0.98 32 48 26 Clear (A/A) 0.98 32 46 26 Opal (A/O) 0.98 30 42 26 Opal (A/D) 0.98 21 33 26 Polycarbonate EW Heatstop Opal (T) 1.19 20 39 24 Heatstop PC DW Clear (T/H) 0.98 18 34 26 Opal (T/O) 0.98 17 30 26 | https://skylux.eu/en/products/skylux-160-ce-met-koepel-en-pvc-opstand-16-00-met-lm-motor-pvc-raam-type-ep25-en-windvang-1200-x-2100-mm | https://skylux.eu/cdn/shop/files/Skylux-160deg-CE-met-koepel-en-pvc-opstand-1600-met-LM-motor-pvc-raam-type-EP25-en-windvang-1200-x-2100-mm-RWA-systeem.jpg?v=1702979982&width=1600 | https://skylux.eu/cdn/shop/files/e5a82811-1bb0-48e4-a776-cacb59c7c092_d626b3a5-b218-4555-8807-d7e03b68ede5.jpg?v=1688551022&width=1600 | //skylux.eu/cdn/shop/files/E_MH_Mounting_instructions_Skylux_160_CE_LM.pdf?v=12406716259046007223 | //skylux.eu/cdn/shop/files/E_TD_Technical_File_Skylux_Skylux_160_CE_Electric.pdf?v=3667116872303399239 | <style type="text/css" id="isPasted"><!--td {border: 1px solid #cccccc;}br {mso-data-placement:same-cell;}--></style><table border="1" cellpadding="0" cellspacing="0" dir="ltr" style="table-layout:fixed;font-size:10pt;font-family:Arial;border-collapse:collapse;border:none;"><tbody> <tr style="height:20px;"> <td style="overflow:hidden;padding:0px 3px 0px 3px;vertical-align:bottom;"></td> <td style="overflow:hidden;padding:0px 3px 0px 3px;vertical-align:bottom;"></td> <td style="overflow:hidden;padding:0px 3px 0px 3px;vertical-align:bottom;"></td> <td data-sheets-value='{"1":2,"2":"Ut-value"}' style="overflow:hidden;padding:0px 3px 0px 3px;vertical-align:bottom;font-weight:bold;text-align:center;">Ut-value</td> <td data-sheets-value='{"1":2,"2":"LT-value"}' style="overflow:hidden;padding:0px 3px 0px 3px;vertical-align:bottom;font-weight:bold;text-align:center;">LT-value</td> <td data-sheets-value='{"1":2,"2":"g-value"}' style="overflow:hidden;padding:0px 3px 0px 3px;vertical-align:bottom;font-weight:bold;text-align:center;">g-value</td> <td data-sheets-value='{"1":2,"2":"Rw-value "}' style="overflow:hidden;padding:0px 3px 0px 3px;vertical-align:bottom;font-weight:bold;text-align:center;">Rw-value </td> </tr> <tr style="height:20px;"> <td style="overflow:hidden;padding:0px 3px 0px 3px;vertical-align:bottom;"></td> <td style="overflow:hidden;padding:0px 3px 0px 3px;vertical-align:bottom;"></td> <td style="overflow:hidden;padding:0px 3px 0px 3px;vertical-align:bottom;"></td> <td data-sheets-numberformat='{"1":2,"2":"0.00","3":1}' data-sheets-value='{"1":2,"2":"EN 1873 : 2014"}' style="overflow:hidden;padding:0px 3px 0px 3px;vertical-align:bottom;text-align:center;">EN 1873 : 2014</td> <td data-sheets-numberformat='{"1":2,"2":"0","3":1}' data-sheets-value='{"1":2,"2":"EN ISO 13468 EN 16153 EN 410"}' style="overflow:hidden;padding:0px 3px 0px 3px;vertical-align:bottom;text-align:center;">EN ISO 13468 EN 16153 EN 410</td> <td data-sheets-numberformat='{"1":2,"2":"0","3":1}' data-sheets-value='{"1":2,"2":"EN 410"}' style="overflow:hidden;padding:0px 3px 0px 3px;vertical-align:bottom;text-align:center;">EN 410</td> <td data-sheets-value='{"1":2,"2":"EN ISO 140-3\t\t"}' style="overflow:hidden;padding:0px 3px 0px 3px;vertical-align:bottom;text-align:center;">EN ISO 140-3 </td> </tr> <tr style="height:20px;"> <td data-sheets-value='{"1":2,"2":"Material"}' style="border-bottom:1px solid #000000;overflow:hidden;padding:0px 3px 0px 3px;vertical-align:bottom;background-color:#000000;font-weight:bold;color:#ffffff;">Material</td> <td data-sheets-value='{"1":2,"2":"Walls"}' style="border-bottom:1px solid #000000;overflow:hidden;padding:0px 3px 0px 3px;vertical-align:bottom;background-color:#000000;font-weight:bold;color:#ffffff;">Walls</td> <td data-sheets-value='{"1":2,"2":"Shells"}' style="border-bottom:1px solid #000000;overflow:hidden;padding:0px 3px 0px 3px;vertical-align:bottom;background-color:#000000;font-weight:bold;color:#ffffff;">Shells</td> <td data-sheets-numberformat='{"1":2,"2":"0.00","3":1}' data-sheets-value='{"1":2,"2":"(W/m²K)\t"}' style="border-bottom:1px solid #000000;overflow:hidden;padding:0px 3px 0px 3px;vertical-align:bottom;background-color:#000000;font-weight:bold;color:#ffffff;text-align:center;">(W/m²K) </td> <td data-sheets-numberformat='{"1":2,"2":"0","3":1}' data-sheets-value='{"1":2,"2":"(%)"}' style="border-bottom:1px solid #000000;overflow:hidden;padding:0px 3px 0px 3px;vertical-align:bottom;background-color:#000000;font-weight:bold;color:#ffffff;text-align:center;">(%)</td> <td data-sheets-numberformat='{"1":2,"2":"0","3":1}' data-sheets-value='{"1":2,"2":"(%)"}' style="border-bottom:1px solid #000000;overflow:hidden;padding:0px 3px 0px 3px;vertical-align:bottom;background-color:#000000;font-weight:bold;color:#ffffff;text-align:center;">(%)</td> <td data-sheets-value='{"1":2,"2":"(dB)"}' style="border-bottom:1px solid #000000;overflow:hidden;padding:0px 3px 0px 3px;vertical-align:bottom;background-color:#000000;font-weight:bold;color:#ffffff;text-align:center;">(dB)</td> </tr> <tr style="height:20px;"> <td data-sheets-value='{"1":2,"2":"Acrylic"}' style="border-left:1px solid #000000;overflow:hidden;padding:0px 3px 0px 3px;vertical-align:bottom;">Acrylic</td> <td data-sheets-value='{"1":2,"2":"EW"}' style="overflow:hidden;padding:0px 3px 0px 3px;vertical-align:bottom;">EW</td> <td data-sheets-value='{"1":2,"2":"Clear (H)"}' style="overflow:hidden;padding:0px 3px 0px 3px;vertical-align:bottom;">Clear (H)</td> <td data-sheets-numberformat='{"1":2,"2":"0.00","3":1}' data-sheets-value='{"1":3,"3":1.19}' style="overflow:hidden;padding:0px 3px 0px 3px;vertical-align:bottom;text-align:center;">1.19</td> <td data-sheets-numberformat='{"1":2,"2":"0","3":1}' data-sheets-value='{"1":3,"3":36.9}' style="overflow:hidden;padding:0px 3px 0px 3px;vertical-align:bottom;text-align:center;">37</td> <td data-sheets-numberformat='{"1":2,"2":"0","3":1}' data-sheets-value='{"1":3,"3":57.42}' style="overflow:hidden;padding:0px 3px 0px 3px;vertical-align:bottom;text-align:center;">57</td> <td data-sheets-value='{"1":3,"3":24}' style="border-right:1px solid #000000;overflow:hidden;padding:0px 3px 0px 3px;vertical-align:bottom;text-align:center;">24</td> </tr> <tr style="height:20px;"> <td data-sheets-value='{"1":2,"2":"PMMA"}' style="border-left:1px solid #000000;overflow:hidden;padding:0px 3px 0px 3px;vertical-align:bottom;">PMMA</td> <td style="overflow:hidden;padding:0px 3px 0px 3px;vertical-align:bottom;"></td> <td data-sheets-value='{"1":2,"2":"Opal (O)"}' style="overflow:hidden;padding:0px 3px 0px 3px;vertical-align:bottom;">Opal (O)</td> <td data-sheets-numberformat='{"1":2,"2":"0.00","3":1}' data-sheets-value='{"1":3,"3":1.19}' style="overflow:hidden;padding:0px 3px 0px 3px;vertical-align:bottom;text-align:center;">1.19</td> <td data-sheets-numberformat='{"1":2,"2":"0","3":1}' data-sheets-value='{"1":3,"3":34.03}' style="overflow:hidden;padding:0px 3px 0px 3px;vertical-align:bottom;text-align:center;">34</td> <td data-sheets-numberformat='{"1":2,"2":"0","3":1}' data-sheets-value='{"1":3,"3":50.160000000000004}' style="overflow:hidden;padding:0px 3px 0px 3px;vertical-align:bottom;text-align:center;">50</td> <td data-sheets-value='{"1":3,"3":24}' style="border-right:1px solid #000000;overflow:hidden;padding:0px 3px 0px 3px;vertical-align:bottom;text-align:center;">24</td> </tr> <tr style="height:20px;"> <td style="border-left:1px solid #000000;overflow:hidden;padding:0px 3px 0px 3px;vertical-align:bottom;"></td> <td data-sheets-value='{"1":2,"2":"DW"}' style="overflow:hidden;padding:0px 3px 0px 3px;vertical-align:bottom;">DW</td> <td data-sheets-value='{"1":2,"2":"Clear (H/H)"}' style="overflow:hidden;padding:0px 3px 0px 3px;vertical-align:bottom;">Clear (H/H)</td> <td data-sheets-numberformat='{"1":2,"2":"0.00","3":1}' data-sheets-value='{"1":3,"3":0.98}' style="overflow:hidden;padding:0px 3px 0px 3px;vertical-align:bottom;text-align:center;">0.98</td> <td data-sheets-numberformat='{"1":2,"2":"0","3":1}' data-sheets-value='{"1":3,"3":33.21}' style="overflow:hidden;padding:0px 3px 0px 3px;vertical-align:bottom;text-align:center;">33</td> <td data-sheets-numberformat='{"1":2,"2":"0","3":1}' data-sheets-value='{"1":3,"3":49.5}' style="overflow:hidden;padding:0px 3px 0px 3px;vertical-align:bottom;text-align:center;">50</td> <td data-sheets-value='{"1":3,"3":26}' style="border-right:1px solid #000000;overflow:hidden;padding:0px 3px 0px 3px;vertical-align:bottom;text-align:center;">26</td> </tr> <tr style="height:20px;"> <td style="border-bottom:1px solid #000000;border-left:1px solid #000000;overflow:hidden;padding:0px 3px 0px 3px;vertical-align:bottom;"></td> <td style="border-bottom:1px solid #000000;overflow:hidden;padding:0px 3px 0px 3px;vertical-align:bottom;"></td> <td data-sheets-value='{"1":2,"2":"Opal (O/O)"}' style="border-bottom:1px solid #000000;overflow:hidden;padding:0px 3px 0px 3px;vertical-align:bottom;">Opal (O/O)</td> <td data-sheets-numberformat='{"1":2,"2":"0.00","3":1}' data-sheets-value='{"1":3,"3":0.98}' style="border-bottom:1px solid #000000;overflow:hidden;padding:0px 3px 0px 3px;vertical-align:bottom;text-align:center;">0.98</td> <td data-sheets-numberformat='{"1":2,"2":"0","3":1}' data-sheets-value='{"1":3,"3":28.29}' style="border-bottom:1px solid #000000;overflow:hidden;padding:0px 3px 0px 3px;vertical-align:bottom;text-align:center;">28</td> <td data-sheets-numberformat='{"1":2,"2":"0","3":1}' data-sheets-value='{"1":3,"3":38.28}' style="border-bottom:1px solid #000000;overflow:hidden;padding:0px 3px 0px 3px;vertical-align:bottom;text-align:center;">38</td> <td data-sheets-value='{"1":3,"3":26}' style="border-right:1px solid #000000;border-bottom:1px solid #000000;overflow:hidden;padding:0px 3px 0px 3px;vertical-align:bottom;text-align:center;">26</td> </tr> <tr style="height:20px;"> <td data-sheets-value='{"1":2,"2":"Polycarbonate "}' style="border-left:1px solid #000000;overflow:hidden;padding:0px 3px 0px 3px;vertical-align:bottom;">Polycarbonate </td> <td data-sheets-value='{"1":2,"2":"EW"}' style="overflow:hidden;padding:0px 3px 0px 3px;vertical-align:bottom;">EW</td> <td data-sheets-value='{"1":2,"2":"Clear (A)"}' style="overflow:hidden;padding:0px 3px 0px 3px;vertical-align:bottom;">Clear (A)</td> <td data-sheets-numberformat='{"1":2,"2":"0.00","3":1}' data-sheets-value='{"1":3,"3":1.19}' style="overflow:hidden;padding:0px 3px 0px 3px;vertical-align:bottom;text-align:center;">1.19</td> <td data-sheets-numberformat='{"1":2,"2":"0","3":1}' data-sheets-value='{"1":3,"3":36.08}' style="overflow:hidden;padding:0px 3px 0px 3px;vertical-align:bottom;text-align:center;">36</td> <td data-sheets-numberformat='{"1":2,"2":"0","3":1}' data-sheets-value='{"1":3,"3":54.78}' style="overflow:hidden;padding:0px 3px 0px 3px;vertical-align:bottom;text-align:center;">55</td> <td data-sheets-value='{"1":3,"3":24}' style="border-right:1px solid #000000;overflow:hidden;padding:0px 3px 0px 3px;vertical-align:bottom;text-align:center;">24</td> </tr> <tr style="height:20px;"> <td data-sheets-value='{"1":2,"2":"PC"}' style="border-left:1px solid #000000;overflow:hidden;padding:0px 3px 0px 3px;vertical-align:bottom;">PC</td> <td style="overflow:hidden;padding:0px 3px 0px 3px;vertical-align:bottom;"></td> <td data-sheets-value='{"1":2,"2":"Opal (D)"}' style="overflow:hidden;padding:0px 3px 0px 3px;vertical-align:bottom;">Opal (D)</td> <td data-sheets-numberformat='{"1":2,"2":"0.00","3":1}' data-sheets-value='{"1":3,"3":1.19}' style="overflow:hidden;padding:0px 3px 0px 3px;vertical-align:bottom;text-align:center;">1.19</td> <td data-sheets-numberformat='{"1":2,"2":"0","3":1}' data-sheets-value='{"1":3,"3":23.779999999999998}' style="overflow:hidden;padding:0px 3px 0px 3px;vertical-align:bottom;text-align:center;">24</td> <td data-sheets-numberformat='{"1":2,"2":"0","3":1}' data-sheets-value='{"1":3,"3":39.6}' style="overflow:hidden;padding:0px 3px 0px 3px;vertical-align:bottom;text-align:center;">40</td> <td data-sheets-value='{"1":3,"3":24}' style="border-right:1px solid #000000;overflow:hidden;padding:0px 3px 0px 3px;vertical-align:bottom;text-align:center;">24</td> </tr> <tr style="height:20px;"> <td style="border-left:1px solid #000000;overflow:hidden;padding:0px 3px 0px 3px;vertical-align:bottom;"></td> <td data-sheets-value='{"1":2,"2":"DW"}' style="overflow:hidden;padding:0px 3px 0px 3px;vertical-align:bottom;">DW</td> <td data-sheets-value='{"1":2,"2":"Clear (A/H)"}' style="overflow:hidden;padding:0px 3px 0px 3px;vertical-align:bottom;">Clear (A/H)</td> <td data-sheets-numberformat='{"1":2,"2":"0.00","3":1}' data-sheets-value='{"1":3,"3":0.98}' style="overflow:hidden;padding:0px 3px 0px 3px;vertical-align:bottom;text-align:center;">0.98</td> <td data-sheets-numberformat='{"1":2,"2":"0","3":1}' data-sheets-value='{"1":3,"3":32.39}' style="overflow:hidden;padding:0px 3px 0px 3px;vertical-align:bottom;text-align:center;">32</td> <td data-sheets-numberformat='{"1":2,"2":"0","3":1}' data-sheets-value='{"1":3,"3":47.52}' style="overflow:hidden;padding:0px 3px 0px 3px;vertical-align:bottom;text-align:center;">48</td> <td data-sheets-value='{"1":3,"3":26}' style="border-right:1px solid #000000;overflow:hidden;padding:0px 3px 0px 3px;vertical-align:bottom;text-align:center;">26</td> </tr> <tr style="height:20px;"> <td style="border-left:1px solid #000000;overflow:hidden;padding:0px 3px 0px 3px;vertical-align:bottom;"></td> <td style="overflow:hidden;padding:0px 3px 0px 3px;vertical-align:bottom;"></td> <td data-sheets-value='{"1":2,"2":"Clear (A/A)"}' style="overflow:hidden;padding:0px 3px 0px 3px;vertical-align:bottom;">Clear (A/A)</td> <td data-sheets-numberformat='{"1":2,"2":"0.00","3":1}' data-sheets-value='{"1":3,"3":0.98}' style="overflow:hidden;padding:0px 3px 0px 3px;vertical-align:bottom;text-align:center;">0.98</td> <td data-sheets-numberformat='{"1":2,"2":"0","3":1}' data-sheets-value='{"1":3,"3":31.569999999999997}' style="overflow:hidden;padding:0px 3px 0px 3px;vertical-align:bottom;text-align:center;">32</td> <td data-sheets-numberformat='{"1":2,"2":"0","3":1}' data-sheets-value='{"1":3,"3":45.54}' style="overflow:hidden;padding:0px 3px 0px 3px;vertical-align:bottom;text-align:center;">46</td> <td data-sheets-value='{"1":3,"3":26}' style="border-right:1px solid #000000;overflow:hidden;padding:0px 3px 0px 3px;vertical-align:bottom;text-align:center;">26</td> </tr> <tr style="height:20px;"> <td style="border-left:1px solid #000000;overflow:hidden;padding:0px 3px 0px 3px;vertical-align:bottom;"></td> <td style="overflow:hidden;padding:0px 3px 0px 3px;vertical-align:bottom;"></td> <td data-sheets-value='{"1":2,"2":"Opal (A/O)"}' style="overflow:hidden;padding:0px 3px 0px 3px;vertical-align:bottom;">Opal (A/O)</td> <td data-sheets-numberformat='{"1":2,"2":"0.00","3":1}' data-sheets-value='{"1":3,"3":0.98}' style="overflow:hidden;padding:0px 3px 0px 3px;vertical-align:bottom;text-align:center;">0.98</td> <td data-sheets-numberformat='{"1":2,"2":"0","3":1}' data-sheets-value='{"1":3,"3":29.93}' style="overflow:hidden;padding:0px 3px 0px 3px;vertical-align:bottom;text-align:center;">30</td> <td data-sheets-numberformat='{"1":2,"2":"0","3":1}' data-sheets-value='{"1":3,"3":41.580000000000005}' style="overflow:hidden;padding:0px 3px 0px 3px;vertical-align:bottom;text-align:center;">42</td> <td data-sheets-value='{"1":3,"3":26}' style="border-right:1px solid #000000;overflow:hidden;padding:0px 3px 0px 3px;vertical-align:bottom;text-align:center;">26</td> </tr> <tr style="height:20px;"> <td style="border-bottom:1px solid #000000;border-left:1px solid #000000;overflow:hidden;padding:0px 3px 0px 3px;vertical-align:bottom;"></td> <td style="border-bottom:1px solid #000000;overflow:hidden;padding:0px 3px 0px 3px;vertical-align:bottom;"></td> <td data-sheets-value='{"1":2,"2":"Opal (A/D)"}' style="border-bottom:1px solid #000000;overflow:hidden;padding:0px 3px 0px 3px;vertical-align:bottom;">Opal (A/D)</td> <td data-sheets-numberformat='{"1":2,"2":"0.00","3":1}' data-sheets-value='{"1":3,"3":0.98}' style="border-bottom:1px solid #000000;overflow:hidden;padding:0px 3px 0px 3px;vertical-align:bottom;text-align:center;">0.98</td> <td data-sheets-numberformat='{"1":2,"2":"0","3":1}' data-sheets-value='{"1":3,"3":20.91}' style="border-bottom:1px solid #000000;overflow:hidden;padding:0px 3px 0px 3px;vertical-align:bottom;text-align:center;">21</td> <td data-sheets-numberformat='{"1":2,"2":"0","3":1}' data-sheets-value='{"1":3,"3":33}' style="border-bottom:1px solid #000000;overflow:hidden;padding:0px 3px 0px 3px;vertical-align:bottom;text-align:center;">33</td> <td data-sheets-value='{"1":3,"3":26}' style="border-right:1px solid #000000;border-bottom:1px solid #000000;overflow:hidden;padding:0px 3px 0px 3px;vertical-align:bottom;text-align:center;">26</td> </tr> <tr style="height:20px;"> <td data-sheets-value='{"1":2,"2":"Polycarbonate"}' style="border-left:1px solid #000000;overflow:hidden;padding:0px 3px 0px 3px;vertical-align:bottom;">Polycarbonate</td> <td data-sheets-value='{"1":2,"2":"EW"}' style="overflow:hidden;padding:0px 3px 0px 3px;vertical-align:bottom;">EW</td> <td data-sheets-value='{"1":2,"2":"Heatstop Opal (T)"}' style="overflow:hidden;padding:0px 3px 0px 3px;vertical-align:bottom;">Heatstop Opal (T)</td> <td data-sheets-numberformat='{"1":2,"2":"0.00","3":1}' data-sheets-value='{"1":3,"3":1.19}' style="overflow:hidden;padding:0px 3px 0px 3px;vertical-align:bottom;text-align:center;">1.19</td> <td data-sheets-numberformat='{"1":2,"2":"0","3":1}' data-sheets-value='{"1":3,"3":20.09}' style="overflow:hidden;padding:0px 3px 0px 3px;vertical-align:bottom;text-align:center;">20</td> <td data-sheets-numberformat='{"1":2,"2":"0","3":1}' data-sheets-value='{"1":3,"3":38.940000000000005}' style="overflow:hidden;padding:0px 3px 0px 3px;vertical-align:bottom;text-align:center;">39</td> <td data-sheets-value='{"1":3,"3":24}' style="border-right:1px solid #000000;overflow:hidden;padding:0px 3px 0px 3px;vertical-align:bottom;text-align:center;">24</td> </tr> <tr style="height:20px;"> <td data-sheets-value='{"1":2,"2":"Heatstop PC"}' style="border-left:1px solid #000000;overflow:hidden;padding:0px 3px 0px 3px;vertical-align:bottom;">Heatstop PC</td> <td data-sheets-value='{"1":2,"2":"DW"}' style="overflow:hidden;padding:0px 3px 0px 3px;vertical-align:bottom;">DW</td> <td data-sheets-value='{"1":2,"2":"Clear (T/H)"}' style="overflow:hidden;padding:0px 3px 0px 3px;vertical-align:bottom;">Clear (T/H)</td> <td data-sheets-numberformat='{"1":2,"2":"0.00","3":1}' data-sheets-value='{"1":3,"3":0.98}' style="overflow:hidden;padding:0px 3px 0px 3px;vertical-align:bottom;text-align:center;">0.98</td> <td data-sheets-numberformat='{"1":2,"2":"0","3":1}' data-sheets-value='{"1":3,"3":18.04}' style="overflow:hidden;padding:0px 3px 0px 3px;vertical-align:bottom;text-align:center;">18</td> <td data-sheets-numberformat='{"1":2,"2":"0","3":1}' data-sheets-value='{"1":3,"3":33.660000000000004}' style="overflow:hidden;padding:0px 3px 0px 3px;vertical-align:bottom;text-align:center;">34</td> <td data-sheets-value='{"1":3,"3":26}' style="border-right:1px solid #000000;overflow:hidden;padding:0px 3px 0px 3px;vertical-align:bottom;text-align:center;">26</td> </tr> <tr style="height:20px;"> <td style="border-bottom:1px solid #000000;border-left:1px solid #000000;overflow:hidden;padding:0px 3px 0px 3px;vertical-align:bottom;"></td> <td style="border-bottom:1px solid #000000;overflow:hidden;padding:0px 3px 0px 3px;vertical-align:bottom;"></td> <td data-sheets-value='{"1":2,"2":"Opal (T/O)"}' style="border-bottom:1px solid #000000;overflow:hidden;padding:0px 3px 0px 3px;vertical-align:bottom;">Opal (T/O)</td> <td data-sheets-numberformat='{"1":2,"2":"0.00","3":1}' data-sheets-value='{"1":3,"3":0.98}' style="border-bottom:1px solid #000000;overflow:hidden;padding:0px 3px 0px 3px;vertical-align:bottom;text-align:center;">0.98</td> <td data-sheets-numberformat='{"1":2,"2":"0","3":1}' data-sheets-value='{"1":3,"3":16.81}' style="border-bottom:1px solid #000000;overflow:hidden;padding:0px 3px 0px 3px;vertical-align:bottom;text-align:center;">17</td> <td data-sheets-numberformat='{"1":2,"2":"0","3":1}' data-sheets-value='{"1":3,"3":29.700000000000003}' style="border-bottom:1px solid #000000;overflow:hidden;padding:0px 3px 0px 3px;vertical-align:bottom;text-align:center;">30</td> <td data-sheets-value='{"1":3,"3":26}' style="border-right:1px solid #000000;border-bottom:1px solid #000000;overflow:hidden;padding:0px 3px 0px 3px;vertical-align:bottom;text-align:center;">26</td> </tr> </tbody></table> | skylux-160-ce-met-koepel-en-pvc-opstand-16-00-met-lm-motor-pvc-raam-type-ep25-en-windvang-1200-x-2100-mm | 8586026975565 | 46872338268493
Smoke and heat exhaust (SHEV) | SHE system | Skylux | Skylux 160° CE with skylight and PVC curb 16/00 with LM-actuator, PVC frame type EP25 and spoiler 1300 x 1300 mm |  | 50346 | 5412970503460 | 4935.6 | Yes | 30-45 | 77.05 | 1300 x 1300 mm | 1300 | 1300 |  | PVC 16/00 (16 cm high & roof opening = daylight size) | Square | 1.19 W/m²K - 0.98 W/m²K | 57% - 30% | 37% - 17% | 24dB - 26dB | 160° CE (for industry) | PVC frame EP25 | with spoiler | E | Single actuator | Maximum double-walled skylight possible for this product | Ut-value LT-value g-value Rw-value EN 1873 : 2014 EN ISO 13468 EN 16153 EN 410 EN 410 EN ISO 140-3 Material Walls Shells (W/m²K) (%) (%) (dB) Acrylic EW Clear (H) 1.19 37 57 24 PMMA Opal (O) 1.19 34 50 24 DW Clear (H/H) 0.98 33 50 26 Opal (O/O) 0.98 28 38 26 Polycarbonate EW Clear (A) 1.19 36 55 24 PC Opal (D) 1.19 24 40 24 DW Clear (A/H) 0.98 32 48 26 Clear (A/A) 0.98 32 46 26 Opal (A/O) 0.98 30 42 26 Opal (A/D) 0.98 21 33 26 Polycarbonate EW Heatstop Opal (T) 1.19 20 39 24 Heatstop PC DW Clear (T/H) 0.98 18 34 26 Opal (T/O) 0.98 17 30 26 | https://skylux.eu/en/products/skylux-160-ce-met-koepel-en-pvc-opstand-16-00-met-lm-motor-pvc-raam-type-ep25-en-windvang-1300-x-1300-mm | https://skylux.eu/cdn/shop/files/Skylux-160deg-CE-met-koepel-en-pvc-opstand-1600-met-LM-motor-pvc-raam-type-EP25-en-windvang-1300-x-1300-mm-RWA-systeem.jpg?v=1702979992&width=1600 | https://skylux.eu/cdn/shop/files/e5a82811-1bb0-48e4-a776-cacb59c7c092_a606555c-0516-4d99-8103-b908f222cc31.jpg?v=1688551025&width=1600 | //skylux.eu/cdn/shop/files/E_MH_Mounting_instructions_Skylux_160_CE_LM.pdf?v=12406716259046007223 | //skylux.eu/cdn/shop/files/E_TD_Technical_File_Skylux_Skylux_160_CE_Electric.pdf?v=3667116872303399239 | <style type="text/css" id="isPasted"><!--td {border: 1px solid #cccccc;}br {mso-data-placement:same-cell;}--></style><table border="1" cellpadding="0" cellspacing="0" dir="ltr" style="table-layout:fixed;font-size:10pt;font-family:Arial;border-collapse:collapse;border:none;"><tbody> <tr style="height:20px;"> <td style="overflow:hidden;padding:0px 3px 0px 3px;vertical-align:bottom;"></td> <td style="overflow:hidden;padding:0px 3px 0px 3px;vertical-align:bottom;"></td> <td style="overflow:hidden;padding:0px 3px 0px 3px;vertical-align:bottom;"></td> <td data-sheets-value='{"1":2,"2":"Ut-value"}' style="overflow:hidden;padding:0px 3px 0px 3px;vertical-align:bottom;font-weight:bold;text-align:center;">Ut-value</td> <td data-sheets-value='{"1":2,"2":"LT-value"}' style="overflow:hidden;padding:0px 3px 0px 3px;vertical-align:bottom;font-weight:bold;text-align:center;">LT-value</td> <td data-sheets-value='{"1":2,"2":"g-value"}' style="overflow:hidden;padding:0px 3px 0px 3px;vertical-align:bottom;font-weight:bold;text-align:center;">g-value</td> <td data-sheets-value='{"1":2,"2":"Rw-value "}' style="overflow:hidden;padding:0px 3px 0px 3px;vertical-align:bottom;font-weight:bold;text-align:center;">Rw-value </td> </tr> <tr style="height:20px;"> <td style="overflow:hidden;padding:0px 3px 0px 3px;vertical-align:bottom;"></td> <td style="overflow:hidden;padding:0px 3px 0px 3px;vertical-align:bottom;"></td> <td style="overflow:hidden;padding:0px 3px 0px 3px;vertical-align:bottom;"></td> <td data-sheets-numberformat='{"1":2,"2":"0.00","3":1}' data-sheets-value='{"1":2,"2":"EN 1873 : 2014"}' style="overflow:hidden;padding:0px 3px 0px 3px;vertical-align:bottom;text-align:center;">EN 1873 : 2014</td> <td data-sheets-numberformat='{"1":2,"2":"0","3":1}' data-sheets-value='{"1":2,"2":"EN ISO 13468 EN 16153 EN 410"}' style="overflow:hidden;padding:0px 3px 0px 3px;vertical-align:bottom;text-align:center;">EN ISO 13468 EN 16153 EN 410</td> <td data-sheets-numberformat='{"1":2,"2":"0","3":1}' data-sheets-value='{"1":2,"2":"EN 410"}' style="overflow:hidden;padding:0px 3px 0px 3px;vertical-align:bottom;text-align:center;">EN 410</td> <td data-sheets-value='{"1":2,"2":"EN ISO 140-3\t\t"}' style="overflow:hidden;padding:0px 3px 0px 3px;vertical-align:bottom;text-align:center;">EN ISO 140-3 </td> </tr> <tr style="height:20px;"> <td data-sheets-value='{"1":2,"2":"Material"}' style="border-bottom:1px solid #000000;overflow:hidden;padding:0px 3px 0px 3px;vertical-align:bottom;background-color:#000000;font-weight:bold;color:#ffffff;">Material</td> <td data-sheets-value='{"1":2,"2":"Walls"}' style="border-bottom:1px solid #000000;overflow:hidden;padding:0px 3px 0px 3px;vertical-align:bottom;background-color:#000000;font-weight:bold;color:#ffffff;">Walls</td> <td data-sheets-value='{"1":2,"2":"Shells"}' style="border-bottom:1px solid #000000;overflow:hidden;padding:0px 3px 0px 3px;vertical-align:bottom;background-color:#000000;font-weight:bold;color:#ffffff;">Shells</td> <td data-sheets-numberformat='{"1":2,"2":"0.00","3":1}' data-sheets-value='{"1":2,"2":"(W/m²K)\t"}' style="border-bottom:1px solid #000000;overflow:hidden;padding:0px 3px 0px 3px;vertical-align:bottom;background-color:#000000;font-weight:bold;color:#ffffff;text-align:center;">(W/m²K) </td> <td data-sheets-numberformat='{"1":2,"2":"0","3":1}' data-sheets-value='{"1":2,"2":"(%)"}' style="border-bottom:1px solid #000000;overflow:hidden;padding:0px 3px 0px 3px;vertical-align:bottom;background-color:#000000;font-weight:bold;color:#ffffff;text-align:center;">(%)</td> <td data-sheets-numberformat='{"1":2,"2":"0","3":1}' data-sheets-value='{"1":2,"2":"(%)"}' style="border-bottom:1px solid #000000;overflow:hidden;padding:0px 3px 0px 3px;vertical-align:bottom;background-color:#000000;font-weight:bold;color:#ffffff;text-align:center;">(%)</td> <td data-sheets-value='{"1":2,"2":"(dB)"}' style="border-bottom:1px solid #000000;overflow:hidden;padding:0px 3px 0px 3px;vertical-align:bottom;background-color:#000000;font-weight:bold;color:#ffffff;text-align:center;">(dB)</td> </tr> <tr style="height:20px;"> <td data-sheets-value='{"1":2,"2":"Acrylic"}' style="border-left:1px solid #000000;overflow:hidden;padding:0px 3px 0px 3px;vertical-align:bottom;">Acrylic</td> <td data-sheets-value='{"1":2,"2":"EW"}' style="overflow:hidden;padding:0px 3px 0px 3px;vertical-align:bottom;">EW</td> <td data-sheets-value='{"1":2,"2":"Clear (H)"}' style="overflow:hidden;padding:0px 3px 0px 3px;vertical-align:bottom;">Clear (H)</td> <td data-sheets-numberformat='{"1":2,"2":"0.00","3":1}' data-sheets-value='{"1":3,"3":1.19}' style="overflow:hidden;padding:0px 3px 0px 3px;vertical-align:bottom;text-align:center;">1.19</td> <td data-sheets-numberformat='{"1":2,"2":"0","3":1}' data-sheets-value='{"1":3,"3":36.9}' style="overflow:hidden;padding:0px 3px 0px 3px;vertical-align:bottom;text-align:center;">37</td> <td data-sheets-numberformat='{"1":2,"2":"0","3":1}' data-sheets-value='{"1":3,"3":57.42}' style="overflow:hidden;padding:0px 3px 0px 3px;vertical-align:bottom;text-align:center;">57</td> <td data-sheets-value='{"1":3,"3":24}' style="border-right:1px solid #000000;overflow:hidden;padding:0px 3px 0px 3px;vertical-align:bottom;text-align:center;">24</td> </tr> <tr style="height:20px;"> <td data-sheets-value='{"1":2,"2":"PMMA"}' style="border-left:1px solid #000000;overflow:hidden;padding:0px 3px 0px 3px;vertical-align:bottom;">PMMA</td> <td style="overflow:hidden;padding:0px 3px 0px 3px;vertical-align:bottom;"></td> <td data-sheets-value='{"1":2,"2":"Opal (O)"}' style="overflow:hidden;padding:0px 3px 0px 3px;vertical-align:bottom;">Opal (O)</td> <td data-sheets-numberformat='{"1":2,"2":"0.00","3":1}' data-sheets-value='{"1":3,"3":1.19}' style="overflow:hidden;padding:0px 3px 0px 3px;vertical-align:bottom;text-align:center;">1.19</td> <td data-sheets-numberformat='{"1":2,"2":"0","3":1}' data-sheets-value='{"1":3,"3":34.03}' style="overflow:hidden;padding:0px 3px 0px 3px;vertical-align:bottom;text-align:center;">34</td> <td data-sheets-numberformat='{"1":2,"2":"0","3":1}' data-sheets-value='{"1":3,"3":50.160000000000004}' style="overflow:hidden;padding:0px 3px 0px 3px;vertical-align:bottom;text-align:center;">50</td> <td data-sheets-value='{"1":3,"3":24}' style="border-right:1px solid #000000;overflow:hidden;padding:0px 3px 0px 3px;vertical-align:bottom;text-align:center;">24</td> </tr> <tr style="height:20px;"> <td style="border-left:1px solid #000000;overflow:hidden;padding:0px 3px 0px 3px;vertical-align:bottom;"></td> <td data-sheets-value='{"1":2,"2":"DW"}' style="overflow:hidden;padding:0px 3px 0px 3px;vertical-align:bottom;">DW</td> <td data-sheets-value='{"1":2,"2":"Clear (H/H)"}' style="overflow:hidden;padding:0px 3px 0px 3px;vertical-align:bottom;">Clear (H/H)</td> <td data-sheets-numberformat='{"1":2,"2":"0.00","3":1}' data-sheets-value='{"1":3,"3":0.98}' style="overflow:hidden;padding:0px 3px 0px 3px;vertical-align:bottom;text-align:center;">0.98</td> <td data-sheets-numberformat='{"1":2,"2":"0","3":1}' data-sheets-value='{"1":3,"3":33.21}' style="overflow:hidden;padding:0px 3px 0px 3px;vertical-align:bottom;text-align:center;">33</td> <td data-sheets-numberformat='{"1":2,"2":"0","3":1}' data-sheets-value='{"1":3,"3":49.5}' style="overflow:hidden;padding:0px 3px 0px 3px;vertical-align:bottom;text-align:center;">50</td> <td data-sheets-value='{"1":3,"3":26}' style="border-right:1px solid #000000;overflow:hidden;padding:0px 3px 0px 3px;vertical-align:bottom;text-align:center;">26</td> </tr> <tr style="height:20px;"> <td style="border-bottom:1px solid #000000;border-left:1px solid #000000;overflow:hidden;padding:0px 3px 0px 3px;vertical-align:bottom;"></td> <td style="border-bottom:1px solid #000000;overflow:hidden;padding:0px 3px 0px 3px;vertical-align:bottom;"></td> <td data-sheets-value='{"1":2,"2":"Opal (O/O)"}' style="border-bottom:1px solid #000000;overflow:hidden;padding:0px 3px 0px 3px;vertical-align:bottom;">Opal (O/O)</td> <td data-sheets-numberformat='{"1":2,"2":"0.00","3":1}' data-sheets-value='{"1":3,"3":0.98}' style="border-bottom:1px solid #000000;overflow:hidden;padding:0px 3px 0px 3px;vertical-align:bottom;text-align:center;">0.98</td> <td data-sheets-numberformat='{"1":2,"2":"0","3":1}' data-sheets-value='{"1":3,"3":28.29}' style="border-bottom:1px solid #000000;overflow:hidden;padding:0px 3px 0px 3px;vertical-align:bottom;text-align:center;">28</td> <td data-sheets-numberformat='{"1":2,"2":"0","3":1}' data-sheets-value='{"1":3,"3":38.28}' style="border-bottom:1px solid #000000;overflow:hidden;padding:0px 3px 0px 3px;vertical-align:bottom;text-align:center;">38</td> <td data-sheets-value='{"1":3,"3":26}' style="border-right:1px solid #000000;border-bottom:1px solid #000000;overflow:hidden;padding:0px 3px 0px 3px;vertical-align:bottom;text-align:center;">26</td> </tr> <tr style="height:20px;"> <td data-sheets-value='{"1":2,"2":"Polycarbonate "}' style="border-left:1px solid #000000;overflow:hidden;padding:0px 3px 0px 3px;vertical-align:bottom;">Polycarbonate </td> <td data-sheets-value='{"1":2,"2":"EW"}' style="overflow:hidden;padding:0px 3px 0px 3px;vertical-align:bottom;">EW</td> <td data-sheets-value='{"1":2,"2":"Clear (A)"}' style="overflow:hidden;padding:0px 3px 0px 3px;vertical-align:bottom;">Clear (A)</td> <td data-sheets-numberformat='{"1":2,"2":"0.00","3":1}' data-sheets-value='{"1":3,"3":1.19}' style="overflow:hidden;padding:0px 3px 0px 3px;vertical-align:bottom;text-align:center;">1.19</td> <td data-sheets-numberformat='{"1":2,"2":"0","3":1}' data-sheets-value='{"1":3,"3":36.08}' style="overflow:hidden;padding:0px 3px 0px 3px;vertical-align:bottom;text-align:center;">36</td> <td data-sheets-numberformat='{"1":2,"2":"0","3":1}' data-sheets-value='{"1":3,"3":54.78}' style="overflow:hidden;padding:0px 3px 0px 3px;vertical-align:bottom;text-align:center;">55</td> <td data-sheets-value='{"1":3,"3":24}' style="border-right:1px solid #000000;overflow:hidden;padding:0px 3px 0px 3px;vertical-align:bottom;text-align:center;">24</td> </tr> <tr style="height:20px;"> <td data-sheets-value='{"1":2,"2":"PC"}' style="border-left:1px solid #000000;overflow:hidden;padding:0px 3px 0px 3px;vertical-align:bottom;">PC</td> <td style="overflow:hidden;padding:0px 3px 0px 3px;vertical-align:bottom;"></td> <td data-sheets-value='{"1":2,"2":"Opal (D)"}' style="overflow:hidden;padding:0px 3px 0px 3px;vertical-align:bottom;">Opal (D)</td> <td data-sheets-numberformat='{"1":2,"2":"0.00","3":1}' data-sheets-value='{"1":3,"3":1.19}' style="overflow:hidden;padding:0px 3px 0px 3px;vertical-align:bottom;text-align:center;">1.19</td> <td data-sheets-numberformat='{"1":2,"2":"0","3":1}' data-sheets-value='{"1":3,"3":23.779999999999998}' style="overflow:hidden;padding:0px 3px 0px 3px;vertical-align:bottom;text-align:center;">24</td> <td data-sheets-numberformat='{"1":2,"2":"0","3":1}' data-sheets-value='{"1":3,"3":39.6}' style="overflow:hidden;padding:0px 3px 0px 3px;vertical-align:bottom;text-align:center;">40</td> <td data-sheets-value='{"1":3,"3":24}' style="border-right:1px solid #000000;overflow:hidden;padding:0px 3px 0px 3px;vertical-align:bottom;text-align:center;">24</td> </tr> <tr style="height:20px;"> <td style="border-left:1px solid #000000;overflow:hidden;padding:0px 3px 0px 3px;vertical-align:bottom;"></td> <td data-sheets-value='{"1":2,"2":"DW"}' style="overflow:hidden;padding:0px 3px 0px 3px;vertical-align:bottom;">DW</td> <td data-sheets-value='{"1":2,"2":"Clear (A/H)"}' style="overflow:hidden;padding:0px 3px 0px 3px;vertical-align:bottom;">Clear (A/H)</td> <td data-sheets-numberformat='{"1":2,"2":"0.00","3":1}' data-sheets-value='{"1":3,"3":0.98}' style="overflow:hidden;padding:0px 3px 0px 3px;vertical-align:bottom;text-align:center;">0.98</td> <td data-sheets-numberformat='{"1":2,"2":"0","3":1}' data-sheets-value='{"1":3,"3":32.39}' style="overflow:hidden;padding:0px 3px 0px 3px;vertical-align:bottom;text-align:center;">32</td> <td data-sheets-numberformat='{"1":2,"2":"0","3":1}' data-sheets-value='{"1":3,"3":47.52}' style="overflow:hidden;padding:0px 3px 0px 3px;vertical-align:bottom;text-align:center;">48</td> <td data-sheets-value='{"1":3,"3":26}' style="border-right:1px solid #000000;overflow:hidden;padding:0px 3px 0px 3px;vertical-align:bottom;text-align:center;">26</td> </tr> <tr style="height:20px;"> <td style="border-left:1px solid #000000;overflow:hidden;padding:0px 3px 0px 3px;vertical-align:bottom;"></td> <td style="overflow:hidden;padding:0px 3px 0px 3px;vertical-align:bottom;"></td> <td data-sheets-value='{"1":2,"2":"Clear (A/A)"}' style="overflow:hidden;padding:0px 3px 0px 3px;vertical-align:bottom;">Clear (A/A)</td> <td data-sheets-numberformat='{"1":2,"2":"0.00","3":1}' data-sheets-value='{"1":3,"3":0.98}' style="overflow:hidden;padding:0px 3px 0px 3px;vertical-align:bottom;text-align:center;">0.98</td> <td data-sheets-numberformat='{"1":2,"2":"0","3":1}' data-sheets-value='{"1":3,"3":31.569999999999997}' style="overflow:hidden;padding:0px 3px 0px 3px;vertical-align:bottom;text-align:center;">32</td> <td data-sheets-numberformat='{"1":2,"2":"0","3":1}' data-sheets-value='{"1":3,"3":45.54}' style="overflow:hidden;padding:0px 3px 0px 3px;vertical-align:bottom;text-align:center;">46</td> <td data-sheets-value='{"1":3,"3":26}' style="border-right:1px solid #000000;overflow:hidden;padding:0px 3px 0px 3px;vertical-align:bottom;text-align:center;">26</td> </tr> <tr style="height:20px;"> <td style="border-left:1px solid #000000;overflow:hidden;padding:0px 3px 0px 3px;vertical-align:bottom;"></td> <td style="overflow:hidden;padding:0px 3px 0px 3px;vertical-align:bottom;"></td> <td data-sheets-value='{"1":2,"2":"Opal (A/O)"}' style="overflow:hidden;padding:0px 3px 0px 3px;vertical-align:bottom;">Opal (A/O)</td> <td data-sheets-numberformat='{"1":2,"2":"0.00","3":1}' data-sheets-value='{"1":3,"3":0.98}' style="overflow:hidden;padding:0px 3px 0px 3px;vertical-align:bottom;text-align:center;">0.98</td> <td data-sheets-numberformat='{"1":2,"2":"0","3":1}' data-sheets-value='{"1":3,"3":29.93}' style="overflow:hidden;padding:0px 3px 0px 3px;vertical-align:bottom;text-align:center;">30</td> <td data-sheets-numberformat='{"1":2,"2":"0","3":1}' data-sheets-value='{"1":3,"3":41.580000000000005}' style="overflow:hidden;padding:0px 3px 0px 3px;vertical-align:bottom;text-align:center;">42</td> <td data-sheets-value='{"1":3,"3":26}' style="border-right:1px solid #000000;overflow:hidden;padding:0px 3px 0px 3px;vertical-align:bottom;text-align:center;">26</td> </tr> <tr style="height:20px;"> <td style="border-bottom:1px solid #000000;border-left:1px solid #000000;overflow:hidden;padding:0px 3px 0px 3px;vertical-align:bottom;"></td> <td style="border-bottom:1px solid #000000;overflow:hidden;padding:0px 3px 0px 3px;vertical-align:bottom;"></td> <td data-sheets-value='{"1":2,"2":"Opal (A/D)"}' style="border-bottom:1px solid #000000;overflow:hidden;padding:0px 3px 0px 3px;vertical-align:bottom;">Opal (A/D)</td> <td data-sheets-numberformat='{"1":2,"2":"0.00","3":1}' data-sheets-value='{"1":3,"3":0.98}' style="border-bottom:1px solid #000000;overflow:hidden;padding:0px 3px 0px 3px;vertical-align:bottom;text-align:center;">0.98</td> <td data-sheets-numberformat='{"1":2,"2":"0","3":1}' data-sheets-value='{"1":3,"3":20.91}' style="border-bottom:1px solid #000000;overflow:hidden;padding:0px 3px 0px 3px;vertical-align:bottom;text-align:center;">21</td> <td data-sheets-numberformat='{"1":2,"2":"0","3":1}' data-sheets-value='{"1":3,"3":33}' style="border-bottom:1px solid #000000;overflow:hidden;padding:0px 3px 0px 3px;vertical-align:bottom;text-align:center;">33</td> <td data-sheets-value='{"1":3,"3":26}' style="border-right:1px solid #000000;border-bottom:1px solid #000000;overflow:hidden;padding:0px 3px 0px 3px;vertical-align:bottom;text-align:center;">26</td> </tr> <tr style="height:20px;"> <td data-sheets-value='{"1":2,"2":"Polycarbonate"}' style="border-left:1px solid #000000;overflow:hidden;padding:0px 3px 0px 3px;vertical-align:bottom;">Polycarbonate</td> <td data-sheets-value='{"1":2,"2":"EW"}' style="overflow:hidden;padding:0px 3px 0px 3px;vertical-align:bottom;">EW</td> <td data-sheets-value='{"1":2,"2":"Heatstop Opal (T)"}' style="overflow:hidden;padding:0px 3px 0px 3px;vertical-align:bottom;">Heatstop Opal (T)</td> <td data-sheets-numberformat='{"1":2,"2":"0.00","3":1}' data-sheets-value='{"1":3,"3":1.19}' style="overflow:hidden;padding:0px 3px 0px 3px;vertical-align:bottom;text-align:center;">1.19</td> <td data-sheets-numberformat='{"1":2,"2":"0","3":1}' data-sheets-value='{"1":3,"3":20.09}' style="overflow:hidden;padding:0px 3px 0px 3px;vertical-align:bottom;text-align:center;">20</td> <td data-sheets-numberformat='{"1":2,"2":"0","3":1}' data-sheets-value='{"1":3,"3":38.940000000000005}' style="overflow:hidden;padding:0px 3px 0px 3px;vertical-align:bottom;text-align:center;">39</td> <td data-sheets-value='{"1":3,"3":24}' style="border-right:1px solid #000000;overflow:hidden;padding:0px 3px 0px 3px;vertical-align:bottom;text-align:center;">24</td> </tr> <tr style="height:20px;"> <td data-sheets-value='{"1":2,"2":"Heatstop PC"}' style="border-left:1px solid #000000;overflow:hidden;padding:0px 3px 0px 3px;vertical-align:bottom;">Heatstop PC</td> <td data-sheets-value='{"1":2,"2":"DW"}' style="overflow:hidden;padding:0px 3px 0px 3px;vertical-align:bottom;">DW</td> <td data-sheets-value='{"1":2,"2":"Clear (T/H)"}' style="overflow:hidden;padding:0px 3px 0px 3px;vertical-align:bottom;">Clear (T/H)</td> <td data-sheets-numberformat='{"1":2,"2":"0.00","3":1}' data-sheets-value='{"1":3,"3":0.98}' style="overflow:hidden;padding:0px 3px 0px 3px;vertical-align:bottom;text-align:center;">0.98</td> <td data-sheets-numberformat='{"1":2,"2":"0","3":1}' data-sheets-value='{"1":3,"3":18.04}' style="overflow:hidden;padding:0px 3px 0px 3px;vertical-align:bottom;text-align:center;">18</td> <td data-sheets-numberformat='{"1":2,"2":"0","3":1}' data-sheets-value='{"1":3,"3":33.660000000000004}' style="overflow:hidden;padding:0px 3px 0px 3px;vertical-align:bottom;text-align:center;">34</td> <td data-sheets-value='{"1":3,"3":26}' style="border-right:1px solid #000000;overflow:hidden;padding:0px 3px 0px 3px;vertical-align:bottom;text-align:center;">26</td> </tr> <tr style="height:20px;"> <td style="border-bottom:1px solid #000000;border-left:1px solid #000000;overflow:hidden;padding:0px 3px 0px 3px;vertical-align:bottom;"></td> <td style="border-bottom:1px solid #000000;overflow:hidden;padding:0px 3px 0px 3px;vertical-align:bottom;"></td> <td data-sheets-value='{"1":2,"2":"Opal (T/O)"}' style="border-bottom:1px solid #000000;overflow:hidden;padding:0px 3px 0px 3px;vertical-align:bottom;">Opal (T/O)</td> <td data-sheets-numberformat='{"1":2,"2":"0.00","3":1}' data-sheets-value='{"1":3,"3":0.98}' style="border-bottom:1px solid #000000;overflow:hidden;padding:0px 3px 0px 3px;vertical-align:bottom;text-align:center;">0.98</td> <td data-sheets-numberformat='{"1":2,"2":"0","3":1}' data-sheets-value='{"1":3,"3":16.81}' style="border-bottom:1px solid #000000;overflow:hidden;padding:0px 3px 0px 3px;vertical-align:bottom;text-align:center;">17</td> <td data-sheets-numberformat='{"1":2,"2":"0","3":1}' data-sheets-value='{"1":3,"3":29.700000000000003}' style="border-bottom:1px solid #000000;overflow:hidden;padding:0px 3px 0px 3px;vertical-align:bottom;text-align:center;">30</td> <td data-sheets-value='{"1":3,"3":26}' style="border-right:1px solid #000000;border-bottom:1px solid #000000;overflow:hidden;padding:0px 3px 0px 3px;vertical-align:bottom;text-align:center;">26</td> </tr> </tbody></table> | skylux-160-ce-met-koepel-en-pvc-opstand-16-00-met-lm-motor-pvc-raam-type-ep25-en-windvang-1300-x-1300-mm | 8586027073869 | 46872338399565
Smoke and heat exhaust (SHEV) | SHE system | Skylux | Skylux 160° CE with skylight and PVC curb 16/00 with LM-actuator, PVC frame type EP25 and spoiler 1300 x 1600 mm |  | 50347 | 5412970503477 | 5720.9 | Yes | 30-45 | 88.33 | 1300 x 1600 mm | 1600 | 1300 |  | PVC 16/00 (16 cm high & roof opening = daylight size) | Rectangular | 1.19 W/m²K - 0.98 W/m²K | 57% - 30% | 37% - 17% | 24dB - 26dB | 160° CE (for industry) | PVC frame EP25 | with spoiler | E | Single actuator | Maximum double-walled skylight possible for this product | Ut-value LT-value g-value Rw-value EN 1873 : 2014 EN ISO 13468 EN 16153 EN 410 EN 410 EN ISO 140-3 Material Walls Shells (W/m²K) (%) (%) (dB) Acrylic EW Clear (H) 1.19 37 57 24 PMMA Opal (O) 1.19 34 50 24 DW Clear (H/H) 0.98 33 50 26 Opal (O/O) 0.98 28 38 26 Polycarbonate EW Clear (A) 1.19 36 55 24 PC Opal (D) 1.19 24 40 24 DW Clear (A/H) 0.98 32 48 26 Clear (A/A) 0.98 32 46 26 Opal (A/O) 0.98 30 42 26 Opal (A/D) 0.98 21 33 26 Polycarbonate EW Heatstop Opal (T) 1.19 20 39 24 Heatstop PC DW Clear (T/H) 0.98 18 34 26 Opal (T/O) 0.98 17 30 26 | https://skylux.eu/en/products/skylux-160-ce-met-koepel-en-pvc-opstand-16-00-met-lm-motor-pvc-raam-type-ep25-en-windvang-1300-x-1600-mm | https://skylux.eu/cdn/shop/files/Skylux-160deg-CE-met-koepel-en-pvc-opstand-1600-met-LM-motor-pvc-raam-type-EP25-en-windvang-1300-x-1600-mm-RWA-systeem.jpg?v=1702979998&width=1600 | https://skylux.eu/cdn/shop/files/e5a82811-1bb0-48e4-a776-cacb59c7c092_f59b516e-58f1-43d3-9064-c57129508dc4.jpg?v=1688551026&width=1600 | //skylux.eu/cdn/shop/files/E_MH_Mounting_instructions_Skylux_160_CE_LM.pdf?v=12406716259046007223 | //skylux.eu/cdn/shop/files/E_TD_Technical_File_Skylux_Skylux_160_CE_Electric.pdf?v=3667116872303399239 | <style type="text/css" id="isPasted"><!--td {border: 1px solid #cccccc;}br {mso-data-placement:same-cell;}--></style><table border="1" cellpadding="0" cellspacing="0" dir="ltr" style="table-layout:fixed;font-size:10pt;font-family:Arial;border-collapse:collapse;border:none;"><tbody> <tr style="height:20px;"> <td style="overflow:hidden;padding:0px 3px 0px 3px;vertical-align:bottom;"></td> <td style="overflow:hidden;padding:0px 3px 0px 3px;vertical-align:bottom;"></td> <td style="overflow:hidden;padding:0px 3px 0px 3px;vertical-align:bottom;"></td> <td data-sheets-value='{"1":2,"2":"Ut-value"}' style="overflow:hidden;padding:0px 3px 0px 3px;vertical-align:bottom;font-weight:bold;text-align:center;">Ut-value</td> <td data-sheets-value='{"1":2,"2":"LT-value"}' style="overflow:hidden;padding:0px 3px 0px 3px;vertical-align:bottom;font-weight:bold;text-align:center;">LT-value</td> <td data-sheets-value='{"1":2,"2":"g-value"}' style="overflow:hidden;padding:0px 3px 0px 3px;vertical-align:bottom;font-weight:bold;text-align:center;">g-value</td> <td data-sheets-value='{"1":2,"2":"Rw-value "}' style="overflow:hidden;padding:0px 3px 0px 3px;vertical-align:bottom;font-weight:bold;text-align:center;">Rw-value </td> </tr> <tr style="height:20px;"> <td style="overflow:hidden;padding:0px 3px 0px 3px;vertical-align:bottom;"></td> <td style="overflow:hidden;padding:0px 3px 0px 3px;vertical-align:bottom;"></td> <td style="overflow:hidden;padding:0px 3px 0px 3px;vertical-align:bottom;"></td> <td data-sheets-numberformat='{"1":2,"2":"0.00","3":1}' data-sheets-value='{"1":2,"2":"EN 1873 : 2014"}' style="overflow:hidden;padding:0px 3px 0px 3px;vertical-align:bottom;text-align:center;">EN 1873 : 2014</td> <td data-sheets-numberformat='{"1":2,"2":"0","3":1}' data-sheets-value='{"1":2,"2":"EN ISO 13468 EN 16153 EN 410"}' style="overflow:hidden;padding:0px 3px 0px 3px;vertical-align:bottom;text-align:center;">EN ISO 13468 EN 16153 EN 410</td> <td data-sheets-numberformat='{"1":2,"2":"0","3":1}' data-sheets-value='{"1":2,"2":"EN 410"}' style="overflow:hidden;padding:0px 3px 0px 3px;vertical-align:bottom;text-align:center;">EN 410</td> <td data-sheets-value='{"1":2,"2":"EN ISO 140-3\t\t"}' style="overflow:hidden;padding:0px 3px 0px 3px;vertical-align:bottom;text-align:center;">EN ISO 140-3 </td> </tr> <tr style="height:20px;"> <td data-sheets-value='{"1":2,"2":"Material"}' style="border-bottom:1px solid #000000;overflow:hidden;padding:0px 3px 0px 3px;vertical-align:bottom;background-color:#000000;font-weight:bold;color:#ffffff;">Material</td> <td data-sheets-value='{"1":2,"2":"Walls"}' style="border-bottom:1px solid #000000;overflow:hidden;padding:0px 3px 0px 3px;vertical-align:bottom;background-color:#000000;font-weight:bold;color:#ffffff;">Walls</td> <td data-sheets-value='{"1":2,"2":"Shells"}' style="border-bottom:1px solid #000000;overflow:hidden;padding:0px 3px 0px 3px;vertical-align:bottom;background-color:#000000;font-weight:bold;color:#ffffff;">Shells</td> <td data-sheets-numberformat='{"1":2,"2":"0.00","3":1}' data-sheets-value='{"1":2,"2":"(W/m²K)\t"}' style="border-bottom:1px solid #000000;overflow:hidden;padding:0px 3px 0px 3px;vertical-align:bottom;background-color:#000000;font-weight:bold;color:#ffffff;text-align:center;">(W/m²K) </td> <td data-sheets-numberformat='{"1":2,"2":"0","3":1}' data-sheets-value='{"1":2,"2":"(%)"}' style="border-bottom:1px solid #000000;overflow:hidden;padding:0px 3px 0px 3px;vertical-align:bottom;background-color:#000000;font-weight:bold;color:#ffffff;text-align:center;">(%)</td> <td data-sheets-numberformat='{"1":2,"2":"0","3":1}' data-sheets-value='{"1":2,"2":"(%)"}' style="border-bottom:1px solid #000000;overflow:hidden;padding:0px 3px 0px 3px;vertical-align:bottom;background-color:#000000;font-weight:bold;color:#ffffff;text-align:center;">(%)</td> <td data-sheets-value='{"1":2,"2":"(dB)"}' style="border-bottom:1px solid #000000;overflow:hidden;padding:0px 3px 0px 3px;vertical-align:bottom;background-color:#000000;font-weight:bold;color:#ffffff;text-align:center;">(dB)</td> </tr> <tr style="height:20px;"> <td data-sheets-value='{"1":2,"2":"Acrylic"}' style="border-left:1px solid #000000;overflow:hidden;padding:0px 3px 0px 3px;vertical-align:bottom;">Acrylic</td> <td data-sheets-value='{"1":2,"2":"EW"}' style="overflow:hidden;padding:0px 3px 0px 3px;vertical-align:bottom;">EW</td> <td data-sheets-value='{"1":2,"2":"Clear (H)"}' style="overflow:hidden;padding:0px 3px 0px 3px;vertical-align:bottom;">Clear (H)</td> <td data-sheets-numberformat='{"1":2,"2":"0.00","3":1}' data-sheets-value='{"1":3,"3":1.19}' style="overflow:hidden;padding:0px 3px 0px 3px;vertical-align:bottom;text-align:center;">1.19</td> <td data-sheets-numberformat='{"1":2,"2":"0","3":1}' data-sheets-value='{"1":3,"3":36.9}' style="overflow:hidden;padding:0px 3px 0px 3px;vertical-align:bottom;text-align:center;">37</td> <td data-sheets-numberformat='{"1":2,"2":"0","3":1}' data-sheets-value='{"1":3,"3":57.42}' style="overflow:hidden;padding:0px 3px 0px 3px;vertical-align:bottom;text-align:center;">57</td> <td data-sheets-value='{"1":3,"3":24}' style="border-right:1px solid #000000;overflow:hidden;padding:0px 3px 0px 3px;vertical-align:bottom;text-align:center;">24</td> </tr> <tr style="height:20px;"> <td data-sheets-value='{"1":2,"2":"PMMA"}' style="border-left:1px solid #000000;overflow:hidden;padding:0px 3px 0px 3px;vertical-align:bottom;">PMMA</td> <td style="overflow:hidden;padding:0px 3px 0px 3px;vertical-align:bottom;"></td> <td data-sheets-value='{"1":2,"2":"Opal (O)"}' style="overflow:hidden;padding:0px 3px 0px 3px;vertical-align:bottom;">Opal (O)</td> <td data-sheets-numberformat='{"1":2,"2":"0.00","3":1}' data-sheets-value='{"1":3,"3":1.19}' style="overflow:hidden;padding:0px 3px 0px 3px;vertical-align:bottom;text-align:center;">1.19</td> <td data-sheets-numberformat='{"1":2,"2":"0","3":1}' data-sheets-value='{"1":3,"3":34.03}' style="overflow:hidden;padding:0px 3px 0px 3px;vertical-align:bottom;text-align:center;">34</td> <td data-sheets-numberformat='{"1":2,"2":"0","3":1}' data-sheets-value='{"1":3,"3":50.160000000000004}' style="overflow:hidden;padding:0px 3px 0px 3px;vertical-align:bottom;text-align:center;">50</td> <td data-sheets-value='{"1":3,"3":24}' style="border-right:1px solid #000000;overflow:hidden;padding:0px 3px 0px 3px;vertical-align:bottom;text-align:center;">24</td> </tr> <tr style="height:20px;"> <td style="border-left:1px solid #000000;overflow:hidden;padding:0px 3px 0px 3px;vertical-align:bottom;"></td> <td data-sheets-value='{"1":2,"2":"DW"}' style="overflow:hidden;padding:0px 3px 0px 3px;vertical-align:bottom;">DW</td> <td data-sheets-value='{"1":2,"2":"Clear (H/H)"}' style="overflow:hidden;padding:0px 3px 0px 3px;vertical-align:bottom;">Clear (H/H)</td> <td data-sheets-numberformat='{"1":2,"2":"0.00","3":1}' data-sheets-value='{"1":3,"3":0.98}' style="overflow:hidden;padding:0px 3px 0px 3px;vertical-align:bottom;text-align:center;">0.98</td> <td data-sheets-numberformat='{"1":2,"2":"0","3":1}' data-sheets-value='{"1":3,"3":33.21}' style="overflow:hidden;padding:0px 3px 0px 3px;vertical-align:bottom;text-align:center;">33</td> <td data-sheets-numberformat='{"1":2,"2":"0","3":1}' data-sheets-value='{"1":3,"3":49.5}' style="overflow:hidden;padding:0px 3px 0px 3px;vertical-align:bottom;text-align:center;">50</td> <td data-sheets-value='{"1":3,"3":26}' style="border-right:1px solid #000000;overflow:hidden;padding:0px 3px 0px 3px;vertical-align:bottom;text-align:center;">26</td> </tr> <tr style="height:20px;"> <td style="border-bottom:1px solid #000000;border-left:1px solid #000000;overflow:hidden;padding:0px 3px 0px 3px;vertical-align:bottom;"></td> <td style="border-bottom:1px solid #000000;overflow:hidden;padding:0px 3px 0px 3px;vertical-align:bottom;"></td> <td data-sheets-value='{"1":2,"2":"Opal (O/O)"}' style="border-bottom:1px solid #000000;overflow:hidden;padding:0px 3px 0px 3px;vertical-align:bottom;">Opal (O/O)</td> <td data-sheets-numberformat='{"1":2,"2":"0.00","3":1}' data-sheets-value='{"1":3,"3":0.98}' style="border-bottom:1px solid #000000;overflow:hidden;padding:0px 3px 0px 3px;vertical-align:bottom;text-align:center;">0.98</td> <td data-sheets-numberformat='{"1":2,"2":"0","3":1}' data-sheets-value='{"1":3,"3":28.29}' style="border-bottom:1px solid #000000;overflow:hidden;padding:0px 3px 0px 3px;vertical-align:bottom;text-align:center;">28</td> <td data-sheets-numberformat='{"1":2,"2":"0","3":1}' data-sheets-value='{"1":3,"3":38.28}' style="border-bottom:1px solid #000000;overflow:hidden;padding:0px 3px 0px 3px;vertical-align:bottom;text-align:center;">38</td> <td data-sheets-value='{"1":3,"3":26}' style="border-right:1px solid #000000;border-bottom:1px solid #000000;overflow:hidden;padding:0px 3px 0px 3px;vertical-align:bottom;text-align:center;">26</td> </tr> <tr style="height:20px;"> <td data-sheets-value='{"1":2,"2":"Polycarbonate "}' style="border-left:1px solid #000000;overflow:hidden;padding:0px 3px 0px 3px;vertical-align:bottom;">Polycarbonate </td> <td data-sheets-value='{"1":2,"2":"EW"}' style="overflow:hidden;padding:0px 3px 0px 3px;vertical-align:bottom;">EW</td> <td data-sheets-value='{"1":2,"2":"Clear (A)"}' style="overflow:hidden;padding:0px 3px 0px 3px;vertical-align:bottom;">Clear (A)</td> <td data-sheets-numberformat='{"1":2,"2":"0.00","3":1}' data-sheets-value='{"1":3,"3":1.19}' style="overflow:hidden;padding:0px 3px 0px 3px;vertical-align:bottom;text-align:center;">1.19</td> <td data-sheets-numberformat='{"1":2,"2":"0","3":1}' data-sheets-value='{"1":3,"3":36.08}' style="overflow:hidden;padding:0px 3px 0px 3px;vertical-align:bottom;text-align:center;">36</td> <td data-sheets-numberformat='{"1":2,"2":"0","3":1}' data-sheets-value='{"1":3,"3":54.78}' style="overflow:hidden;padding:0px 3px 0px 3px;vertical-align:bottom;text-align:center;">55</td> <td data-sheets-value='{"1":3,"3":24}' style="border-right:1px solid #000000;overflow:hidden;padding:0px 3px 0px 3px;vertical-align:bottom;text-align:center;">24</td> </tr> <tr style="height:20px;"> <td data-sheets-value='{"1":2,"2":"PC"}' style="border-left:1px solid #000000;overflow:hidden;padding:0px 3px 0px 3px;vertical-align:bottom;">PC</td> <td style="overflow:hidden;padding:0px 3px 0px 3px;vertical-align:bottom;"></td> <td data-sheets-value='{"1":2,"2":"Opal (D)"}' style="overflow:hidden;padding:0px 3px 0px 3px;vertical-align:bottom;">Opal (D)</td> <td data-sheets-numberformat='{"1":2,"2":"0.00","3":1}' data-sheets-value='{"1":3,"3":1.19}' style="overflow:hidden;padding:0px 3px 0px 3px;vertical-align:bottom;text-align:center;">1.19</td> <td data-sheets-numberformat='{"1":2,"2":"0","3":1}' data-sheets-value='{"1":3,"3":23.779999999999998}' style="overflow:hidden;padding:0px 3px 0px 3px;vertical-align:bottom;text-align:center;">24</td> <td data-sheets-numberformat='{"1":2,"2":"0","3":1}' data-sheets-value='{"1":3,"3":39.6}' style="overflow:hidden;padding:0px 3px 0px 3px;vertical-align:bottom;text-align:center;">40</td> <td data-sheets-value='{"1":3,"3":24}' style="border-right:1px solid #000000;overflow:hidden;padding:0px 3px 0px 3px;vertical-align:bottom;text-align:center;">24</td> </tr> <tr style="height:20px;"> <td style="border-left:1px solid #000000;overflow:hidden;padding:0px 3px 0px 3px;vertical-align:bottom;"></td> <td data-sheets-value='{"1":2,"2":"DW"}' style="overflow:hidden;padding:0px 3px 0px 3px;vertical-align:bottom;">DW</td> <td data-sheets-value='{"1":2,"2":"Clear (A/H)"}' style="overflow:hidden;padding:0px 3px 0px 3px;vertical-align:bottom;">Clear (A/H)</td> <td data-sheets-numberformat='{"1":2,"2":"0.00","3":1}' data-sheets-value='{"1":3,"3":0.98}' style="overflow:hidden;padding:0px 3px 0px 3px;vertical-align:bottom;text-align:center;">0.98</td> <td data-sheets-numberformat='{"1":2,"2":"0","3":1}' data-sheets-value='{"1":3,"3":32.39}' style="overflow:hidden;padding:0px 3px 0px 3px;vertical-align:bottom;text-align:center;">32</td> <td data-sheets-numberformat='{"1":2,"2":"0","3":1}' data-sheets-value='{"1":3,"3":47.52}' style="overflow:hidden;padding:0px 3px 0px 3px;vertical-align:bottom;text-align:center;">48</td> <td data-sheets-value='{"1":3,"3":26}' style="border-right:1px solid #000000;overflow:hidden;padding:0px 3px 0px 3px;vertical-align:bottom;text-align:center;">26</td> </tr> <tr style="height:20px;"> <td style="border-left:1px solid #000000;overflow:hidden;padding:0px 3px 0px 3px;vertical-align:bottom;"></td> <td style="overflow:hidden;padding:0px 3px 0px 3px;vertical-align:bottom;"></td> <td data-sheets-value='{"1":2,"2":"Clear (A/A)"}' style="overflow:hidden;padding:0px 3px 0px 3px;vertical-align:bottom;">Clear (A/A)</td> <td data-sheets-numberformat='{"1":2,"2":"0.00","3":1}' data-sheets-value='{"1":3,"3":0.98}' style="overflow:hidden;padding:0px 3px 0px 3px;vertical-align:bottom;text-align:center;">0.98</td> <td data-sheets-numberformat='{"1":2,"2":"0","3":1}' data-sheets-value='{"1":3,"3":31.569999999999997}' style="overflow:hidden;padding:0px 3px 0px 3px;vertical-align:bottom;text-align:center;">32</td> <td data-sheets-numberformat='{"1":2,"2":"0","3":1}' data-sheets-value='{"1":3,"3":45.54}' style="overflow:hidden;padding:0px 3px 0px 3px;vertical-align:bottom;text-align:center;">46</td> <td data-sheets-value='{"1":3,"3":26}' style="border-right:1px solid #000000;overflow:hidden;padding:0px 3px 0px 3px;vertical-align:bottom;text-align:center;">26</td> </tr> <tr style="height:20px;"> <td style="border-left:1px solid #000000;overflow:hidden;padding:0px 3px 0px 3px;vertical-align:bottom;"></td> <td style="overflow:hidden;padding:0px 3px 0px 3px;vertical-align:bottom;"></td> <td data-sheets-value='{"1":2,"2":"Opal (A/O)"}' style="overflow:hidden;padding:0px 3px 0px 3px;vertical-align:bottom;">Opal (A/O)</td> <td data-sheets-numberformat='{"1":2,"2":"0.00","3":1}' data-sheets-value='{"1":3,"3":0.98}' style="overflow:hidden;padding:0px 3px 0px 3px;vertical-align:bottom;text-align:center;">0.98</td> <td data-sheets-numberformat='{"1":2,"2":"0","3":1}' data-sheets-value='{"1":3,"3":29.93}' style="overflow:hidden;padding:0px 3px 0px 3px;vertical-align:bottom;text-align:center;">30</td> <td data-sheets-numberformat='{"1":2,"2":"0","3":1}' data-sheets-value='{"1":3,"3":41.580000000000005}' style="overflow:hidden;padding:0px 3px 0px 3px;vertical-align:bottom;text-align:center;">42</td> <td data-sheets-value='{"1":3,"3":26}' style="border-right:1px solid #000000;overflow:hidden;padding:0px 3px 0px 3px;vertical-align:bottom;text-align:center;">26</td> </tr> <tr style="height:20px;"> <td style="border-bottom:1px solid #000000;border-left:1px solid #000000;overflow:hidden;padding:0px 3px 0px 3px;vertical-align:bottom;"></td> <td style="border-bottom:1px solid #000000;overflow:hidden;padding:0px 3px 0px 3px;vertical-align:bottom;"></td> <td data-sheets-value='{"1":2,"2":"Opal (A/D)"}' style="border-bottom:1px solid #000000;overflow:hidden;padding:0px 3px 0px 3px;vertical-align:bottom;">Opal (A/D)</td> <td data-sheets-numberformat='{"1":2,"2":"0.00","3":1}' data-sheets-value='{"1":3,"3":0.98}' style="border-bottom:1px solid #000000;overflow:hidden;padding:0px 3px 0px 3px;vertical-align:bottom;text-align:center;">0.98</td> <td data-sheets-numberformat='{"1":2,"2":"0","3":1}' data-sheets-value='{"1":3,"3":20.91}' style="border-bottom:1px solid #000000;overflow:hidden;padding:0px 3px 0px 3px;vertical-align:bottom;text-align:center;">21</td> <td data-sheets-numberformat='{"1":2,"2":"0","3":1}' data-sheets-value='{"1":3,"3":33}' style="border-bottom:1px solid #000000;overflow:hidden;padding:0px 3px 0px 3px;vertical-align:bottom;text-align:center;">33</td> <td data-sheets-value='{"1":3,"3":26}' style="border-right:1px solid #000000;border-bottom:1px solid #000000;overflow:hidden;padding:0px 3px 0px 3px;vertical-align:bottom;text-align:center;">26</td> </tr> <tr style="height:20px;"> <td data-sheets-value='{"1":2,"2":"Polycarbonate"}' style="border-left:1px solid #000000;overflow:hidden;padding:0px 3px 0px 3px;vertical-align:bottom;">Polycarbonate</td> <td data-sheets-value='{"1":2,"2":"EW"}' style="overflow:hidden;padding:0px 3px 0px 3px;vertical-align:bottom;">EW</td> <td data-sheets-value='{"1":2,"2":"Heatstop Opal (T)"}' style="overflow:hidden;padding:0px 3px 0px 3px;vertical-align:bottom;">Heatstop Opal (T)</td> <td data-sheets-numberformat='{"1":2,"2":"0.00","3":1}' data-sheets-value='{"1":3,"3":1.19}' style="overflow:hidden;padding:0px 3px 0px 3px;vertical-align:bottom;text-align:center;">1.19</td> <td data-sheets-numberformat='{"1":2,"2":"0","3":1}' data-sheets-value='{"1":3,"3":20.09}' style="overflow:hidden;padding:0px 3px 0px 3px;vertical-align:bottom;text-align:center;">20</td> <td data-sheets-numberformat='{"1":2,"2":"0","3":1}' data-sheets-value='{"1":3,"3":38.940000000000005}' style="overflow:hidden;padding:0px 3px 0px 3px;vertical-align:bottom;text-align:center;">39</td> <td data-sheets-value='{"1":3,"3":24}' style="border-right:1px solid #000000;overflow:hidden;padding:0px 3px 0px 3px;vertical-align:bottom;text-align:center;">24</td> </tr> <tr style="height:20px;"> <td data-sheets-value='{"1":2,"2":"Heatstop PC"}' style="border-left:1px solid #000000;overflow:hidden;padding:0px 3px 0px 3px;vertical-align:bottom;">Heatstop PC</td> <td data-sheets-value='{"1":2,"2":"DW"}' style="overflow:hidden;padding:0px 3px 0px 3px;vertical-align:bottom;">DW</td> <td data-sheets-value='{"1":2,"2":"Clear (T/H)"}' style="overflow:hidden;padding:0px 3px 0px 3px;vertical-align:bottom;">Clear (T/H)</td> <td data-sheets-numberformat='{"1":2,"2":"0.00","3":1}' data-sheets-value='{"1":3,"3":0.98}' style="overflow:hidden;padding:0px 3px 0px 3px;vertical-align:bottom;text-align:center;">0.98</td> <td data-sheets-numberformat='{"1":2,"2":"0","3":1}' data-sheets-value='{"1":3,"3":18.04}' style="overflow:hidden;padding:0px 3px 0px 3px;vertical-align:bottom;text-align:center;">18</td> <td data-sheets-numberformat='{"1":2,"2":"0","3":1}' data-sheets-value='{"1":3,"3":33.660000000000004}' style="overflow:hidden;padding:0px 3px 0px 3px;vertical-align:bottom;text-align:center;">34</td> <td data-sheets-value='{"1":3,"3":26}' style="border-right:1px solid #000000;overflow:hidden;padding:0px 3px 0px 3px;vertical-align:bottom;text-align:center;">26</td> </tr> <tr style="height:20px;"> <td style="border-bottom:1px solid #000000;border-left:1px solid #000000;overflow:hidden;padding:0px 3px 0px 3px;vertical-align:bottom;"></td> <td style="border-bottom:1px solid #000000;overflow:hidden;padding:0px 3px 0px 3px;vertical-align:bottom;"></td> <td data-sheets-value='{"1":2,"2":"Opal (T/O)"}' style="border-bottom:1px solid #000000;overflow:hidden;padding:0px 3px 0px 3px;vertical-align:bottom;">Opal (T/O)</td> <td data-sheets-numberformat='{"1":2,"2":"0.00","3":1}' data-sheets-value='{"1":3,"3":0.98}' style="border-bottom:1px solid #000000;overflow:hidden;padding:0px 3px 0px 3px;vertical-align:bottom;text-align:center;">0.98</td> <td data-sheets-numberformat='{"1":2,"2":"0","3":1}' data-sheets-value='{"1":3,"3":16.81}' style="border-bottom:1px solid #000000;overflow:hidden;padding:0px 3px 0px 3px;vertical-align:bottom;text-align:center;">17</td> <td data-sheets-numberformat='{"1":2,"2":"0","3":1}' data-sheets-value='{"1":3,"3":29.700000000000003}' style="border-bottom:1px solid #000000;overflow:hidden;padding:0px 3px 0px 3px;vertical-align:bottom;text-align:center;">30</td> <td data-sheets-value='{"1":3,"3":26}' style="border-right:1px solid #000000;border-bottom:1px solid #000000;overflow:hidden;padding:0px 3px 0px 3px;vertical-align:bottom;text-align:center;">26</td> </tr> </tbody></table> | skylux-160-ce-met-koepel-en-pvc-opstand-16-00-met-lm-motor-pvc-raam-type-ep25-en-windvang-1300-x-1600-mm | 8586027139405 | 46872338497869
Smoke and heat exhaust (SHEV) | SHE system | Skylux | Skylux 160° CE with skylight and PVC curb 16/00 with LM-actuator, PVC frame type EP25 and spoiler 1300 x 1900 mm |  | 50348 | 5412970503484 | 6261.75 | Yes | 30-45 | 105.97 | 1300 x 1900 mm | 1900 | 1300 |  | PVC 16/00 (16 cm high & roof opening = daylight size) | Rectangular | 1.19 W/m²K - 0.98 W/m²K | 57% - 30% | 37% - 17% | 24dB - 26dB | 160° CE (for industry) | PVC frame EP25 | with spoiler | E | Single actuator | Maximum double-walled skylight possible for this product | Ut-value LT-value g-value Rw-value EN 1873 : 2014 EN ISO 13468 EN 16153 EN 410 EN 410 EN ISO 140-3 Material Walls Shells (W/m²K) (%) (%) (dB) Acrylic EW Clear (H) 1.19 37 57 24 PMMA Opal (O) 1.19 34 50 24 DW Clear (H/H) 0.98 33 50 26 Opal (O/O) 0.98 28 38 26 Polycarbonate EW Clear (A) 1.19 36 55 24 PC Opal (D) 1.19 24 40 24 DW Clear (A/H) 0.98 32 48 26 Clear (A/A) 0.98 32 46 26 Opal (A/O) 0.98 30 42 26 Opal (A/D) 0.98 21 33 26 Polycarbonate EW Heatstop Opal (T) 1.19 20 39 24 Heatstop PC DW Clear (T/H) 0.98 18 34 26 Opal (T/O) 0.98 17 30 26 | https://skylux.eu/en/products/skylux-160-ce-met-koepel-en-pvc-opstand-16-00-met-lm-motor-pvc-raam-type-ep25-en-windvang-1300-x-1900-mm | https://skylux.eu/cdn/shop/files/Skylux-160deg-CE-met-koepel-en-pvc-opstand-1600-met-LM-motor-pvc-raam-type-EP25-en-windvang-1300-x-1900-mm-RWA-systeem.jpg?v=1702980003&width=1600 | https://skylux.eu/cdn/shop/files/e5a82811-1bb0-48e4-a776-cacb59c7c092_9a5eadfc-289d-4bbc-90d7-892e37fb9cdf.jpg?v=1688551028&width=1600 | //skylux.eu/cdn/shop/files/E_MH_Mounting_instructions_Skylux_160_CE_LM.pdf?v=12406716259046007223 | //skylux.eu/cdn/shop/files/E_TD_Technical_File_Skylux_Skylux_160_CE_Electric.pdf?v=3667116872303399239 | <style type="text/css" id="isPasted"><!--td {border: 1px solid #cccccc;}br {mso-data-placement:same-cell;}--></style><table border="1" cellpadding="0" cellspacing="0" dir="ltr" style="table-layout:fixed;font-size:10pt;font-family:Arial;border-collapse:collapse;border:none;"><tbody> <tr style="height:20px;"> <td style="overflow:hidden;padding:0px 3px 0px 3px;vertical-align:bottom;"></td> <td style="overflow:hidden;padding:0px 3px 0px 3px;vertical-align:bottom;"></td> <td style="overflow:hidden;padding:0px 3px 0px 3px;vertical-align:bottom;"></td> <td data-sheets-value='{"1":2,"2":"Ut-value"}' style="overflow:hidden;padding:0px 3px 0px 3px;vertical-align:bottom;font-weight:bold;text-align:center;">Ut-value</td> <td data-sheets-value='{"1":2,"2":"LT-value"}' style="overflow:hidden;padding:0px 3px 0px 3px;vertical-align:bottom;font-weight:bold;text-align:center;">LT-value</td> <td data-sheets-value='{"1":2,"2":"g-value"}' style="overflow:hidden;padding:0px 3px 0px 3px;vertical-align:bottom;font-weight:bold;text-align:center;">g-value</td> <td data-sheets-value='{"1":2,"2":"Rw-value "}' style="overflow:hidden;padding:0px 3px 0px 3px;vertical-align:bottom;font-weight:bold;text-align:center;">Rw-value </td> </tr> <tr style="height:20px;"> <td style="overflow:hidden;padding:0px 3px 0px 3px;vertical-align:bottom;"></td> <td style="overflow:hidden;padding:0px 3px 0px 3px;vertical-align:bottom;"></td> <td style="overflow:hidden;padding:0px 3px 0px 3px;vertical-align:bottom;"></td> <td data-sheets-numberformat='{"1":2,"2":"0.00","3":1}' data-sheets-value='{"1":2,"2":"EN 1873 : 2014"}' style="overflow:hidden;padding:0px 3px 0px 3px;vertical-align:bottom;text-align:center;">EN 1873 : 2014</td> <td data-sheets-numberformat='{"1":2,"2":"0","3":1}' data-sheets-value='{"1":2,"2":"EN ISO 13468 EN 16153 EN 410"}' style="overflow:hidden;padding:0px 3px 0px 3px;vertical-align:bottom;text-align:center;">EN ISO 13468 EN 16153 EN 410</td> <td data-sheets-numberformat='{"1":2,"2":"0","3":1}' data-sheets-value='{"1":2,"2":"EN 410"}' style="overflow:hidden;padding:0px 3px 0px 3px;vertical-align:bottom;text-align:center;">EN 410</td> <td data-sheets-value='{"1":2,"2":"EN ISO 140-3\t\t"}' style="overflow:hidden;padding:0px 3px 0px 3px;vertical-align:bottom;text-align:center;">EN ISO 140-3 </td> </tr> <tr style="height:20px;"> <td data-sheets-value='{"1":2,"2":"Material"}' style="border-bottom:1px solid #000000;overflow:hidden;padding:0px 3px 0px 3px;vertical-align:bottom;background-color:#000000;font-weight:bold;color:#ffffff;">Material</td> <td data-sheets-value='{"1":2,"2":"Walls"}' style="border-bottom:1px solid #000000;overflow:hidden;padding:0px 3px 0px 3px;vertical-align:bottom;background-color:#000000;font-weight:bold;color:#ffffff;">Walls</td> <td data-sheets-value='{"1":2,"2":"Shells"}' style="border-bottom:1px solid #000000;overflow:hidden;padding:0px 3px 0px 3px;vertical-align:bottom;background-color:#000000;font-weight:bold;color:#ffffff;">Shells</td> <td data-sheets-numberformat='{"1":2,"2":"0.00","3":1}' data-sheets-value='{"1":2,"2":"(W/m²K)\t"}' style="border-bottom:1px solid #000000;overflow:hidden;padding:0px 3px 0px 3px;vertical-align:bottom;background-color:#000000;font-weight:bold;color:#ffffff;text-align:center;">(W/m²K) </td> <td data-sheets-numberformat='{"1":2,"2":"0","3":1}' data-sheets-value='{"1":2,"2":"(%)"}' style="border-bottom:1px solid #000000;overflow:hidden;padding:0px 3px 0px 3px;vertical-align:bottom;background-color:#000000;font-weight:bold;color:#ffffff;text-align:center;">(%)</td> <td data-sheets-numberformat='{"1":2,"2":"0","3":1}' data-sheets-value='{"1":2,"2":"(%)"}' style="border-bottom:1px solid #000000;overflow:hidden;padding:0px 3px 0px 3px;vertical-align:bottom;background-color:#000000;font-weight:bold;color:#ffffff;text-align:center;">(%)</td> <td data-sheets-value='{"1":2,"2":"(dB)"}' style="border-bottom:1px solid #000000;overflow:hidden;padding:0px 3px 0px 3px;vertical-align:bottom;background-color:#000000;font-weight:bold;color:#ffffff;text-align:center;">(dB)</td> </tr> <tr style="height:20px;"> <td data-sheets-value='{"1":2,"2":"Acrylic"}' style="border-left:1px solid #000000;overflow:hidden;padding:0px 3px 0px 3px;vertical-align:bottom;">Acrylic</td> <td data-sheets-value='{"1":2,"2":"EW"}' style="overflow:hidden;padding:0px 3px 0px 3px;vertical-align:bottom;">EW</td> <td data-sheets-value='{"1":2,"2":"Clear (H)"}' style="overflow:hidden;padding:0px 3px 0px 3px;vertical-align:bottom;">Clear (H)</td> <td data-sheets-numberformat='{"1":2,"2":"0.00","3":1}' data-sheets-value='{"1":3,"3":1.19}' style="overflow:hidden;padding:0px 3px 0px 3px;vertical-align:bottom;text-align:center;">1.19</td> <td data-sheets-numberformat='{"1":2,"2":"0","3":1}' data-sheets-value='{"1":3,"3":36.9}' style="overflow:hidden;padding:0px 3px 0px 3px;vertical-align:bottom;text-align:center;">37</td> <td data-sheets-numberformat='{"1":2,"2":"0","3":1}' data-sheets-value='{"1":3,"3":57.42}' style="overflow:hidden;padding:0px 3px 0px 3px;vertical-align:bottom;text-align:center;">57</td> <td data-sheets-value='{"1":3,"3":24}' style="border-right:1px solid #000000;overflow:hidden;padding:0px 3px 0px 3px;vertical-align:bottom;text-align:center;">24</td> </tr> <tr style="height:20px;"> <td data-sheets-value='{"1":2,"2":"PMMA"}' style="border-left:1px solid #000000;overflow:hidden;padding:0px 3px 0px 3px;vertical-align:bottom;">PMMA</td> <td style="overflow:hidden;padding:0px 3px 0px 3px;vertical-align:bottom;"></td> <td data-sheets-value='{"1":2,"2":"Opal (O)"}' style="overflow:hidden;padding:0px 3px 0px 3px;vertical-align:bottom;">Opal (O)</td> <td data-sheets-numberformat='{"1":2,"2":"0.00","3":1}' data-sheets-value='{"1":3,"3":1.19}' style="overflow:hidden;padding:0px 3px 0px 3px;vertical-align:bottom;text-align:center;">1.19</td> <td data-sheets-numberformat='{"1":2,"2":"0","3":1}' data-sheets-value='{"1":3,"3":34.03}' style="overflow:hidden;padding:0px 3px 0px 3px;vertical-align:bottom;text-align:center;">34</td> <td data-sheets-numberformat='{"1":2,"2":"0","3":1}' data-sheets-value='{"1":3,"3":50.160000000000004}' style="overflow:hidden;padding:0px 3px 0px 3px;vertical-align:bottom;text-align:center;">50</td> <td data-sheets-value='{"1":3,"3":24}' style="border-right:1px solid #000000;overflow:hidden;padding:0px 3px 0px 3px;vertical-align:bottom;text-align:center;">24</td> </tr> <tr style="height:20px;"> <td style="border-left:1px solid #000000;overflow:hidden;padding:0px 3px 0px 3px;vertical-align:bottom;"></td> <td data-sheets-value='{"1":2,"2":"DW"}' style="overflow:hidden;padding:0px 3px 0px 3px;vertical-align:bottom;">DW</td> <td data-sheets-value='{"1":2,"2":"Clear (H/H)"}' style="overflow:hidden;padding:0px 3px 0px 3px;vertical-align:bottom;">Clear (H/H)</td> <td data-sheets-numberformat='{"1":2,"2":"0.00","3":1}' data-sheets-value='{"1":3,"3":0.98}' style="overflow:hidden;padding:0px 3px 0px 3px;vertical-align:bottom;text-align:center;">0.98</td> <td data-sheets-numberformat='{"1":2,"2":"0","3":1}' data-sheets-value='{"1":3,"3":33.21}' style="overflow:hidden;padding:0px 3px 0px 3px;vertical-align:bottom;text-align:center;">33</td> <td data-sheets-numberformat='{"1":2,"2":"0","3":1}' data-sheets-value='{"1":3,"3":49.5}' style="overflow:hidden;padding:0px 3px 0px 3px;vertical-align:bottom;text-align:center;">50</td> <td data-sheets-value='{"1":3,"3":26}' style="border-right:1px solid #000000;overflow:hidden;padding:0px 3px 0px 3px;vertical-align:bottom;text-align:center;">26</td> </tr> <tr style="height:20px;"> <td style="border-bottom:1px solid #000000;border-left:1px solid #000000;overflow:hidden;padding:0px 3px 0px 3px;vertical-align:bottom;"></td> <td style="border-bottom:1px solid #000000;overflow:hidden;padding:0px 3px 0px 3px;vertical-align:bottom;"></td> <td data-sheets-value='{"1":2,"2":"Opal (O/O)"}' style="border-bottom:1px solid #000000;overflow:hidden;padding:0px 3px 0px 3px;vertical-align:bottom;">Opal (O/O)</td> <td data-sheets-numberformat='{"1":2,"2":"0.00","3":1}' data-sheets-value='{"1":3,"3":0.98}' style="border-bottom:1px solid #000000;overflow:hidden;padding:0px 3px 0px 3px;vertical-align:bottom;text-align:center;">0.98</td> <td data-sheets-numberformat='{"1":2,"2":"0","3":1}' data-sheets-value='{"1":3,"3":28.29}' style="border-bottom:1px solid #000000;overflow:hidden;padding:0px 3px 0px 3px;vertical-align:bottom;text-align:center;">28</td> <td data-sheets-numberformat='{"1":2,"2":"0","3":1}' data-sheets-value='{"1":3,"3":38.28}' style="border-bottom:1px solid #000000;overflow:hidden;padding:0px 3px 0px 3px;vertical-align:bottom;text-align:center;">38</td> <td data-sheets-value='{"1":3,"3":26}' style="border-right:1px solid #000000;border-bottom:1px solid #000000;overflow:hidden;padding:0px 3px 0px 3px;vertical-align:bottom;text-align:center;">26</td> </tr> <tr style="height:20px;"> <td data-sheets-value='{"1":2,"2":"Polycarbonate "}' style="border-left:1px solid #000000;overflow:hidden;padding:0px 3px 0px 3px;vertical-align:bottom;">Polycarbonate </td> <td data-sheets-value='{"1":2,"2":"EW"}' style="overflow:hidden;padding:0px 3px 0px 3px;vertical-align:bottom;">EW</td> <td data-sheets-value='{"1":2,"2":"Clear (A)"}' style="overflow:hidden;padding:0px 3px 0px 3px;vertical-align:bottom;">Clear (A)</td> <td data-sheets-numberformat='{"1":2,"2":"0.00","3":1}' data-sheets-value='{"1":3,"3":1.19}' style="overflow:hidden;padding:0px 3px 0px 3px;vertical-align:bottom;text-align:center;">1.19</td> <td data-sheets-numberformat='{"1":2,"2":"0","3":1}' data-sheets-value='{"1":3,"3":36.08}' style="overflow:hidden;padding:0px 3px 0px 3px;vertical-align:bottom;text-align:center;">36</td> <td data-sheets-numberformat='{"1":2,"2":"0","3":1}' data-sheets-value='{"1":3,"3":54.78}' style="overflow:hidden;padding:0px 3px 0px 3px;vertical-align:bottom;text-align:center;">55</td> <td data-sheets-value='{"1":3,"3":24}' style="border-right:1px solid #000000;overflow:hidden;padding:0px 3px 0px 3px;vertical-align:bottom;text-align:center;">24</td> </tr> <tr style="height:20px;"> <td data-sheets-value='{"1":2,"2":"PC"}' style="border-left:1px solid #000000;overflow:hidden;padding:0px 3px 0px 3px;vertical-align:bottom;">PC</td> <td style="overflow:hidden;padding:0px 3px 0px 3px;vertical-align:bottom;"></td> <td data-sheets-value='{"1":2,"2":"Opal (D)"}' style="overflow:hidden;padding:0px 3px 0px 3px;vertical-align:bottom;">Opal (D)</td> <td data-sheets-numberformat='{"1":2,"2":"0.00","3":1}' data-sheets-value='{"1":3,"3":1.19}' style="overflow:hidden;padding:0px 3px 0px 3px;vertical-align:bottom;text-align:center;">1.19</td> <td data-sheets-numberformat='{"1":2,"2":"0","3":1}' data-sheets-value='{"1":3,"3":23.779999999999998}' style="overflow:hidden;padding:0px 3px 0px 3px;vertical-align:bottom;text-align:center;">24</td> <td data-sheets-numberformat='{"1":2,"2":"0","3":1}' data-sheets-value='{"1":3,"3":39.6}' style="overflow:hidden;padding:0px 3px 0px 3px;vertical-align:bottom;text-align:center;">40</td> <td data-sheets-value='{"1":3,"3":24}' style="border-right:1px solid #000000;overflow:hidden;padding:0px 3px 0px 3px;vertical-align:bottom;text-align:center;">24</td> </tr> <tr style="height:20px;"> <td style="border-left:1px solid #000000;overflow:hidden;padding:0px 3px 0px 3px;vertical-align:bottom;"></td> <td data-sheets-value='{"1":2,"2":"DW"}' style="overflow:hidden;padding:0px 3px 0px 3px;vertical-align:bottom;">DW</td> <td data-sheets-value='{"1":2,"2":"Clear (A/H)"}' style="overflow:hidden;padding:0px 3px 0px 3px;vertical-align:bottom;">Clear (A/H)</td> <td data-sheets-numberformat='{"1":2,"2":"0.00","3":1}' data-sheets-value='{"1":3,"3":0.98}' style="overflow:hidden;padding:0px 3px 0px 3px;vertical-align:bottom;text-align:center;">0.98</td> <td data-sheets-numberformat='{"1":2,"2":"0","3":1}' data-sheets-value='{"1":3,"3":32.39}' style="overflow:hidden;padding:0px 3px 0px 3px;vertical-align:bottom;text-align:center;">32</td> <td data-sheets-numberformat='{"1":2,"2":"0","3":1}' data-sheets-value='{"1":3,"3":47.52}' style="overflow:hidden;padding:0px 3px 0px 3px;vertical-align:bottom;text-align:center;">48</td> <td data-sheets-value='{"1":3,"3":26}' style="border-right:1px solid #000000;overflow:hidden;padding:0px 3px 0px 3px;vertical-align:bottom;text-align:center;">26</td> </tr> <tr style="height:20px;"> <td style="border-left:1px solid #000000;overflow:hidden;padding:0px 3px 0px 3px;vertical-align:bottom;"></td> <td style="overflow:hidden;padding:0px 3px 0px 3px;vertical-align:bottom;"></td> <td data-sheets-value='{"1":2,"2":"Clear (A/A)"}' style="overflow:hidden;padding:0px 3px 0px 3px;vertical-align:bottom;">Clear (A/A)</td> <td data-sheets-numberformat='{"1":2,"2":"0.00","3":1}' data-sheets-value='{"1":3,"3":0.98}' style="overflow:hidden;padding:0px 3px 0px 3px;vertical-align:bottom;text-align:center;">0.98</td> <td data-sheets-numberformat='{"1":2,"2":"0","3":1}' data-sheets-value='{"1":3,"3":31.569999999999997}' style="overflow:hidden;padding:0px 3px 0px 3px;vertical-align:bottom;text-align:center;">32</td> <td data-sheets-numberformat='{"1":2,"2":"0","3":1}' data-sheets-value='{"1":3,"3":45.54}' style="overflow:hidden;padding:0px 3px 0px 3px;vertical-align:bottom;text-align:center;">46</td> <td data-sheets-value='{"1":3,"3":26}' style="border-right:1px solid #000000;overflow:hidden;padding:0px 3px 0px 3px;vertical-align:bottom;text-align:center;">26</td> </tr> <tr style="height:20px;"> <td style="border-left:1px solid #000000;overflow:hidden;padding:0px 3px 0px 3px;vertical-align:bottom;"></td> <td style="overflow:hidden;padding:0px 3px 0px 3px;vertical-align:bottom;"></td> <td data-sheets-value='{"1":2,"2":"Opal (A/O)"}' style="overflow:hidden;padding:0px 3px 0px 3px;vertical-align:bottom;">Opal (A/O)</td> <td data-sheets-numberformat='{"1":2,"2":"0.00","3":1}' data-sheets-value='{"1":3,"3":0.98}' style="overflow:hidden;padding:0px 3px 0px 3px;vertical-align:bottom;text-align:center;">0.98</td> <td data-sheets-numberformat='{"1":2,"2":"0","3":1}' data-sheets-value='{"1":3,"3":29.93}' style="overflow:hidden;padding:0px 3px 0px 3px;vertical-align:bottom;text-align:center;">30</td> <td data-sheets-numberformat='{"1":2,"2":"0","3":1}' data-sheets-value='{"1":3,"3":41.580000000000005}' style="overflow:hidden;padding:0px 3px 0px 3px;vertical-align:bottom;text-align:center;">42</td> <td data-sheets-value='{"1":3,"3":26}' style="border-right:1px solid #000000;overflow:hidden;padding:0px 3px 0px 3px;vertical-align:bottom;text-align:center;">26</td> </tr> <tr style="height:20px;"> <td style="border-bottom:1px solid #000000;border-left:1px solid #000000;overflow:hidden;padding:0px 3px 0px 3px;vertical-align:bottom;"></td> <td style="border-bottom:1px solid #000000;overflow:hidden;padding:0px 3px 0px 3px;vertical-align:bottom;"></td> <td data-sheets-value='{"1":2,"2":"Opal (A/D)"}' style="border-bottom:1px solid #000000;overflow:hidden;padding:0px 3px 0px 3px;vertical-align:bottom;">Opal (A/D)</td> <td data-sheets-numberformat='{"1":2,"2":"0.00","3":1}' data-sheets-value='{"1":3,"3":0.98}' style="border-bottom:1px solid #000000;overflow:hidden;padding:0px 3px 0px 3px;vertical-align:bottom;text-align:center;">0.98</td> <td data-sheets-numberformat='{"1":2,"2":"0","3":1}' data-sheets-value='{"1":3,"3":20.91}' style="border-bottom:1px solid #000000;overflow:hidden;padding:0px 3px 0px 3px;vertical-align:bottom;text-align:center;">21</td> <td data-sheets-numberformat='{"1":2,"2":"0","3":1}' data-sheets-value='{"1":3,"3":33}' style="border-bottom:1px solid #000000;overflow:hidden;padding:0px 3px 0px 3px;vertical-align:bottom;text-align:center;">33</td> <td data-sheets-value='{"1":3,"3":26}' style="border-right:1px solid #000000;border-bottom:1px solid #000000;overflow:hidden;padding:0px 3px 0px 3px;vertical-align:bottom;text-align:center;">26</td> </tr> <tr style="height:20px;"> <td data-sheets-value='{"1":2,"2":"Polycarbonate"}' style="border-left:1px solid #000000;overflow:hidden;padding:0px 3px 0px 3px;vertical-align:bottom;">Polycarbonate</td> <td data-sheets-value='{"1":2,"2":"EW"}' style="overflow:hidden;padding:0px 3px 0px 3px;vertical-align:bottom;">EW</td> <td data-sheets-value='{"1":2,"2":"Heatstop Opal (T)"}' style="overflow:hidden;padding:0px 3px 0px 3px;vertical-align:bottom;">Heatstop Opal (T)</td> <td data-sheets-numberformat='{"1":2,"2":"0.00","3":1}' data-sheets-value='{"1":3,"3":1.19}' style="overflow:hidden;padding:0px 3px 0px 3px;vertical-align:bottom;text-align:center;">1.19</td> <td data-sheets-numberformat='{"1":2,"2":"0","3":1}' data-sheets-value='{"1":3,"3":20.09}' style="overflow:hidden;padding:0px 3px 0px 3px;vertical-align:bottom;text-align:center;">20</td> <td data-sheets-numberformat='{"1":2,"2":"0","3":1}' data-sheets-value='{"1":3,"3":38.940000000000005}' style="overflow:hidden;padding:0px 3px 0px 3px;vertical-align:bottom;text-align:center;">39</td> <td data-sheets-value='{"1":3,"3":24}' style="border-right:1px solid #000000;overflow:hidden;padding:0px 3px 0px 3px;vertical-align:bottom;text-align:center;">24</td> </tr> <tr style="height:20px;"> <td data-sheets-value='{"1":2,"2":"Heatstop PC"}' style="border-left:1px solid #000000;overflow:hidden;padding:0px 3px 0px 3px;vertical-align:bottom;">Heatstop PC</td> <td data-sheets-value='{"1":2,"2":"DW"}' style="overflow:hidden;padding:0px 3px 0px 3px;vertical-align:bottom;">DW</td> <td data-sheets-value='{"1":2,"2":"Clear (T/H)"}' style="overflow:hidden;padding:0px 3px 0px 3px;vertical-align:bottom;">Clear (T/H)</td> <td data-sheets-numberformat='{"1":2,"2":"0.00","3":1}' data-sheets-value='{"1":3,"3":0.98}' style="overflow:hidden;padding:0px 3px 0px 3px;vertical-align:bottom;text-align:center;">0.98</td> <td data-sheets-numberformat='{"1":2,"2":"0","3":1}' data-sheets-value='{"1":3,"3":18.04}' style="overflow:hidden;padding:0px 3px 0px 3px;vertical-align:bottom;text-align:center;">18</td> <td data-sheets-numberformat='{"1":2,"2":"0","3":1}' data-sheets-value='{"1":3,"3":33.660000000000004}' style="overflow:hidden;padding:0px 3px 0px 3px;vertical-align:bottom;text-align:center;">34</td> <td data-sheets-value='{"1":3,"3":26}' style="border-right:1px solid #000000;overflow:hidden;padding:0px 3px 0px 3px;vertical-align:bottom;text-align:center;">26</td> </tr> <tr style="height:20px;"> <td style="border-bottom:1px solid #000000;border-left:1px solid #000000;overflow:hidden;padding:0px 3px 0px 3px;vertical-align:bottom;"></td> <td style="border-bottom:1px solid #000000;overflow:hidden;padding:0px 3px 0px 3px;vertical-align:bottom;"></td> <td data-sheets-value='{"1":2,"2":"Opal (T/O)"}' style="border-bottom:1px solid #000000;overflow:hidden;padding:0px 3px 0px 3px;vertical-align:bottom;">Opal (T/O)</td> <td data-sheets-numberformat='{"1":2,"2":"0.00","3":1}' data-sheets-value='{"1":3,"3":0.98}' style="border-bottom:1px solid #000000;overflow:hidden;padding:0px 3px 0px 3px;vertical-align:bottom;text-align:center;">0.98</td> <td data-sheets-numberformat='{"1":2,"2":"0","3":1}' data-sheets-value='{"1":3,"3":16.81}' style="border-bottom:1px solid #000000;overflow:hidden;padding:0px 3px 0px 3px;vertical-align:bottom;text-align:center;">17</td> <td data-sheets-numberformat='{"1":2,"2":"0","3":1}' data-sheets-value='{"1":3,"3":29.700000000000003}' style="border-bottom:1px solid #000000;overflow:hidden;padding:0px 3px 0px 3px;vertical-align:bottom;text-align:center;">30</td> <td data-sheets-value='{"1":3,"3":26}' style="border-right:1px solid #000000;border-bottom:1px solid #000000;overflow:hidden;padding:0px 3px 0px 3px;vertical-align:bottom;text-align:center;">26</td> </tr> </tbody></table> | skylux-160-ce-met-koepel-en-pvc-opstand-16-00-met-lm-motor-pvc-raam-type-ep25-en-windvang-1300-x-1900-mm | 8586027172173 | 46872338530637
Smoke and heat exhaust (SHEV) | SHE system | Skylux | Skylux 160° CE with skylight and PVC curb 16/00 with LM-actuator, PVC frame type EP25 and spoiler 1300 x 2000 mm |  | 50349 | 5412970503491 | 6353.75 | Yes | 30-45 | 108.68 | 1300 x 2000 mm | 2000 | 1300 |  | PVC 16/00 (16 cm high & roof opening = daylight size) | Rectangular | 1.19 W/m²K - 0.98 W/m²K | 57% - 30% | 37% - 17% | 24dB - 26dB | 160° CE (for industry) | PVC frame EP25 | with spoiler | E | Single actuator | Maximum double-walled skylight possible for this product | Ut-value LT-value g-value Rw-value EN 1873 : 2014 EN ISO 13468 EN 16153 EN 410 EN 410 EN ISO 140-3 Material Walls Shells (W/m²K) (%) (%) (dB) Acrylic EW Clear (H) 1.19 37 57 24 PMMA Opal (O) 1.19 34 50 24 DW Clear (H/H) 0.98 33 50 26 Opal (O/O) 0.98 28 38 26 Polycarbonate EW Clear (A) 1.19 36 55 24 PC Opal (D) 1.19 24 40 24 DW Clear (A/H) 0.98 32 48 26 Clear (A/A) 0.98 32 46 26 Opal (A/O) 0.98 30 42 26 Opal (A/D) 0.98 21 33 26 Polycarbonate EW Heatstop Opal (T) 1.19 20 39 24 Heatstop PC DW Clear (T/H) 0.98 18 34 26 Opal (T/O) 0.98 17 30 26 | https://skylux.eu/en/products/skylux-160-ce-met-koepel-en-pvc-opstand-16-00-met-lm-motor-pvc-raam-type-ep25-en-windvang-1300-x-2000-mm | https://skylux.eu/cdn/shop/files/Skylux-160deg-CE-met-koepel-en-pvc-opstand-1600-met-LM-motor-pvc-raam-type-EP25-en-windvang-1300-x-2000-mm-RWA-systeem.jpg?v=1702980008&width=1600 | https://skylux.eu/cdn/shop/files/e5a82811-1bb0-48e4-a776-cacb59c7c092_e8ca35cb-43c6-4a30-990d-db4d0e0d4520.jpg?v=1688551029&width=1600 | //skylux.eu/cdn/shop/files/E_MH_Mounting_instructions_Skylux_160_CE_LM.pdf?v=12406716259046007223 | //skylux.eu/cdn/shop/files/E_TD_Technical_File_Skylux_Skylux_160_CE_Electric.pdf?v=3667116872303399239 | <style type="text/css" id="isPasted"><!--td {border: 1px solid #cccccc;}br {mso-data-placement:same-cell;}--></style><table border="1" cellpadding="0" cellspacing="0" dir="ltr" style="table-layout:fixed;font-size:10pt;font-family:Arial;border-collapse:collapse;border:none;"><tbody> <tr style="height:20px;"> <td style="overflow:hidden;padding:0px 3px 0px 3px;vertical-align:bottom;"></td> <td style="overflow:hidden;padding:0px 3px 0px 3px;vertical-align:bottom;"></td> <td style="overflow:hidden;padding:0px 3px 0px 3px;vertical-align:bottom;"></td> <td data-sheets-value='{"1":2,"2":"Ut-value"}' style="overflow:hidden;padding:0px 3px 0px 3px;vertical-align:bottom;font-weight:bold;text-align:center;">Ut-value</td> <td data-sheets-value='{"1":2,"2":"LT-value"}' style="overflow:hidden;padding:0px 3px 0px 3px;vertical-align:bottom;font-weight:bold;text-align:center;">LT-value</td> <td data-sheets-value='{"1":2,"2":"g-value"}' style="overflow:hidden;padding:0px 3px 0px 3px;vertical-align:bottom;font-weight:bold;text-align:center;">g-value</td> <td data-sheets-value='{"1":2,"2":"Rw-value "}' style="overflow:hidden;padding:0px 3px 0px 3px;vertical-align:bottom;font-weight:bold;text-align:center;">Rw-value </td> </tr> <tr style="height:20px;"> <td style="overflow:hidden;padding:0px 3px 0px 3px;vertical-align:bottom;"></td> <td style="overflow:hidden;padding:0px 3px 0px 3px;vertical-align:bottom;"></td> <td style="overflow:hidden;padding:0px 3px 0px 3px;vertical-align:bottom;"></td> <td data-sheets-numberformat='{"1":2,"2":"0.00","3":1}' data-sheets-value='{"1":2,"2":"EN 1873 : 2014"}' style="overflow:hidden;padding:0px 3px 0px 3px;vertical-align:bottom;text-align:center;">EN 1873 : 2014</td> <td data-sheets-numberformat='{"1":2,"2":"0","3":1}' data-sheets-value='{"1":2,"2":"EN ISO 13468 EN 16153 EN 410"}' style="overflow:hidden;padding:0px 3px 0px 3px;vertical-align:bottom;text-align:center;">EN ISO 13468 EN 16153 EN 410</td> <td data-sheets-numberformat='{"1":2,"2":"0","3":1}' data-sheets-value='{"1":2,"2":"EN 410"}' style="overflow:hidden;padding:0px 3px 0px 3px;vertical-align:bottom;text-align:center;">EN 410</td> <td data-sheets-value='{"1":2,"2":"EN ISO 140-3\t\t"}' style="overflow:hidden;padding:0px 3px 0px 3px;vertical-align:bottom;text-align:center;">EN ISO 140-3 </td> </tr> <tr style="height:20px;"> <td data-sheets-value='{"1":2,"2":"Material"}' style="border-bottom:1px solid #000000;overflow:hidden;padding:0px 3px 0px 3px;vertical-align:bottom;background-color:#000000;font-weight:bold;color:#ffffff;">Material</td> <td data-sheets-value='{"1":2,"2":"Walls"}' style="border-bottom:1px solid #000000;overflow:hidden;padding:0px 3px 0px 3px;vertical-align:bottom;background-color:#000000;font-weight:bold;color:#ffffff;">Walls</td> <td data-sheets-value='{"1":2,"2":"Shells"}' style="border-bottom:1px solid #000000;overflow:hidden;padding:0px 3px 0px 3px;vertical-align:bottom;background-color:#000000;font-weight:bold;color:#ffffff;">Shells</td> <td data-sheets-numberformat='{"1":2,"2":"0.00","3":1}' data-sheets-value='{"1":2,"2":"(W/m²K)\t"}' style="border-bottom:1px solid #000000;overflow:hidden;padding:0px 3px 0px 3px;vertical-align:bottom;background-color:#000000;font-weight:bold;color:#ffffff;text-align:center;">(W/m²K) </td> <td data-sheets-numberformat='{"1":2,"2":"0","3":1}' data-sheets-value='{"1":2,"2":"(%)"}' style="border-bottom:1px solid #000000;overflow:hidden;padding:0px 3px 0px 3px;vertical-align:bottom;background-color:#000000;font-weight:bold;color:#ffffff;text-align:center;">(%)</td> <td data-sheets-numberformat='{"1":2,"2":"0","3":1}' data-sheets-value='{"1":2,"2":"(%)"}' style="border-bottom:1px solid #000000;overflow:hidden;padding:0px 3px 0px 3px;vertical-align:bottom;background-color:#000000;font-weight:bold;color:#ffffff;text-align:center;">(%)</td> <td data-sheets-value='{"1":2,"2":"(dB)"}' style="border-bottom:1px solid #000000;overflow:hidden;padding:0px 3px 0px 3px;vertical-align:bottom;background-color:#000000;font-weight:bold;color:#ffffff;text-align:center;">(dB)</td> </tr> <tr style="height:20px;"> <td data-sheets-value='{"1":2,"2":"Acrylic"}' style="border-left:1px solid #000000;overflow:hidden;padding:0px 3px 0px 3px;vertical-align:bottom;">Acrylic</td> <td data-sheets-value='{"1":2,"2":"EW"}' style="overflow:hidden;padding:0px 3px 0px 3px;vertical-align:bottom;">EW</td> <td data-sheets-value='{"1":2,"2":"Clear (H)"}' style="overflow:hidden;padding:0px 3px 0px 3px;vertical-align:bottom;">Clear (H)</td> <td data-sheets-numberformat='{"1":2,"2":"0.00","3":1}' data-sheets-value='{"1":3,"3":1.19}' style="overflow:hidden;padding:0px 3px 0px 3px;vertical-align:bottom;text-align:center;">1.19</td> <td data-sheets-numberformat='{"1":2,"2":"0","3":1}' data-sheets-value='{"1":3,"3":36.9}' style="overflow:hidden;padding:0px 3px 0px 3px;vertical-align:bottom;text-align:center;">37</td> <td data-sheets-numberformat='{"1":2,"2":"0","3":1}' data-sheets-value='{"1":3,"3":57.42}' style="overflow:hidden;padding:0px 3px 0px 3px;vertical-align:bottom;text-align:center;">57</td> <td data-sheets-value='{"1":3,"3":24}' style="border-right:1px solid #000000;overflow:hidden;padding:0px 3px 0px 3px;vertical-align:bottom;text-align:center;">24</td> </tr> <tr style="height:20px;"> <td data-sheets-value='{"1":2,"2":"PMMA"}' style="border-left:1px solid #000000;overflow:hidden;padding:0px 3px 0px 3px;vertical-align:bottom;">PMMA</td> <td style="overflow:hidden;padding:0px 3px 0px 3px;vertical-align:bottom;"></td> <td data-sheets-value='{"1":2,"2":"Opal (O)"}' style="overflow:hidden;padding:0px 3px 0px 3px;vertical-align:bottom;">Opal (O)</td> <td data-sheets-numberformat='{"1":2,"2":"0.00","3":1}' data-sheets-value='{"1":3,"3":1.19}' style="overflow:hidden;padding:0px 3px 0px 3px;vertical-align:bottom;text-align:center;">1.19</td> <td data-sheets-numberformat='{"1":2,"2":"0","3":1}' data-sheets-value='{"1":3,"3":34.03}' style="overflow:hidden;padding:0px 3px 0px 3px;vertical-align:bottom;text-align:center;">34</td> <td data-sheets-numberformat='{"1":2,"2":"0","3":1}' data-sheets-value='{"1":3,"3":50.160000000000004}' style="overflow:hidden;padding:0px 3px 0px 3px;vertical-align:bottom;text-align:center;">50</td> <td data-sheets-value='{"1":3,"3":24}' style="border-right:1px solid #000000;overflow:hidden;padding:0px 3px 0px 3px;vertical-align:bottom;text-align:center;">24</td> </tr> <tr style="height:20px;"> <td style="border-left:1px solid #000000;overflow:hidden;padding:0px 3px 0px 3px;vertical-align:bottom;"></td> <td data-sheets-value='{"1":2,"2":"DW"}' style="overflow:hidden;padding:0px 3px 0px 3px;vertical-align:bottom;">DW</td> <td data-sheets-value='{"1":2,"2":"Clear (H/H)"}' style="overflow:hidden;padding:0px 3px 0px 3px;vertical-align:bottom;">Clear (H/H)</td> <td data-sheets-numberformat='{"1":2,"2":"0.00","3":1}' data-sheets-value='{"1":3,"3":0.98}' style="overflow:hidden;padding:0px 3px 0px 3px;vertical-align:bottom;text-align:center;">0.98</td> <td data-sheets-numberformat='{"1":2,"2":"0","3":1}' data-sheets-value='{"1":3,"3":33.21}' style="overflow:hidden;padding:0px 3px 0px 3px;vertical-align:bottom;text-align:center;">33</td> <td data-sheets-numberformat='{"1":2,"2":"0","3":1}' data-sheets-value='{"1":3,"3":49.5}' style="overflow:hidden;padding:0px 3px 0px 3px;vertical-align:bottom;text-align:center;">50</td> <td data-sheets-value='{"1":3,"3":26}' style="border-right:1px solid #000000;overflow:hidden;padding:0px 3px 0px 3px;vertical-align:bottom;text-align:center;">26</td> </tr> <tr style="height:20px;"> <td style="border-bottom:1px solid #000000;border-left:1px solid #000000;overflow:hidden;padding:0px 3px 0px 3px;vertical-align:bottom;"></td> <td style="border-bottom:1px solid #000000;overflow:hidden;padding:0px 3px 0px 3px;vertical-align:bottom;"></td> <td data-sheets-value='{"1":2,"2":"Opal (O/O)"}' style="border-bottom:1px solid #000000;overflow:hidden;padding:0px 3px 0px 3px;vertical-align:bottom;">Opal (O/O)</td> <td data-sheets-numberformat='{"1":2,"2":"0.00","3":1}' data-sheets-value='{"1":3,"3":0.98}' style="border-bottom:1px solid #000000;overflow:hidden;padding:0px 3px 0px 3px;vertical-align:bottom;text-align:center;">0.98</td> <td data-sheets-numberformat='{"1":2,"2":"0","3":1}' data-sheets-value='{"1":3,"3":28.29}' style="border-bottom:1px solid #000000;overflow:hidden;padding:0px 3px 0px 3px;vertical-align:bottom;text-align:center;">28</td> <td data-sheets-numberformat='{"1":2,"2":"0","3":1}' data-sheets-value='{"1":3,"3":38.28}' style="border-bottom:1px solid #000000;overflow:hidden;padding:0px 3px 0px 3px;vertical-align:bottom;text-align:center;">38</td> <td data-sheets-value='{"1":3,"3":26}' style="border-right:1px solid #000000;border-bottom:1px solid #000000;overflow:hidden;padding:0px 3px 0px 3px;vertical-align:bottom;text-align:center;">26</td> </tr> <tr style="height:20px;"> <td data-sheets-value='{"1":2,"2":"Polycarbonate "}' style="border-left:1px solid #000000;overflow:hidden;padding:0px 3px 0px 3px;vertical-align:bottom;">Polycarbonate </td> <td data-sheets-value='{"1":2,"2":"EW"}' style="overflow:hidden;padding:0px 3px 0px 3px;vertical-align:bottom;">EW</td> <td data-sheets-value='{"1":2,"2":"Clear (A)"}' style="overflow:hidden;padding:0px 3px 0px 3px;vertical-align:bottom;">Clear (A)</td> <td data-sheets-numberformat='{"1":2,"2":"0.00","3":1}' data-sheets-value='{"1":3,"3":1.19}' style="overflow:hidden;padding:0px 3px 0px 3px;vertical-align:bottom;text-align:center;">1.19</td> <td data-sheets-numberformat='{"1":2,"2":"0","3":1}' data-sheets-value='{"1":3,"3":36.08}' style="overflow:hidden;padding:0px 3px 0px 3px;vertical-align:bottom;text-align:center;">36</td> <td data-sheets-numberformat='{"1":2,"2":"0","3":1}' data-sheets-value='{"1":3,"3":54.78}' style="overflow:hidden;padding:0px 3px 0px 3px;vertical-align:bottom;text-align:center;">55</td> <td data-sheets-value='{"1":3,"3":24}' style="border-right:1px solid #000000;overflow:hidden;padding:0px 3px 0px 3px;vertical-align:bottom;text-align:center;">24</td> </tr> <tr style="height:20px;"> <td data-sheets-value='{"1":2,"2":"PC"}' style="border-left:1px solid #000000;overflow:hidden;padding:0px 3px 0px 3px;vertical-align:bottom;">PC</td> <td style="overflow:hidden;padding:0px 3px 0px 3px;vertical-align:bottom;"></td> <td data-sheets-value='{"1":2,"2":"Opal (D)"}' style="overflow:hidden;padding:0px 3px 0px 3px;vertical-align:bottom;">Opal (D)</td> <td data-sheets-numberformat='{"1":2,"2":"0.00","3":1}' data-sheets-value='{"1":3,"3":1.19}' style="overflow:hidden;padding:0px 3px 0px 3px;vertical-align:bottom;text-align:center;">1.19</td> <td data-sheets-numberformat='{"1":2,"2":"0","3":1}' data-sheets-value='{"1":3,"3":23.779999999999998}' style="overflow:hidden;padding:0px 3px 0px 3px;vertical-align:bottom;text-align:center;">24</td> <td data-sheets-numberformat='{"1":2,"2":"0","3":1}' data-sheets-value='{"1":3,"3":39.6}' style="overflow:hidden;padding:0px 3px 0px 3px;vertical-align:bottom;text-align:center;">40</td> <td data-sheets-value='{"1":3,"3":24}' style="border-right:1px solid #000000;overflow:hidden;padding:0px 3px 0px 3px;vertical-align:bottom;text-align:center;">24</td> </tr> <tr style="height:20px;"> <td style="border-left:1px solid #000000;overflow:hidden;padding:0px 3px 0px 3px;vertical-align:bottom;"></td> <td data-sheets-value='{"1":2,"2":"DW"}' style="overflow:hidden;padding:0px 3px 0px 3px;vertical-align:bottom;">DW</td> <td data-sheets-value='{"1":2,"2":"Clear (A/H)"}' style="overflow:hidden;padding:0px 3px 0px 3px;vertical-align:bottom;">Clear (A/H)</td> <td data-sheets-numberformat='{"1":2,"2":"0.00","3":1}' data-sheets-value='{"1":3,"3":0.98}' style="overflow:hidden;padding:0px 3px 0px 3px;vertical-align:bottom;text-align:center;">0.98</td> <td data-sheets-numberformat='{"1":2,"2":"0","3":1}' data-sheets-value='{"1":3,"3":32.39}' style="overflow:hidden;padding:0px 3px 0px 3px;vertical-align:bottom;text-align:center;">32</td> <td data-sheets-numberformat='{"1":2,"2":"0","3":1}' data-sheets-value='{"1":3,"3":47.52}' style="overflow:hidden;padding:0px 3px 0px 3px;vertical-align:bottom;text-align:center;">48</td> <td data-sheets-value='{"1":3,"3":26}' style="border-right:1px solid #000000;overflow:hidden;padding:0px 3px 0px 3px;vertical-align:bottom;text-align:center;">26</td> </tr> <tr style="height:20px;"> <td style="border-left:1px solid #000000;overflow:hidden;padding:0px 3px 0px 3px;vertical-align:bottom;"></td> <td style="overflow:hidden;padding:0px 3px 0px 3px;vertical-align:bottom;"></td> <td data-sheets-value='{"1":2,"2":"Clear (A/A)"}' style="overflow:hidden;padding:0px 3px 0px 3px;vertical-align:bottom;">Clear (A/A)</td> <td data-sheets-numberformat='{"1":2,"2":"0.00","3":1}' data-sheets-value='{"1":3,"3":0.98}' style="overflow:hidden;padding:0px 3px 0px 3px;vertical-align:bottom;text-align:center;">0.98</td> <td data-sheets-numberformat='{"1":2,"2":"0","3":1}' data-sheets-value='{"1":3,"3":31.569999999999997}' style="overflow:hidden;padding:0px 3px 0px 3px;vertical-align:bottom;text-align:center;">32</td> <td data-sheets-numberformat='{"1":2,"2":"0","3":1}' data-sheets-value='{"1":3,"3":45.54}' style="overflow:hidden;padding:0px 3px 0px 3px;vertical-align:bottom;text-align:center;">46</td> <td data-sheets-value='{"1":3,"3":26}' style="border-right:1px solid #000000;overflow:hidden;padding:0px 3px 0px 3px;vertical-align:bottom;text-align:center;">26</td> </tr> <tr style="height:20px;"> <td style="border-left:1px solid #000000;overflow:hidden;padding:0px 3px 0px 3px;vertical-align:bottom;"></td> <td style="overflow:hidden;padding:0px 3px 0px 3px;vertical-align:bottom;"></td> <td data-sheets-value='{"1":2,"2":"Opal (A/O)"}' style="overflow:hidden;padding:0px 3px 0px 3px;vertical-align:bottom;">Opal (A/O)</td> <td data-sheets-numberformat='{"1":2,"2":"0.00","3":1}' data-sheets-value='{"1":3,"3":0.98}' style="overflow:hidden;padding:0px 3px 0px 3px;vertical-align:bottom;text-align:center;">0.98</td> <td data-sheets-numberformat='{"1":2,"2":"0","3":1}' data-sheets-value='{"1":3,"3":29.93}' style="overflow:hidden;padding:0px 3px 0px 3px;vertical-align:bottom;text-align:center;">30</td> <td data-sheets-numberformat='{"1":2,"2":"0","3":1}' data-sheets-value='{"1":3,"3":41.580000000000005}' style="overflow:hidden;padding:0px 3px 0px 3px;vertical-align:bottom;text-align:center;">42</td> <td data-sheets-value='{"1":3,"3":26}' style="border-right:1px solid #000000;overflow:hidden;padding:0px 3px 0px 3px;vertical-align:bottom;text-align:center;">26</td> </tr> <tr style="height:20px;"> <td style="border-bottom:1px solid #000000;border-left:1px solid #000000;overflow:hidden;padding:0px 3px 0px 3px;vertical-align:bottom;"></td> <td style="border-bottom:1px solid #000000;overflow:hidden;padding:0px 3px 0px 3px;vertical-align:bottom;"></td> <td data-sheets-value='{"1":2,"2":"Opal (A/D)"}' style="border-bottom:1px solid #000000;overflow:hidden;padding:0px 3px 0px 3px;vertical-align:bottom;">Opal (A/D)</td> <td data-sheets-numberformat='{"1":2,"2":"0.00","3":1}' data-sheets-value='{"1":3,"3":0.98}' style="border-bottom:1px solid #000000;overflow:hidden;padding:0px 3px 0px 3px;vertical-align:bottom;text-align:center;">0.98</td> <td data-sheets-numberformat='{"1":2,"2":"0","3":1}' data-sheets-value='{"1":3,"3":20.91}' style="border-bottom:1px solid #000000;overflow:hidden;padding:0px 3px 0px 3px;vertical-align:bottom;text-align:center;">21</td> <td data-sheets-numberformat='{"1":2,"2":"0","3":1}' data-sheets-value='{"1":3,"3":33}' style="border-bottom:1px solid #000000;overflow:hidden;padding:0px 3px 0px 3px;vertical-align:bottom;text-align:center;">33</td> <td data-sheets-value='{"1":3,"3":26}' style="border-right:1px solid #000000;border-bottom:1px solid #000000;overflow:hidden;padding:0px 3px 0px 3px;vertical-align:bottom;text-align:center;">26</td> </tr> <tr style="height:20px;"> <td data-sheets-value='{"1":2,"2":"Polycarbonate"}' style="border-left:1px solid #000000;overflow:hidden;padding:0px 3px 0px 3px;vertical-align:bottom;">Polycarbonate</td> <td data-sheets-value='{"1":2,"2":"EW"}' style="overflow:hidden;padding:0px 3px 0px 3px;vertical-align:bottom;">EW</td> <td data-sheets-value='{"1":2,"2":"Heatstop Opal (T)"}' style="overflow:hidden;padding:0px 3px 0px 3px;vertical-align:bottom;">Heatstop Opal (T)</td> <td data-sheets-numberformat='{"1":2,"2":"0.00","3":1}' data-sheets-value='{"1":3,"3":1.19}' style="overflow:hidden;padding:0px 3px 0px 3px;vertical-align:bottom;text-align:center;">1.19</td> <td data-sheets-numberformat='{"1":2,"2":"0","3":1}' data-sheets-value='{"1":3,"3":20.09}' style="overflow:hidden;padding:0px 3px 0px 3px;vertical-align:bottom;text-align:center;">20</td> <td data-sheets-numberformat='{"1":2,"2":"0","3":1}' data-sheets-value='{"1":3,"3":38.940000000000005}' style="overflow:hidden;padding:0px 3px 0px 3px;vertical-align:bottom;text-align:center;">39</td> <td data-sheets-value='{"1":3,"3":24}' style="border-right:1px solid #000000;overflow:hidden;padding:0px 3px 0px 3px;vertical-align:bottom;text-align:center;">24</td> </tr> <tr style="height:20px;"> <td data-sheets-value='{"1":2,"2":"Heatstop PC"}' style="border-left:1px solid #000000;overflow:hidden;padding:0px 3px 0px 3px;vertical-align:bottom;">Heatstop PC</td> <td data-sheets-value='{"1":2,"2":"DW"}' style="overflow:hidden;padding:0px 3px 0px 3px;vertical-align:bottom;">DW</td> <td data-sheets-value='{"1":2,"2":"Clear (T/H)"}' style="overflow:hidden;padding:0px 3px 0px 3px;vertical-align:bottom;">Clear (T/H)</td> <td data-sheets-numberformat='{"1":2,"2":"0.00","3":1}' data-sheets-value='{"1":3,"3":0.98}' style="overflow:hidden;padding:0px 3px 0px 3px;vertical-align:bottom;text-align:center;">0.98</td> <td data-sheets-numberformat='{"1":2,"2":"0","3":1}' data-sheets-value='{"1":3,"3":18.04}' style="overflow:hidden;padding:0px 3px 0px 3px;vertical-align:bottom;text-align:center;">18</td> <td data-sheets-numberformat='{"1":2,"2":"0","3":1}' data-sheets-value='{"1":3,"3":33.660000000000004}' style="overflow:hidden;padding:0px 3px 0px 3px;vertical-align:bottom;text-align:center;">34</td> <td data-sheets-value='{"1":3,"3":26}' style="border-right:1px solid #000000;overflow:hidden;padding:0px 3px 0px 3px;vertical-align:bottom;text-align:center;">26</td> </tr> <tr style="height:20px;"> <td style="border-bottom:1px solid #000000;border-left:1px solid #000000;overflow:hidden;padding:0px 3px 0px 3px;vertical-align:bottom;"></td> <td style="border-bottom:1px solid #000000;overflow:hidden;padding:0px 3px 0px 3px;vertical-align:bottom;"></td> <td data-sheets-value='{"1":2,"2":"Opal (T/O)"}' style="border-bottom:1px solid #000000;overflow:hidden;padding:0px 3px 0px 3px;vertical-align:bottom;">Opal (T/O)</td> <td data-sheets-numberformat='{"1":2,"2":"0.00","3":1}' data-sheets-value='{"1":3,"3":0.98}' style="border-bottom:1px solid #000000;overflow:hidden;padding:0px 3px 0px 3px;vertical-align:bottom;text-align:center;">0.98</td> <td data-sheets-numberformat='{"1":2,"2":"0","3":1}' data-sheets-value='{"1":3,"3":16.81}' style="border-bottom:1px solid #000000;overflow:hidden;padding:0px 3px 0px 3px;vertical-align:bottom;text-align:center;">17</td> <td data-sheets-numberformat='{"1":2,"2":"0","3":1}' data-sheets-value='{"1":3,"3":29.700000000000003}' style="border-bottom:1px solid #000000;overflow:hidden;padding:0px 3px 0px 3px;vertical-align:bottom;text-align:center;">30</td> <td data-sheets-value='{"1":3,"3":26}' style="border-right:1px solid #000000;border-bottom:1px solid #000000;overflow:hidden;padding:0px 3px 0px 3px;vertical-align:bottom;text-align:center;">26</td> </tr> </tbody></table> | skylux-160-ce-met-koepel-en-pvc-opstand-16-00-met-lm-motor-pvc-raam-type-ep25-en-windvang-1300-x-2000-mm | 8586027204941 | 46872338596173
Smoke and heat exhaust (SHEV) | SHE system | Skylux | Skylux 160° CE with skylight and PVC curb 16/00 with LM-actuator, PVC frame type EP25 and spoiler 1300 x 2200 mm |  | 50350 | 5412970503507 | 6484.4 | Yes | 30-45 | 113.9 | 1300 x 2200 mm | 2200 | 1300 |  | PVC 16/00 (16 cm high & roof opening = daylight size) | Rectangular | 1.19 W/m²K - 0.98 W/m²K | 57% - 30% | 37% - 17% | 24dB - 26dB | 160° CE (for industry) | PVC frame EP25 | with spoiler | E | Single actuator | Maximum double-walled skylight possible for this product | Ut-value LT-value g-value Rw-value EN 1873 : 2014 EN ISO 13468 EN 16153 EN 410 EN 410 EN ISO 140-3 Material Walls Shells (W/m²K) (%) (%) (dB) Acrylic EW Clear (H) 1.19 37 57 24 PMMA Opal (O) 1.19 34 50 24 DW Clear (H/H) 0.98 33 50 26 Opal (O/O) 0.98 28 38 26 Polycarbonate EW Clear (A) 1.19 36 55 24 PC Opal (D) 1.19 24 40 24 DW Clear (A/H) 0.98 32 48 26 Clear (A/A) 0.98 32 46 26 Opal (A/O) 0.98 30 42 26 Opal (A/D) 0.98 21 33 26 Polycarbonate EW Heatstop Opal (T) 1.19 20 39 24 Heatstop PC DW Clear (T/H) 0.98 18 34 26 Opal (T/O) 0.98 17 30 26 | https://skylux.eu/en/products/skylux-160-ce-met-koepel-en-pvc-opstand-16-00-met-lm-motor-pvc-raam-type-ep25-en-windvang-1300-x-2200-mm | https://skylux.eu/cdn/shop/files/Skylux-160deg-CE-met-koepel-en-pvc-opstand-1600-met-LM-motor-pvc-raam-type-EP25-en-windvang-1300-x-2200-mm-RWA-systeem.jpg?v=1702980013&width=1600 | https://skylux.eu/cdn/shop/files/e5a82811-1bb0-48e4-a776-cacb59c7c092_b68e40c5-723d-43f6-80f2-cf3466ee4906.jpg?v=1688551030&width=1600 | //skylux.eu/cdn/shop/files/E_MH_Mounting_instructions_Skylux_160_CE_LM.pdf?v=12406716259046007223 | //skylux.eu/cdn/shop/files/E_TD_Technical_File_Skylux_Skylux_160_CE_Electric.pdf?v=3667116872303399239 | <style type="text/css" id="isPasted"><!--td {border: 1px solid #cccccc;}br {mso-data-placement:same-cell;}--></style><table border="1" cellpadding="0" cellspacing="0" dir="ltr" style="table-layout:fixed;font-size:10pt;font-family:Arial;border-collapse:collapse;border:none;"><tbody> <tr style="height:20px;"> <td style="overflow:hidden;padding:0px 3px 0px 3px;vertical-align:bottom;"></td> <td style="overflow:hidden;padding:0px 3px 0px 3px;vertical-align:bottom;"></td> <td style="overflow:hidden;padding:0px 3px 0px 3px;vertical-align:bottom;"></td> <td data-sheets-value='{"1":2,"2":"Ut-value"}' style="overflow:hidden;padding:0px 3px 0px 3px;vertical-align:bottom;font-weight:bold;text-align:center;">Ut-value</td> <td data-sheets-value='{"1":2,"2":"LT-value"}' style="overflow:hidden;padding:0px 3px 0px 3px;vertical-align:bottom;font-weight:bold;text-align:center;">LT-value</td> <td data-sheets-value='{"1":2,"2":"g-value"}' style="overflow:hidden;padding:0px 3px 0px 3px;vertical-align:bottom;font-weight:bold;text-align:center;">g-value</td> <td data-sheets-value='{"1":2,"2":"Rw-value "}' style="overflow:hidden;padding:0px 3px 0px 3px;vertical-align:bottom;font-weight:bold;text-align:center;">Rw-value </td> </tr> <tr style="height:20px;"> <td style="overflow:hidden;padding:0px 3px 0px 3px;vertical-align:bottom;"></td> <td style="overflow:hidden;padding:0px 3px 0px 3px;vertical-align:bottom;"></td> <td style="overflow:hidden;padding:0px 3px 0px 3px;vertical-align:bottom;"></td> <td data-sheets-numberformat='{"1":2,"2":"0.00","3":1}' data-sheets-value='{"1":2,"2":"EN 1873 : 2014"}' style="overflow:hidden;padding:0px 3px 0px 3px;vertical-align:bottom;text-align:center;">EN 1873 : 2014</td> <td data-sheets-numberformat='{"1":2,"2":"0","3":1}' data-sheets-value='{"1":2,"2":"EN ISO 13468 EN 16153 EN 410"}' style="overflow:hidden;padding:0px 3px 0px 3px;vertical-align:bottom;text-align:center;">EN ISO 13468 EN 16153 EN 410</td> <td data-sheets-numberformat='{"1":2,"2":"0","3":1}' data-sheets-value='{"1":2,"2":"EN 410"}' style="overflow:hidden;padding:0px 3px 0px 3px;vertical-align:bottom;text-align:center;">EN 410</td> <td data-sheets-value='{"1":2,"2":"EN ISO 140-3\t\t"}' style="overflow:hidden;padding:0px 3px 0px 3px;vertical-align:bottom;text-align:center;">EN ISO 140-3 </td> </tr> <tr style="height:20px;"> <td data-sheets-value='{"1":2,"2":"Material"}' style="border-bottom:1px solid #000000;overflow:hidden;padding:0px 3px 0px 3px;vertical-align:bottom;background-color:#000000;font-weight:bold;color:#ffffff;">Material</td> <td data-sheets-value='{"1":2,"2":"Walls"}' style="border-bottom:1px solid #000000;overflow:hidden;padding:0px 3px 0px 3px;vertical-align:bottom;background-color:#000000;font-weight:bold;color:#ffffff;">Walls</td> <td data-sheets-value='{"1":2,"2":"Shells"}' style="border-bottom:1px solid #000000;overflow:hidden;padding:0px 3px 0px 3px;vertical-align:bottom;background-color:#000000;font-weight:bold;color:#ffffff;">Shells</td> <td data-sheets-numberformat='{"1":2,"2":"0.00","3":1}' data-sheets-value='{"1":2,"2":"(W/m²K)\t"}' style="border-bottom:1px solid #000000;overflow:hidden;padding:0px 3px 0px 3px;vertical-align:bottom;background-color:#000000;font-weight:bold;color:#ffffff;text-align:center;">(W/m²K) </td> <td data-sheets-numberformat='{"1":2,"2":"0","3":1}' data-sheets-value='{"1":2,"2":"(%)"}' style="border-bottom:1px solid #000000;overflow:hidden;padding:0px 3px 0px 3px;vertical-align:bottom;background-color:#000000;font-weight:bold;color:#ffffff;text-align:center;">(%)</td> <td data-sheets-numberformat='{"1":2,"2":"0","3":1}' data-sheets-value='{"1":2,"2":"(%)"}' style="border-bottom:1px solid #000000;overflow:hidden;padding:0px 3px 0px 3px;vertical-align:bottom;background-color:#000000;font-weight:bold;color:#ffffff;text-align:center;">(%)</td> <td data-sheets-value='{"1":2,"2":"(dB)"}' style="border-bottom:1px solid #000000;overflow:hidden;padding:0px 3px 0px 3px;vertical-align:bottom;background-color:#000000;font-weight:bold;color:#ffffff;text-align:center;">(dB)</td> </tr> <tr style="height:20px;"> <td data-sheets-value='{"1":2,"2":"Acrylic"}' style="border-left:1px solid #000000;overflow:hidden;padding:0px 3px 0px 3px;vertical-align:bottom;">Acrylic</td> <td data-sheets-value='{"1":2,"2":"EW"}' style="overflow:hidden;padding:0px 3px 0px 3px;vertical-align:bottom;">EW</td> <td data-sheets-value='{"1":2,"2":"Clear (H)"}' style="overflow:hidden;padding:0px 3px 0px 3px;vertical-align:bottom;">Clear (H)</td> <td data-sheets-numberformat='{"1":2,"2":"0.00","3":1}' data-sheets-value='{"1":3,"3":1.19}' style="overflow:hidden;padding:0px 3px 0px 3px;vertical-align:bottom;text-align:center;">1.19</td> <td data-sheets-numberformat='{"1":2,"2":"0","3":1}' data-sheets-value='{"1":3,"3":36.9}' style="overflow:hidden;padding:0px 3px 0px 3px;vertical-align:bottom;text-align:center;">37</td> <td data-sheets-numberformat='{"1":2,"2":"0","3":1}' data-sheets-value='{"1":3,"3":57.42}' style="overflow:hidden;padding:0px 3px 0px 3px;vertical-align:bottom;text-align:center;">57</td> <td data-sheets-value='{"1":3,"3":24}' style="border-right:1px solid #000000;overflow:hidden;padding:0px 3px 0px 3px;vertical-align:bottom;text-align:center;">24</td> </tr> <tr style="height:20px;"> <td data-sheets-value='{"1":2,"2":"PMMA"}' style="border-left:1px solid #000000;overflow:hidden;padding:0px 3px 0px 3px;vertical-align:bottom;">PMMA</td> <td style="overflow:hidden;padding:0px 3px 0px 3px;vertical-align:bottom;"></td> <td data-sheets-value='{"1":2,"2":"Opal (O)"}' style="overflow:hidden;padding:0px 3px 0px 3px;vertical-align:bottom;">Opal (O)</td> <td data-sheets-numberformat='{"1":2,"2":"0.00","3":1}' data-sheets-value='{"1":3,"3":1.19}' style="overflow:hidden;padding:0px 3px 0px 3px;vertical-align:bottom;text-align:center;">1.19</td> <td data-sheets-numberformat='{"1":2,"2":"0","3":1}' data-sheets-value='{"1":3,"3":34.03}' style="overflow:hidden;padding:0px 3px 0px 3px;vertical-align:bottom;text-align:center;">34</td> <td data-sheets-numberformat='{"1":2,"2":"0","3":1}' data-sheets-value='{"1":3,"3":50.160000000000004}' style="overflow:hidden;padding:0px 3px 0px 3px;vertical-align:bottom;text-align:center;">50</td> <td data-sheets-value='{"1":3,"3":24}' style="border-right:1px solid #000000;overflow:hidden;padding:0px 3px 0px 3px;vertical-align:bottom;text-align:center;">24</td> </tr> <tr style="height:20px;"> <td style="border-left:1px solid #000000;overflow:hidden;padding:0px 3px 0px 3px;vertical-align:bottom;"></td> <td data-sheets-value='{"1":2,"2":"DW"}' style="overflow:hidden;padding:0px 3px 0px 3px;vertical-align:bottom;">DW</td> <td data-sheets-value='{"1":2,"2":"Clear (H/H)"}' style="overflow:hidden;padding:0px 3px 0px 3px;vertical-align:bottom;">Clear (H/H)</td> <td data-sheets-numberformat='{"1":2,"2":"0.00","3":1}' data-sheets-value='{"1":3,"3":0.98}' style="overflow:hidden;padding:0px 3px 0px 3px;vertical-align:bottom;text-align:center;">0.98</td> <td data-sheets-numberformat='{"1":2,"2":"0","3":1}' data-sheets-value='{"1":3,"3":33.21}' style="overflow:hidden;padding:0px 3px 0px 3px;vertical-align:bottom;text-align:center;">33</td> <td data-sheets-numberformat='{"1":2,"2":"0","3":1}' data-sheets-value='{"1":3,"3":49.5}' style="overflow:hidden;padding:0px 3px 0px 3px;vertical-align:bottom;text-align:center;">50</td> <td data-sheets-value='{"1":3,"3":26}' style="border-right:1px solid #000000;overflow:hidden;padding:0px 3px 0px 3px;vertical-align:bottom;text-align:center;">26</td> </tr> <tr style="height:20px;"> <td style="border-bottom:1px solid #000000;border-left:1px solid #000000;overflow:hidden;padding:0px 3px 0px 3px;vertical-align:bottom;"></td> <td style="border-bottom:1px solid #000000;overflow:hidden;padding:0px 3px 0px 3px;vertical-align:bottom;"></td> <td data-sheets-value='{"1":2,"2":"Opal (O/O)"}' style="border-bottom:1px solid #000000;overflow:hidden;padding:0px 3px 0px 3px;vertical-align:bottom;">Opal (O/O)</td> <td data-sheets-numberformat='{"1":2,"2":"0.00","3":1}' data-sheets-value='{"1":3,"3":0.98}' style="border-bottom:1px solid #000000;overflow:hidden;padding:0px 3px 0px 3px;vertical-align:bottom;text-align:center;">0.98</td> <td data-sheets-numberformat='{"1":2,"2":"0","3":1}' data-sheets-value='{"1":3,"3":28.29}' style="border-bottom:1px solid #000000;overflow:hidden;padding:0px 3px 0px 3px;vertical-align:bottom;text-align:center;">28</td> <td data-sheets-numberformat='{"1":2,"2":"0","3":1}' data-sheets-value='{"1":3,"3":38.28}' style="border-bottom:1px solid #000000;overflow:hidden;padding:0px 3px 0px 3px;vertical-align:bottom;text-align:center;">38</td> <td data-sheets-value='{"1":3,"3":26}' style="border-right:1px solid #000000;border-bottom:1px solid #000000;overflow:hidden;padding:0px 3px 0px 3px;vertical-align:bottom;text-align:center;">26</td> </tr> <tr style="height:20px;"> <td data-sheets-value='{"1":2,"2":"Polycarbonate "}' style="border-left:1px solid #000000;overflow:hidden;padding:0px 3px 0px 3px;vertical-align:bottom;">Polycarbonate </td> <td data-sheets-value='{"1":2,"2":"EW"}' style="overflow:hidden;padding:0px 3px 0px 3px;vertical-align:bottom;">EW</td> <td data-sheets-value='{"1":2,"2":"Clear (A)"}' style="overflow:hidden;padding:0px 3px 0px 3px;vertical-align:bottom;">Clear (A)</td> <td data-sheets-numberformat='{"1":2,"2":"0.00","3":1}' data-sheets-value='{"1":3,"3":1.19}' style="overflow:hidden;padding:0px 3px 0px 3px;vertical-align:bottom;text-align:center;">1.19</td> <td data-sheets-numberformat='{"1":2,"2":"0","3":1}' data-sheets-value='{"1":3,"3":36.08}' style="overflow:hidden;padding:0px 3px 0px 3px;vertical-align:bottom;text-align:center;">36</td> <td data-sheets-numberformat='{"1":2,"2":"0","3":1}' data-sheets-value='{"1":3,"3":54.78}' style="overflow:hidden;padding:0px 3px 0px 3px;vertical-align:bottom;text-align:center;">55</td> <td data-sheets-value='{"1":3,"3":24}' style="border-right:1px solid #000000;overflow:hidden;padding:0px 3px 0px 3px;vertical-align:bottom;text-align:center;">24</td> </tr> <tr style="height:20px;"> <td data-sheets-value='{"1":2,"2":"PC"}' style="border-left:1px solid #000000;overflow:hidden;padding:0px 3px 0px 3px;vertical-align:bottom;">PC</td> <td style="overflow:hidden;padding:0px 3px 0px 3px;vertical-align:bottom;"></td> <td data-sheets-value='{"1":2,"2":"Opal (D)"}' style="overflow:hidden;padding:0px 3px 0px 3px;vertical-align:bottom;">Opal (D)</td> <td data-sheets-numberformat='{"1":2,"2":"0.00","3":1}' data-sheets-value='{"1":3,"3":1.19}' style="overflow:hidden;padding:0px 3px 0px 3px;vertical-align:bottom;text-align:center;">1.19</td> <td data-sheets-numberformat='{"1":2,"2":"0","3":1}' data-sheets-value='{"1":3,"3":23.779999999999998}' style="overflow:hidden;padding:0px 3px 0px 3px;vertical-align:bottom;text-align:center;">24</td> <td data-sheets-numberformat='{"1":2,"2":"0","3":1}' data-sheets-value='{"1":3,"3":39.6}' style="overflow:hidden;padding:0px 3px 0px 3px;vertical-align:bottom;text-align:center;">40</td> <td data-sheets-value='{"1":3,"3":24}' style="border-right:1px solid #000000;overflow:hidden;padding:0px 3px 0px 3px;vertical-align:bottom;text-align:center;">24</td> </tr> <tr style="height:20px;"> <td style="border-left:1px solid #000000;overflow:hidden;padding:0px 3px 0px 3px;vertical-align:bottom;"></td> <td data-sheets-value='{"1":2,"2":"DW"}' style="overflow:hidden;padding:0px 3px 0px 3px;vertical-align:bottom;">DW</td> <td data-sheets-value='{"1":2,"2":"Clear (A/H)"}' style="overflow:hidden;padding:0px 3px 0px 3px;vertical-align:bottom;">Clear (A/H)</td> <td data-sheets-numberformat='{"1":2,"2":"0.00","3":1}' data-sheets-value='{"1":3,"3":0.98}' style="overflow:hidden;padding:0px 3px 0px 3px;vertical-align:bottom;text-align:center;">0.98</td> <td data-sheets-numberformat='{"1":2,"2":"0","3":1}' data-sheets-value='{"1":3,"3":32.39}' style="overflow:hidden;padding:0px 3px 0px 3px;vertical-align:bottom;text-align:center;">32</td> <td data-sheets-numberformat='{"1":2,"2":"0","3":1}' data-sheets-value='{"1":3,"3":47.52}' style="overflow:hidden;padding:0px 3px 0px 3px;vertical-align:bottom;text-align:center;">48</td> <td data-sheets-value='{"1":3,"3":26}' style="border-right:1px solid #000000;overflow:hidden;padding:0px 3px 0px 3px;vertical-align:bottom;text-align:center;">26</td> </tr> <tr style="height:20px;"> <td style="border-left:1px solid #000000;overflow:hidden;padding:0px 3px 0px 3px;vertical-align:bottom;"></td> <td style="overflow:hidden;padding:0px 3px 0px 3px;vertical-align:bottom;"></td> <td data-sheets-value='{"1":2,"2":"Clear (A/A)"}' style="overflow:hidden;padding:0px 3px 0px 3px;vertical-align:bottom;">Clear (A/A)</td> <td data-sheets-numberformat='{"1":2,"2":"0.00","3":1}' data-sheets-value='{"1":3,"3":0.98}' style="overflow:hidden;padding:0px 3px 0px 3px;vertical-align:bottom;text-align:center;">0.98</td> <td data-sheets-numberformat='{"1":2,"2":"0","3":1}' data-sheets-value='{"1":3,"3":31.569999999999997}' style="overflow:hidden;padding:0px 3px 0px 3px;vertical-align:bottom;text-align:center;">32</td> <td data-sheets-numberformat='{"1":2,"2":"0","3":1}' data-sheets-value='{"1":3,"3":45.54}' style="overflow:hidden;padding:0px 3px 0px 3px;vertical-align:bottom;text-align:center;">46</td> <td data-sheets-value='{"1":3,"3":26}' style="border-right:1px solid #000000;overflow:hidden;padding:0px 3px 0px 3px;vertical-align:bottom;text-align:center;">26</td> </tr> <tr style="height:20px;"> <td style="border-left:1px solid #000000;overflow:hidden;padding:0px 3px 0px 3px;vertical-align:bottom;"></td> <td style="overflow:hidden;padding:0px 3px 0px 3px;vertical-align:bottom;"></td> <td data-sheets-value='{"1":2,"2":"Opal (A/O)"}' style="overflow:hidden;padding:0px 3px 0px 3px;vertical-align:bottom;">Opal (A/O)</td> <td data-sheets-numberformat='{"1":2,"2":"0.00","3":1}' data-sheets-value='{"1":3,"3":0.98}' style="overflow:hidden;padding:0px 3px 0px 3px;vertical-align:bottom;text-align:center;">0.98</td> <td data-sheets-numberformat='{"1":2,"2":"0","3":1}' data-sheets-value='{"1":3,"3":29.93}' style="overflow:hidden;padding:0px 3px 0px 3px;vertical-align:bottom;text-align:center;">30</td> <td data-sheets-numberformat='{"1":2,"2":"0","3":1}' data-sheets-value='{"1":3,"3":41.580000000000005}' style="overflow:hidden;padding:0px 3px 0px 3px;vertical-align:bottom;text-align:center;">42</td> <td data-sheets-value='{"1":3,"3":26}' style="border-right:1px solid #000000;overflow:hidden;padding:0px 3px 0px 3px;vertical-align:bottom;text-align:center;">26</td> </tr> <tr style="height:20px;"> <td style="border-bottom:1px solid #000000;border-left:1px solid #000000;overflow:hidden;padding:0px 3px 0px 3px;vertical-align:bottom;"></td> <td style="border-bottom:1px solid #000000;overflow:hidden;padding:0px 3px 0px 3px;vertical-align:bottom;"></td> <td data-sheets-value='{"1":2,"2":"Opal (A/D)"}' style="border-bottom:1px solid #000000;overflow:hidden;padding:0px 3px 0px 3px;vertical-align:bottom;">Opal (A/D)</td> <td data-sheets-numberformat='{"1":2,"2":"0.00","3":1}' data-sheets-value='{"1":3,"3":0.98}' style="border-bottom:1px solid #000000;overflow:hidden;padding:0px 3px 0px 3px;vertical-align:bottom;text-align:center;">0.98</td> <td data-sheets-numberformat='{"1":2,"2":"0","3":1}' data-sheets-value='{"1":3,"3":20.91}' style="border-bottom:1px solid #000000;overflow:hidden;padding:0px 3px 0px 3px;vertical-align:bottom;text-align:center;">21</td> <td data-sheets-numberformat='{"1":2,"2":"0","3":1}' data-sheets-value='{"1":3,"3":33}' style="border-bottom:1px solid #000000;overflow:hidden;padding:0px 3px 0px 3px;vertical-align:bottom;text-align:center;">33</td> <td data-sheets-value='{"1":3,"3":26}' style="border-right:1px solid #000000;border-bottom:1px solid #000000;overflow:hidden;padding:0px 3px 0px 3px;vertical-align:bottom;text-align:center;">26</td> </tr> <tr style="height:20px;"> <td data-sheets-value='{"1":2,"2":"Polycarbonate"}' style="border-left:1px solid #000000;overflow:hidden;padding:0px 3px 0px 3px;vertical-align:bottom;">Polycarbonate</td> <td data-sheets-value='{"1":2,"2":"EW"}' style="overflow:hidden;padding:0px 3px 0px 3px;vertical-align:bottom;">EW</td> <td data-sheets-value='{"1":2,"2":"Heatstop Opal (T)"}' style="overflow:hidden;padding:0px 3px 0px 3px;vertical-align:bottom;">Heatstop Opal (T)</td> <td data-sheets-numberformat='{"1":2,"2":"0.00","3":1}' data-sheets-value='{"1":3,"3":1.19}' style="overflow:hidden;padding:0px 3px 0px 3px;vertical-align:bottom;text-align:center;">1.19</td> <td data-sheets-numberformat='{"1":2,"2":"0","3":1}' data-sheets-value='{"1":3,"3":20.09}' style="overflow:hidden;padding:0px 3px 0px 3px;vertical-align:bottom;text-align:center;">20</td> <td data-sheets-numberformat='{"1":2,"2":"0","3":1}' data-sheets-value='{"1":3,"3":38.940000000000005}' style="overflow:hidden;padding:0px 3px 0px 3px;vertical-align:bottom;text-align:center;">39</td> <td data-sheets-value='{"1":3,"3":24}' style="border-right:1px solid #000000;overflow:hidden;padding:0px 3px 0px 3px;vertical-align:bottom;text-align:center;">24</td> </tr> <tr style="height:20px;"> <td data-sheets-value='{"1":2,"2":"Heatstop PC"}' style="border-left:1px solid #000000;overflow:hidden;padding:0px 3px 0px 3px;vertical-align:bottom;">Heatstop PC</td> <td data-sheets-value='{"1":2,"2":"DW"}' style="overflow:hidden;padding:0px 3px 0px 3px;vertical-align:bottom;">DW</td> <td data-sheets-value='{"1":2,"2":"Clear (T/H)"}' style="overflow:hidden;padding:0px 3px 0px 3px;vertical-align:bottom;">Clear (T/H)</td> <td data-sheets-numberformat='{"1":2,"2":"0.00","3":1}' data-sheets-value='{"1":3,"3":0.98}' style="overflow:hidden;padding:0px 3px 0px 3px;vertical-align:bottom;text-align:center;">0.98</td> <td data-sheets-numberformat='{"1":2,"2":"0","3":1}' data-sheets-value='{"1":3,"3":18.04}' style="overflow:hidden;padding:0px 3px 0px 3px;vertical-align:bottom;text-align:center;">18</td> <td data-sheets-numberformat='{"1":2,"2":"0","3":1}' data-sheets-value='{"1":3,"3":33.660000000000004}' style="overflow:hidden;padding:0px 3px 0px 3px;vertical-align:bottom;text-align:center;">34</td> <td data-sheets-value='{"1":3,"3":26}' style="border-right:1px solid #000000;overflow:hidden;padding:0px 3px 0px 3px;vertical-align:bottom;text-align:center;">26</td> </tr> <tr style="height:20px;"> <td style="border-bottom:1px solid #000000;border-left:1px solid #000000;overflow:hidden;padding:0px 3px 0px 3px;vertical-align:bottom;"></td> <td style="border-bottom:1px solid #000000;overflow:hidden;padding:0px 3px 0px 3px;vertical-align:bottom;"></td> <td data-sheets-value='{"1":2,"2":"Opal (T/O)"}' style="border-bottom:1px solid #000000;overflow:hidden;padding:0px 3px 0px 3px;vertical-align:bottom;">Opal (T/O)</td> <td data-sheets-numberformat='{"1":2,"2":"0.00","3":1}' data-sheets-value='{"1":3,"3":0.98}' style="border-bottom:1px solid #000000;overflow:hidden;padding:0px 3px 0px 3px;vertical-align:bottom;text-align:center;">0.98</td> <td data-sheets-numberformat='{"1":2,"2":"0","3":1}' data-sheets-value='{"1":3,"3":16.81}' style="border-bottom:1px solid #000000;overflow:hidden;padding:0px 3px 0px 3px;vertical-align:bottom;text-align:center;">17</td> <td data-sheets-numberformat='{"1":2,"2":"0","3":1}' data-sheets-value='{"1":3,"3":29.700000000000003}' style="border-bottom:1px solid #000000;overflow:hidden;padding:0px 3px 0px 3px;vertical-align:bottom;text-align:center;">30</td> <td data-sheets-value='{"1":3,"3":26}' style="border-right:1px solid #000000;border-bottom:1px solid #000000;overflow:hidden;padding:0px 3px 0px 3px;vertical-align:bottom;text-align:center;">26</td> </tr> </tbody></table> | skylux-160-ce-met-koepel-en-pvc-opstand-16-00-met-lm-motor-pvc-raam-type-ep25-en-windvang-1300-x-2200-mm | 8586027270477 | 46872338825549
Smoke and heat exhaust (SHEV) | SHE system | Skylux | Skylux 160° CE with skylight and PVC curb 16/00 with LM-actuator, PVC frame type EP25 and spoiler 1300 x 2300 mm |  | 50351 | 5412970503514 | 6686.5 | Yes | 30-45 | 119.01 | 1300 x 2300 mm | 2300 | 1300 |  | PVC 16/00 (16 cm high & roof opening = daylight size) | Rectangular | 1.19 W/m²K - 0.98 W/m²K | 57% - 30% | 37% - 17% | 24dB - 26dB | 160° CE (for industry) | PVC frame EP25 | with spoiler | E | Single actuator | Maximum double-walled skylight possible for this product | Ut-value LT-value g-value Rw-value EN 1873 : 2014 EN ISO 13468 EN 16153 EN 410 EN 410 EN ISO 140-3 Material Walls Shells (W/m²K) (%) (%) (dB) Acrylic EW Clear (H) 1.19 37 57 24 PMMA Opal (O) 1.19 34 50 24 DW Clear (H/H) 0.98 33 50 26 Opal (O/O) 0.98 28 38 26 Polycarbonate EW Clear (A) 1.19 36 55 24 PC Opal (D) 1.19 24 40 24 DW Clear (A/H) 0.98 32 48 26 Clear (A/A) 0.98 32 46 26 Opal (A/O) 0.98 30 42 26 Opal (A/D) 0.98 21 33 26 Polycarbonate EW Heatstop Opal (T) 1.19 20 39 24 Heatstop PC DW Clear (T/H) 0.98 18 34 26 Opal (T/O) 0.98 17 30 26 | https://skylux.eu/en/products/skylux-160-ce-met-koepel-en-pvc-opstand-16-00-met-lm-motor-pvc-raam-type-ep25-en-windvang-1300-x-2300-mm | https://skylux.eu/cdn/shop/files/Skylux-160deg-CE-met-koepel-en-pvc-opstand-1600-met-LM-motor-pvc-raam-type-EP25-en-windvang-1300-x-2300-mm-RWA-systeem.jpg?v=1702980019&width=1600 | https://skylux.eu/cdn/shop/files/e5a82811-1bb0-48e4-a776-cacb59c7c092_feb384e3-9cb4-4346-b5cd-09b28ab9ec69.jpg?v=1688551031&width=1600 | //skylux.eu/cdn/shop/files/E_MH_Mounting_instructions_Skylux_160_CE_LM.pdf?v=12406716259046007223 | //skylux.eu/cdn/shop/files/E_TD_Technical_File_Skylux_Skylux_160_CE_Electric.pdf?v=3667116872303399239 | <style type="text/css" id="isPasted"><!--td {border: 1px solid #cccccc;}br {mso-data-placement:same-cell;}--></style><table border="1" cellpadding="0" cellspacing="0" dir="ltr" style="table-layout:fixed;font-size:10pt;font-family:Arial;border-collapse:collapse;border:none;"><tbody> <tr style="height:20px;"> <td style="overflow:hidden;padding:0px 3px 0px 3px;vertical-align:bottom;"></td> <td style="overflow:hidden;padding:0px 3px 0px 3px;vertical-align:bottom;"></td> <td style="overflow:hidden;padding:0px 3px 0px 3px;vertical-align:bottom;"></td> <td data-sheets-value='{"1":2,"2":"Ut-value"}' style="overflow:hidden;padding:0px 3px 0px 3px;vertical-align:bottom;font-weight:bold;text-align:center;">Ut-value</td> <td data-sheets-value='{"1":2,"2":"LT-value"}' style="overflow:hidden;padding:0px 3px 0px 3px;vertical-align:bottom;font-weight:bold;text-align:center;">LT-value</td> <td data-sheets-value='{"1":2,"2":"g-value"}' style="overflow:hidden;padding:0px 3px 0px 3px;vertical-align:bottom;font-weight:bold;text-align:center;">g-value</td> <td data-sheets-value='{"1":2,"2":"Rw-value "}' style="overflow:hidden;padding:0px 3px 0px 3px;vertical-align:bottom;font-weight:bold;text-align:center;">Rw-value </td> </tr> <tr style="height:20px;"> <td style="overflow:hidden;padding:0px 3px 0px 3px;vertical-align:bottom;"></td> <td style="overflow:hidden;padding:0px 3px 0px 3px;vertical-align:bottom;"></td> <td style="overflow:hidden;padding:0px 3px 0px 3px;vertical-align:bottom;"></td> <td data-sheets-numberformat='{"1":2,"2":"0.00","3":1}' data-sheets-value='{"1":2,"2":"EN 1873 : 2014"}' style="overflow:hidden;padding:0px 3px 0px 3px;vertical-align:bottom;text-align:center;">EN 1873 : 2014</td> <td data-sheets-numberformat='{"1":2,"2":"0","3":1}' data-sheets-value='{"1":2,"2":"EN ISO 13468 EN 16153 EN 410"}' style="overflow:hidden;padding:0px 3px 0px 3px;vertical-align:bottom;text-align:center;">EN ISO 13468 EN 16153 EN 410</td> <td data-sheets-numberformat='{"1":2,"2":"0","3":1}' data-sheets-value='{"1":2,"2":"EN 410"}' style="overflow:hidden;padding:0px 3px 0px 3px;vertical-align:bottom;text-align:center;">EN 410</td> <td data-sheets-value='{"1":2,"2":"EN ISO 140-3\t\t"}' style="overflow:hidden;padding:0px 3px 0px 3px;vertical-align:bottom;text-align:center;">EN ISO 140-3 </td> </tr> <tr style="height:20px;"> <td data-sheets-value='{"1":2,"2":"Material"}' style="border-bottom:1px solid #000000;overflow:hidden;padding:0px 3px 0px 3px;vertical-align:bottom;background-color:#000000;font-weight:bold;color:#ffffff;">Material</td> <td data-sheets-value='{"1":2,"2":"Walls"}' style="border-bottom:1px solid #000000;overflow:hidden;padding:0px 3px 0px 3px;vertical-align:bottom;background-color:#000000;font-weight:bold;color:#ffffff;">Walls</td> <td data-sheets-value='{"1":2,"2":"Shells"}' style="border-bottom:1px solid #000000;overflow:hidden;padding:0px 3px 0px 3px;vertical-align:bottom;background-color:#000000;font-weight:bold;color:#ffffff;">Shells</td> <td data-sheets-numberformat='{"1":2,"2":"0.00","3":1}' data-sheets-value='{"1":2,"2":"(W/m²K)\t"}' style="border-bottom:1px solid #000000;overflow:hidden;padding:0px 3px 0px 3px;vertical-align:bottom;background-color:#000000;font-weight:bold;color:#ffffff;text-align:center;">(W/m²K) </td> <td data-sheets-numberformat='{"1":2,"2":"0","3":1}' data-sheets-value='{"1":2,"2":"(%)"}' style="border-bottom:1px solid #000000;overflow:hidden;padding:0px 3px 0px 3px;vertical-align:bottom;background-color:#000000;font-weight:bold;color:#ffffff;text-align:center;">(%)</td> <td data-sheets-numberformat='{"1":2,"2":"0","3":1}' data-sheets-value='{"1":2,"2":"(%)"}' style="border-bottom:1px solid #000000;overflow:hidden;padding:0px 3px 0px 3px;vertical-align:bottom;background-color:#000000;font-weight:bold;color:#ffffff;text-align:center;">(%)</td> <td data-sheets-value='{"1":2,"2":"(dB)"}' style="border-bottom:1px solid #000000;overflow:hidden;padding:0px 3px 0px 3px;vertical-align:bottom;background-color:#000000;font-weight:bold;color:#ffffff;text-align:center;">(dB)</td> </tr> <tr style="height:20px;"> <td data-sheets-value='{"1":2,"2":"Acrylic"}' style="border-left:1px solid #000000;overflow:hidden;padding:0px 3px 0px 3px;vertical-align:bottom;">Acrylic</td> <td data-sheets-value='{"1":2,"2":"EW"}' style="overflow:hidden;padding:0px 3px 0px 3px;vertical-align:bottom;">EW</td> <td data-sheets-value='{"1":2,"2":"Clear (H)"}' style="overflow:hidden;padding:0px 3px 0px 3px;vertical-align:bottom;">Clear (H)</td> <td data-sheets-numberformat='{"1":2,"2":"0.00","3":1}' data-sheets-value='{"1":3,"3":1.19}' style="overflow:hidden;padding:0px 3px 0px 3px;vertical-align:bottom;text-align:center;">1.19</td> <td data-sheets-numberformat='{"1":2,"2":"0","3":1}' data-sheets-value='{"1":3,"3":36.9}' style="overflow:hidden;padding:0px 3px 0px 3px;vertical-align:bottom;text-align:center;">37</td> <td data-sheets-numberformat='{"1":2,"2":"0","3":1}' data-sheets-value='{"1":3,"3":57.42}' style="overflow:hidden;padding:0px 3px 0px 3px;vertical-align:bottom;text-align:center;">57</td> <td data-sheets-value='{"1":3,"3":24}' style="border-right:1px solid #000000;overflow:hidden;padding:0px 3px 0px 3px;vertical-align:bottom;text-align:center;">24</td> </tr> <tr style="height:20px;"> <td data-sheets-value='{"1":2,"2":"PMMA"}' style="border-left:1px solid #000000;overflow:hidden;padding:0px 3px 0px 3px;vertical-align:bottom;">PMMA</td> <td style="overflow:hidden;padding:0px 3px 0px 3px;vertical-align:bottom;"></td> <td data-sheets-value='{"1":2,"2":"Opal (O)"}' style="overflow:hidden;padding:0px 3px 0px 3px;vertical-align:bottom;">Opal (O)</td> <td data-sheets-numberformat='{"1":2,"2":"0.00","3":1}' data-sheets-value='{"1":3,"3":1.19}' style="overflow:hidden;padding:0px 3px 0px 3px;vertical-align:bottom;text-align:center;">1.19</td> <td data-sheets-numberformat='{"1":2,"2":"0","3":1}' data-sheets-value='{"1":3,"3":34.03}' style="overflow:hidden;padding:0px 3px 0px 3px;vertical-align:bottom;text-align:center;">34</td> <td data-sheets-numberformat='{"1":2,"2":"0","3":1}' data-sheets-value='{"1":3,"3":50.160000000000004}' style="overflow:hidden;padding:0px 3px 0px 3px;vertical-align:bottom;text-align:center;">50</td> <td data-sheets-value='{"1":3,"3":24}' style="border-right:1px solid #000000;overflow:hidden;padding:0px 3px 0px 3px;vertical-align:bottom;text-align:center;">24</td> </tr> <tr style="height:20px;"> <td style="border-left:1px solid #000000;overflow:hidden;padding:0px 3px 0px 3px;vertical-align:bottom;"></td> <td data-sheets-value='{"1":2,"2":"DW"}' style="overflow:hidden;padding:0px 3px 0px 3px;vertical-align:bottom;">DW</td> <td data-sheets-value='{"1":2,"2":"Clear (H/H)"}' style="overflow:hidden;padding:0px 3px 0px 3px;vertical-align:bottom;">Clear (H/H)</td> <td data-sheets-numberformat='{"1":2,"2":"0.00","3":1}' data-sheets-value='{"1":3,"3":0.98}' style="overflow:hidden;padding:0px 3px 0px 3px;vertical-align:bottom;text-align:center;">0.98</td> <td data-sheets-numberformat='{"1":2,"2":"0","3":1}' data-sheets-value='{"1":3,"3":33.21}' style="overflow:hidden;padding:0px 3px 0px 3px;vertical-align:bottom;text-align:center;">33</td> <td data-sheets-numberformat='{"1":2,"2":"0","3":1}' data-sheets-value='{"1":3,"3":49.5}' style="overflow:hidden;padding:0px 3px 0px 3px;vertical-align:bottom;text-align:center;">50</td> <td data-sheets-value='{"1":3,"3":26}' style="border-right:1px solid #000000;overflow:hidden;padding:0px 3px 0px 3px;vertical-align:bottom;text-align:center;">26</td> </tr> <tr style="height:20px;"> <td style="border-bottom:1px solid #000000;border-left:1px solid #000000;overflow:hidden;padding:0px 3px 0px 3px;vertical-align:bottom;"></td> <td style="border-bottom:1px solid #000000;overflow:hidden;padding:0px 3px 0px 3px;vertical-align:bottom;"></td> <td data-sheets-value='{"1":2,"2":"Opal (O/O)"}' style="border-bottom:1px solid #000000;overflow:hidden;padding:0px 3px 0px 3px;vertical-align:bottom;">Opal (O/O)</td> <td data-sheets-numberformat='{"1":2,"2":"0.00","3":1}' data-sheets-value='{"1":3,"3":0.98}' style="border-bottom:1px solid #000000;overflow:hidden;padding:0px 3px 0px 3px;vertical-align:bottom;text-align:center;">0.98</td> <td data-sheets-numberformat='{"1":2,"2":"0","3":1}' data-sheets-value='{"1":3,"3":28.29}' style="border-bottom:1px solid #000000;overflow:hidden;padding:0px 3px 0px 3px;vertical-align:bottom;text-align:center;">28</td> <td data-sheets-numberformat='{"1":2,"2":"0","3":1}' data-sheets-value='{"1":3,"3":38.28}' style="border-bottom:1px solid #000000;overflow:hidden;padding:0px 3px 0px 3px;vertical-align:bottom;text-align:center;">38</td> <td data-sheets-value='{"1":3,"3":26}' style="border-right:1px solid #000000;border-bottom:1px solid #000000;overflow:hidden;padding:0px 3px 0px 3px;vertical-align:bottom;text-align:center;">26</td> </tr> <tr style="height:20px;"> <td data-sheets-value='{"1":2,"2":"Polycarbonate "}' style="border-left:1px solid #000000;overflow:hidden;padding:0px 3px 0px 3px;vertical-align:bottom;">Polycarbonate </td> <td data-sheets-value='{"1":2,"2":"EW"}' style="overflow:hidden;padding:0px 3px 0px 3px;vertical-align:bottom;">EW</td> <td data-sheets-value='{"1":2,"2":"Clear (A)"}' style="overflow:hidden;padding:0px 3px 0px 3px;vertical-align:bottom;">Clear (A)</td> <td data-sheets-numberformat='{"1":2,"2":"0.00","3":1}' data-sheets-value='{"1":3,"3":1.19}' style="overflow:hidden;padding:0px 3px 0px 3px;vertical-align:bottom;text-align:center;">1.19</td> <td data-sheets-numberformat='{"1":2,"2":"0","3":1}' data-sheets-value='{"1":3,"3":36.08}' style="overflow:hidden;padding:0px 3px 0px 3px;vertical-align:bottom;text-align:center;">36</td> <td data-sheets-numberformat='{"1":2,"2":"0","3":1}' data-sheets-value='{"1":3,"3":54.78}' style="overflow:hidden;padding:0px 3px 0px 3px;vertical-align:bottom;text-align:center;">55</td> <td data-sheets-value='{"1":3,"3":24}' style="border-right:1px solid #000000;overflow:hidden;padding:0px 3px 0px 3px;vertical-align:bottom;text-align:center;">24</td> </tr> <tr style="height:20px;"> <td data-sheets-value='{"1":2,"2":"PC"}' style="border-left:1px solid #000000;overflow:hidden;padding:0px 3px 0px 3px;vertical-align:bottom;">PC</td> <td style="overflow:hidden;padding:0px 3px 0px 3px;vertical-align:bottom;"></td> <td data-sheets-value='{"1":2,"2":"Opal (D)"}' style="overflow:hidden;padding:0px 3px 0px 3px;vertical-align:bottom;">Opal (D)</td> <td data-sheets-numberformat='{"1":2,"2":"0.00","3":1}' data-sheets-value='{"1":3,"3":1.19}' style="overflow:hidden;padding:0px 3px 0px 3px;vertical-align:bottom;text-align:center;">1.19</td> <td data-sheets-numberformat='{"1":2,"2":"0","3":1}' data-sheets-value='{"1":3,"3":23.779999999999998}' style="overflow:hidden;padding:0px 3px 0px 3px;vertical-align:bottom;text-align:center;">24</td> <td data-sheets-numberformat='{"1":2,"2":"0","3":1}' data-sheets-value='{"1":3,"3":39.6}' style="overflow:hidden;padding:0px 3px 0px 3px;vertical-align:bottom;text-align:center;">40</td> <td data-sheets-value='{"1":3,"3":24}' style="border-right:1px solid #000000;overflow:hidden;padding:0px 3px 0px 3px;vertical-align:bottom;text-align:center;">24</td> </tr> <tr style="height:20px;"> <td style="border-left:1px solid #000000;overflow:hidden;padding:0px 3px 0px 3px;vertical-align:bottom;"></td> <td data-sheets-value='{"1":2,"2":"DW"}' style="overflow:hidden;padding:0px 3px 0px 3px;vertical-align:bottom;">DW</td> <td data-sheets-value='{"1":2,"2":"Clear (A/H)"}' style="overflow:hidden;padding:0px 3px 0px 3px;vertical-align:bottom;">Clear (A/H)</td> <td data-sheets-numberformat='{"1":2,"2":"0.00","3":1}' data-sheets-value='{"1":3,"3":0.98}' style="overflow:hidden;padding:0px 3px 0px 3px;vertical-align:bottom;text-align:center;">0.98</td> <td data-sheets-numberformat='{"1":2,"2":"0","3":1}' data-sheets-value='{"1":3,"3":32.39}' style="overflow:hidden;padding:0px 3px 0px 3px;vertical-align:bottom;text-align:center;">32</td> <td data-sheets-numberformat='{"1":2,"2":"0","3":1}' data-sheets-value='{"1":3,"3":47.52}' style="overflow:hidden;padding:0px 3px 0px 3px;vertical-align:bottom;text-align:center;">48</td> <td data-sheets-value='{"1":3,"3":26}' style="border-right:1px solid #000000;overflow:hidden;padding:0px 3px 0px 3px;vertical-align:bottom;text-align:center;">26</td> </tr> <tr style="height:20px;"> <td style="border-left:1px solid #000000;overflow:hidden;padding:0px 3px 0px 3px;vertical-align:bottom;"></td> <td style="overflow:hidden;padding:0px 3px 0px 3px;vertical-align:bottom;"></td> <td data-sheets-value='{"1":2,"2":"Clear (A/A)"}' style="overflow:hidden;padding:0px 3px 0px 3px;vertical-align:bottom;">Clear (A/A)</td> <td data-sheets-numberformat='{"1":2,"2":"0.00","3":1}' data-sheets-value='{"1":3,"3":0.98}' style="overflow:hidden;padding:0px 3px 0px 3px;vertical-align:bottom;text-align:center;">0.98</td> <td data-sheets-numberformat='{"1":2,"2":"0","3":1}' data-sheets-value='{"1":3,"3":31.569999999999997}' style="overflow:hidden;padding:0px 3px 0px 3px;vertical-align:bottom;text-align:center;">32</td> <td data-sheets-numberformat='{"1":2,"2":"0","3":1}' data-sheets-value='{"1":3,"3":45.54}' style="overflow:hidden;padding:0px 3px 0px 3px;vertical-align:bottom;text-align:center;">46</td> <td data-sheets-value='{"1":3,"3":26}' style="border-right:1px solid #000000;overflow:hidden;padding:0px 3px 0px 3px;vertical-align:bottom;text-align:center;">26</td> </tr> <tr style="height:20px;"> <td style="border-left:1px solid #000000;overflow:hidden;padding:0px 3px 0px 3px;vertical-align:bottom;"></td> <td style="overflow:hidden;padding:0px 3px 0px 3px;vertical-align:bottom;"></td> <td data-sheets-value='{"1":2,"2":"Opal (A/O)"}' style="overflow:hidden;padding:0px 3px 0px 3px;vertical-align:bottom;">Opal (A/O)</td> <td data-sheets-numberformat='{"1":2,"2":"0.00","3":1}' data-sheets-value='{"1":3,"3":0.98}' style="overflow:hidden;padding:0px 3px 0px 3px;vertical-align:bottom;text-align:center;">0.98</td> <td data-sheets-numberformat='{"1":2,"2":"0","3":1}' data-sheets-value='{"1":3,"3":29.93}' style="overflow:hidden;padding:0px 3px 0px 3px;vertical-align:bottom;text-align:center;">30</td> <td data-sheets-numberformat='{"1":2,"2":"0","3":1}' data-sheets-value='{"1":3,"3":41.580000000000005}' style="overflow:hidden;padding:0px 3px 0px 3px;vertical-align:bottom;text-align:center;">42</td> <td data-sheets-value='{"1":3,"3":26}' style="border-right:1px solid #000000;overflow:hidden;padding:0px 3px 0px 3px;vertical-align:bottom;text-align:center;">26</td> </tr> <tr style="height:20px;"> <td style="border-bottom:1px solid #000000;border-left:1px solid #000000;overflow:hidden;padding:0px 3px 0px 3px;vertical-align:bottom;"></td> <td style="border-bottom:1px solid #000000;overflow:hidden;padding:0px 3px 0px 3px;vertical-align:bottom;"></td> <td data-sheets-value='{"1":2,"2":"Opal (A/D)"}' style="border-bottom:1px solid #000000;overflow:hidden;padding:0px 3px 0px 3px;vertical-align:bottom;">Opal (A/D)</td> <td data-sheets-numberformat='{"1":2,"2":"0.00","3":1}' data-sheets-value='{"1":3,"3":0.98}' style="border-bottom:1px solid #000000;overflow:hidden;padding:0px 3px 0px 3px;vertical-align:bottom;text-align:center;">0.98</td> <td data-sheets-numberformat='{"1":2,"2":"0","3":1}' data-sheets-value='{"1":3,"3":20.91}' style="border-bottom:1px solid #000000;overflow:hidden;padding:0px 3px 0px 3px;vertical-align:bottom;text-align:center;">21</td> <td data-sheets-numberformat='{"1":2,"2":"0","3":1}' data-sheets-value='{"1":3,"3":33}' style="border-bottom:1px solid #000000;overflow:hidden;padding:0px 3px 0px 3px;vertical-align:bottom;text-align:center;">33</td> <td data-sheets-value='{"1":3,"3":26}' style="border-right:1px solid #000000;border-bottom:1px solid #000000;overflow:hidden;padding:0px 3px 0px 3px;vertical-align:bottom;text-align:center;">26</td> </tr> <tr style="height:20px;"> <td data-sheets-value='{"1":2,"2":"Polycarbonate"}' style="border-left:1px solid #000000;overflow:hidden;padding:0px 3px 0px 3px;vertical-align:bottom;">Polycarbonate</td> <td data-sheets-value='{"1":2,"2":"EW"}' style="overflow:hidden;padding:0px 3px 0px 3px;vertical-align:bottom;">EW</td> <td data-sheets-value='{"1":2,"2":"Heatstop Opal (T)"}' style="overflow:hidden;padding:0px 3px 0px 3px;vertical-align:bottom;">Heatstop Opal (T)</td> <td data-sheets-numberformat='{"1":2,"2":"0.00","3":1}' data-sheets-value='{"1":3,"3":1.19}' style="overflow:hidden;padding:0px 3px 0px 3px;vertical-align:bottom;text-align:center;">1.19</td> <td data-sheets-numberformat='{"1":2,"2":"0","3":1}' data-sheets-value='{"1":3,"3":20.09}' style="overflow:hidden;padding:0px 3px 0px 3px;vertical-align:bottom;text-align:center;">20</td> <td data-sheets-numberformat='{"1":2,"2":"0","3":1}' data-sheets-value='{"1":3,"3":38.940000000000005}' style="overflow:hidden;padding:0px 3px 0px 3px;vertical-align:bottom;text-align:center;">39</td> <td data-sheets-value='{"1":3,"3":24}' style="border-right:1px solid #000000;overflow:hidden;padding:0px 3px 0px 3px;vertical-align:bottom;text-align:center;">24</td> </tr> <tr style="height:20px;"> <td data-sheets-value='{"1":2,"2":"Heatstop PC"}' style="border-left:1px solid #000000;overflow:hidden;padding:0px 3px 0px 3px;vertical-align:bottom;">Heatstop PC</td> <td data-sheets-value='{"1":2,"2":"DW"}' style="overflow:hidden;padding:0px 3px 0px 3px;vertical-align:bottom;">DW</td> <td data-sheets-value='{"1":2,"2":"Clear (T/H)"}' style="overflow:hidden;padding:0px 3px 0px 3px;vertical-align:bottom;">Clear (T/H)</td> <td data-sheets-numberformat='{"1":2,"2":"0.00","3":1}' data-sheets-value='{"1":3,"3":0.98}' style="overflow:hidden;padding:0px 3px 0px 3px;vertical-align:bottom;text-align:center;">0.98</td> <td data-sheets-numberformat='{"1":2,"2":"0","3":1}' data-sheets-value='{"1":3,"3":18.04}' style="overflow:hidden;padding:0px 3px 0px 3px;vertical-align:bottom;text-align:center;">18</td> <td data-sheets-numberformat='{"1":2,"2":"0","3":1}' data-sheets-value='{"1":3,"3":33.660000000000004}' style="overflow:hidden;padding:0px 3px 0px 3px;vertical-align:bottom;text-align:center;">34</td> <td data-sheets-value='{"1":3,"3":26}' style="border-right:1px solid #000000;overflow:hidden;padding:0px 3px 0px 3px;vertical-align:bottom;text-align:center;">26</td> </tr> <tr style="height:20px;"> <td style="border-bottom:1px solid #000000;border-left:1px solid #000000;overflow:hidden;padding:0px 3px 0px 3px;vertical-align:bottom;"></td> <td style="border-bottom:1px solid #000000;overflow:hidden;padding:0px 3px 0px 3px;vertical-align:bottom;"></td> <td data-sheets-value='{"1":2,"2":"Opal (T/O)"}' style="border-bottom:1px solid #000000;overflow:hidden;padding:0px 3px 0px 3px;vertical-align:bottom;">Opal (T/O)</td> <td data-sheets-numberformat='{"1":2,"2":"0.00","3":1}' data-sheets-value='{"1":3,"3":0.98}' style="border-bottom:1px solid #000000;overflow:hidden;padding:0px 3px 0px 3px;vertical-align:bottom;text-align:center;">0.98</td> <td data-sheets-numberformat='{"1":2,"2":"0","3":1}' data-sheets-value='{"1":3,"3":16.81}' style="border-bottom:1px solid #000000;overflow:hidden;padding:0px 3px 0px 3px;vertical-align:bottom;text-align:center;">17</td> <td data-sheets-numberformat='{"1":2,"2":"0","3":1}' data-sheets-value='{"1":3,"3":29.700000000000003}' style="border-bottom:1px solid #000000;overflow:hidden;padding:0px 3px 0px 3px;vertical-align:bottom;text-align:center;">30</td> <td data-sheets-value='{"1":3,"3":26}' style="border-right:1px solid #000000;border-bottom:1px solid #000000;overflow:hidden;padding:0px 3px 0px 3px;vertical-align:bottom;text-align:center;">26</td> </tr> </tbody></table> | skylux-160-ce-met-koepel-en-pvc-opstand-16-00-met-lm-motor-pvc-raam-type-ep25-en-windvang-1300-x-2300-mm | 8586027336013 | 46872338891085
Smoke and heat exhaust (SHEV) | SHE system | Skylux | Skylux 160° CE with skylight and PVC curb 16/00 with LM-actuator, PVC frame type EP25 and spoiler 1400 x 1400 mm |  | 50354 | 5412970503545 | 5247.8 | Yes | 30-45 | 84.15 | 1400 x 1400 mm | 1400 | 1400 |  | PVC 16/00 (16 cm high & roof opening = daylight size) | Square | 1.19 W/m²K - 0.98 W/m²K | 57% - 30% | 37% - 17% | 24dB - 26dB | 160° CE (for industry) | PVC frame EP25 | with spoiler | E | Single actuator | Maximum double-walled skylight possible for this product | Ut-value LT-value g-value Rw-value EN 1873 : 2014 EN ISO 13468 EN 16153 EN 410 EN 410 EN ISO 140-3 Material Walls Shells (W/m²K) (%) (%) (dB) Acrylic EW Clear (H) 1.19 37 57 24 PMMA Opal (O) 1.19 34 50 24 DW Clear (H/H) 0.98 33 50 26 Opal (O/O) 0.98 28 38 26 Polycarbonate EW Clear (A) 1.19 36 55 24 PC Opal (D) 1.19 24 40 24 DW Clear (A/H) 0.98 32 48 26 Clear (A/A) 0.98 32 46 26 Opal (A/O) 0.98 30 42 26 Opal (A/D) 0.98 21 33 26 Polycarbonate EW Heatstop Opal (T) 1.19 20 39 24 Heatstop PC DW Clear (T/H) 0.98 18 34 26 Opal (T/O) 0.98 17 30 26 | https://skylux.eu/en/products/skylux-160-ce-met-koepel-en-pvc-opstand-16-00-met-lm-motor-pvc-raam-type-ep25-en-windvang-1400-x-1400-mm | https://skylux.eu/cdn/shop/files/Skylux-160deg-CE-met-koepel-en-pvc-opstand-1600-met-LM-motor-pvc-raam-type-EP25-en-windvang-1400-x-1400-mm-RWA-systeem.jpg?v=1702980036&width=1600 | https://skylux.eu/cdn/shop/files/e5a82811-1bb0-48e4-a776-cacb59c7c092_72493613-5ba1-4430-be8c-9b0df704c1d7.jpg?v=1688551036&width=1600 | //skylux.eu/cdn/shop/files/E_MH_Mounting_instructions_Skylux_160_CE_LM.pdf?v=12406716259046007223 | //skylux.eu/cdn/shop/files/E_TD_Technical_File_Skylux_Skylux_160_CE_Electric.pdf?v=3667116872303399239 | <style type="text/css" id="isPasted"><!--td {border: 1px solid #cccccc;}br {mso-data-placement:same-cell;}--></style><table border="1" cellpadding="0" cellspacing="0" dir="ltr" style="table-layout:fixed;font-size:10pt;font-family:Arial;border-collapse:collapse;border:none;"><tbody> <tr style="height:20px;"> <td style="overflow:hidden;padding:0px 3px 0px 3px;vertical-align:bottom;"></td> <td style="overflow:hidden;padding:0px 3px 0px 3px;vertical-align:bottom;"></td> <td style="overflow:hidden;padding:0px 3px 0px 3px;vertical-align:bottom;"></td> <td data-sheets-value='{"1":2,"2":"Ut-value"}' style="overflow:hidden;padding:0px 3px 0px 3px;vertical-align:bottom;font-weight:bold;text-align:center;">Ut-value</td> <td data-sheets-value='{"1":2,"2":"LT-value"}' style="overflow:hidden;padding:0px 3px 0px 3px;vertical-align:bottom;font-weight:bold;text-align:center;">LT-value</td> <td data-sheets-value='{"1":2,"2":"g-value"}' style="overflow:hidden;padding:0px 3px 0px 3px;vertical-align:bottom;font-weight:bold;text-align:center;">g-value</td> <td data-sheets-value='{"1":2,"2":"Rw-value "}' style="overflow:hidden;padding:0px 3px 0px 3px;vertical-align:bottom;font-weight:bold;text-align:center;">Rw-value </td> </tr> <tr style="height:20px;"> <td style="overflow:hidden;padding:0px 3px 0px 3px;vertical-align:bottom;"></td> <td style="overflow:hidden;padding:0px 3px 0px 3px;vertical-align:bottom;"></td> <td style="overflow:hidden;padding:0px 3px 0px 3px;vertical-align:bottom;"></td> <td data-sheets-numberformat='{"1":2,"2":"0.00","3":1}' data-sheets-value='{"1":2,"2":"EN 1873 : 2014"}' style="overflow:hidden;padding:0px 3px 0px 3px;vertical-align:bottom;text-align:center;">EN 1873 : 2014</td> <td data-sheets-numberformat='{"1":2,"2":"0","3":1}' data-sheets-value='{"1":2,"2":"EN ISO 13468 EN 16153 EN 410"}' style="overflow:hidden;padding:0px 3px 0px 3px;vertical-align:bottom;text-align:center;">EN ISO 13468 EN 16153 EN 410</td> <td data-sheets-numberformat='{"1":2,"2":"0","3":1}' data-sheets-value='{"1":2,"2":"EN 410"}' style="overflow:hidden;padding:0px 3px 0px 3px;vertical-align:bottom;text-align:center;">EN 410</td> <td data-sheets-value='{"1":2,"2":"EN ISO 140-3\t\t"}' style="overflow:hidden;padding:0px 3px 0px 3px;vertical-align:bottom;text-align:center;">EN ISO 140-3 </td> </tr> <tr style="height:20px;"> <td data-sheets-value='{"1":2,"2":"Material"}' style="border-bottom:1px solid #000000;overflow:hidden;padding:0px 3px 0px 3px;vertical-align:bottom;background-color:#000000;font-weight:bold;color:#ffffff;">Material</td> <td data-sheets-value='{"1":2,"2":"Walls"}' style="border-bottom:1px solid #000000;overflow:hidden;padding:0px 3px 0px 3px;vertical-align:bottom;background-color:#000000;font-weight:bold;color:#ffffff;">Walls</td> <td data-sheets-value='{"1":2,"2":"Shells"}' style="border-bottom:1px solid #000000;overflow:hidden;padding:0px 3px 0px 3px;vertical-align:bottom;background-color:#000000;font-weight:bold;color:#ffffff;">Shells</td> <td data-sheets-numberformat='{"1":2,"2":"0.00","3":1}' data-sheets-value='{"1":2,"2":"(W/m²K)\t"}' style="border-bottom:1px solid #000000;overflow:hidden;padding:0px 3px 0px 3px;vertical-align:bottom;background-color:#000000;font-weight:bold;color:#ffffff;text-align:center;">(W/m²K) </td> <td data-sheets-numberformat='{"1":2,"2":"0","3":1}' data-sheets-value='{"1":2,"2":"(%)"}' style="border-bottom:1px solid #000000;overflow:hidden;padding:0px 3px 0px 3px;vertical-align:bottom;background-color:#000000;font-weight:bold;color:#ffffff;text-align:center;">(%)</td> <td data-sheets-numberformat='{"1":2,"2":"0","3":1}' data-sheets-value='{"1":2,"2":"(%)"}' style="border-bottom:1px solid #000000;overflow:hidden;padding:0px 3px 0px 3px;vertical-align:bottom;background-color:#000000;font-weight:bold;color:#ffffff;text-align:center;">(%)</td> <td data-sheets-value='{"1":2,"2":"(dB)"}' style="border-bottom:1px solid #000000;overflow:hidden;padding:0px 3px 0px 3px;vertical-align:bottom;background-color:#000000;font-weight:bold;color:#ffffff;text-align:center;">(dB)</td> </tr> <tr style="height:20px;"> <td data-sheets-value='{"1":2,"2":"Acrylic"}' style="border-left:1px solid #000000;overflow:hidden;padding:0px 3px 0px 3px;vertical-align:bottom;">Acrylic</td> <td data-sheets-value='{"1":2,"2":"EW"}' style="overflow:hidden;padding:0px 3px 0px 3px;vertical-align:bottom;">EW</td> <td data-sheets-value='{"1":2,"2":"Clear (H)"}' style="overflow:hidden;padding:0px 3px 0px 3px;vertical-align:bottom;">Clear (H)</td> <td data-sheets-numberformat='{"1":2,"2":"0.00","3":1}' data-sheets-value='{"1":3,"3":1.19}' style="overflow:hidden;padding:0px 3px 0px 3px;vertical-align:bottom;text-align:center;">1.19</td> <td data-sheets-numberformat='{"1":2,"2":"0","3":1}' data-sheets-value='{"1":3,"3":36.9}' style="overflow:hidden;padding:0px 3px 0px 3px;vertical-align:bottom;text-align:center;">37</td> <td data-sheets-numberformat='{"1":2,"2":"0","3":1}' data-sheets-value='{"1":3,"3":57.42}' style="overflow:hidden;padding:0px 3px 0px 3px;vertical-align:bottom;text-align:center;">57</td> <td data-sheets-value='{"1":3,"3":24}' style="border-right:1px solid #000000;overflow:hidden;padding:0px 3px 0px 3px;vertical-align:bottom;text-align:center;">24</td> </tr> <tr style="height:20px;"> <td data-sheets-value='{"1":2,"2":"PMMA"}' style="border-left:1px solid #000000;overflow:hidden;padding:0px 3px 0px 3px;vertical-align:bottom;">PMMA</td> <td style="overflow:hidden;padding:0px 3px 0px 3px;vertical-align:bottom;"></td> <td data-sheets-value='{"1":2,"2":"Opal (O)"}' style="overflow:hidden;padding:0px 3px 0px 3px;vertical-align:bottom;">Opal (O)</td> <td data-sheets-numberformat='{"1":2,"2":"0.00","3":1}' data-sheets-value='{"1":3,"3":1.19}' style="overflow:hidden;padding:0px 3px 0px 3px;vertical-align:bottom;text-align:center;">1.19</td> <td data-sheets-numberformat='{"1":2,"2":"0","3":1}' data-sheets-value='{"1":3,"3":34.03}' style="overflow:hidden;padding:0px 3px 0px 3px;vertical-align:bottom;text-align:center;">34</td> <td data-sheets-numberformat='{"1":2,"2":"0","3":1}' data-sheets-value='{"1":3,"3":50.160000000000004}' style="overflow:hidden;padding:0px 3px 0px 3px;vertical-align:bottom;text-align:center;">50</td> <td data-sheets-value='{"1":3,"3":24}' style="border-right:1px solid #000000;overflow:hidden;padding:0px 3px 0px 3px;vertical-align:bottom;text-align:center;">24</td> </tr> <tr style="height:20px;"> <td style="border-left:1px solid #000000;overflow:hidden;padding:0px 3px 0px 3px;vertical-align:bottom;"></td> <td data-sheets-value='{"1":2,"2":"DW"}' style="overflow:hidden;padding:0px 3px 0px 3px;vertical-align:bottom;">DW</td> <td data-sheets-value='{"1":2,"2":"Clear (H/H)"}' style="overflow:hidden;padding:0px 3px 0px 3px;vertical-align:bottom;">Clear (H/H)</td> <td data-sheets-numberformat='{"1":2,"2":"0.00","3":1}' data-sheets-value='{"1":3,"3":0.98}' style="overflow:hidden;padding:0px 3px 0px 3px;vertical-align:bottom;text-align:center;">0.98</td> <td data-sheets-numberformat='{"1":2,"2":"0","3":1}' data-sheets-value='{"1":3,"3":33.21}' style="overflow:hidden;padding:0px 3px 0px 3px;vertical-align:bottom;text-align:center;">33</td> <td data-sheets-numberformat='{"1":2,"2":"0","3":1}' data-sheets-value='{"1":3,"3":49.5}' style="overflow:hidden;padding:0px 3px 0px 3px;vertical-align:bottom;text-align:center;">50</td> <td data-sheets-value='{"1":3,"3":26}' style="border-right:1px solid #000000;overflow:hidden;padding:0px 3px 0px 3px;vertical-align:bottom;text-align:center;">26</td> </tr> <tr style="height:20px;"> <td style="border-bottom:1px solid #000000;border-left:1px solid #000000;overflow:hidden;padding:0px 3px 0px 3px;vertical-align:bottom;"></td> <td style="border-bottom:1px solid #000000;overflow:hidden;padding:0px 3px 0px 3px;vertical-align:bottom;"></td> <td data-sheets-value='{"1":2,"2":"Opal (O/O)"}' style="border-bottom:1px solid #000000;overflow:hidden;padding:0px 3px 0px 3px;vertical-align:bottom;">Opal (O/O)</td> <td data-sheets-numberformat='{"1":2,"2":"0.00","3":1}' data-sheets-value='{"1":3,"3":0.98}' style="border-bottom:1px solid #000000;overflow:hidden;padding:0px 3px 0px 3px;vertical-align:bottom;text-align:center;">0.98</td> <td data-sheets-numberformat='{"1":2,"2":"0","3":1}' data-sheets-value='{"1":3,"3":28.29}' style="border-bottom:1px solid #000000;overflow:hidden;padding:0px 3px 0px 3px;vertical-align:bottom;text-align:center;">28</td> <td data-sheets-numberformat='{"1":2,"2":"0","3":1}' data-sheets-value='{"1":3,"3":38.28}' style="border-bottom:1px solid #000000;overflow:hidden;padding:0px 3px 0px 3px;vertical-align:bottom;text-align:center;">38</td> <td data-sheets-value='{"1":3,"3":26}' style="border-right:1px solid #000000;border-bottom:1px solid #000000;overflow:hidden;padding:0px 3px 0px 3px;vertical-align:bottom;text-align:center;">26</td> </tr> <tr style="height:20px;"> <td data-sheets-value='{"1":2,"2":"Polycarbonate "}' style="border-left:1px solid #000000;overflow:hidden;padding:0px 3px 0px 3px;vertical-align:bottom;">Polycarbonate </td> <td data-sheets-value='{"1":2,"2":"EW"}' style="overflow:hidden;padding:0px 3px 0px 3px;vertical-align:bottom;">EW</td> <td data-sheets-value='{"1":2,"2":"Clear (A)"}' style="overflow:hidden;padding:0px 3px 0px 3px;vertical-align:bottom;">Clear (A)</td> <td data-sheets-numberformat='{"1":2,"2":"0.00","3":1}' data-sheets-value='{"1":3,"3":1.19}' style="overflow:hidden;padding:0px 3px 0px 3px;vertical-align:bottom;text-align:center;">1.19</td> <td data-sheets-numberformat='{"1":2,"2":"0","3":1}' data-sheets-value='{"1":3,"3":36.08}' style="overflow:hidden;padding:0px 3px 0px 3px;vertical-align:bottom;text-align:center;">36</td> <td data-sheets-numberformat='{"1":2,"2":"0","3":1}' data-sheets-value='{"1":3,"3":54.78}' style="overflow:hidden;padding:0px 3px 0px 3px;vertical-align:bottom;text-align:center;">55</td> <td data-sheets-value='{"1":3,"3":24}' style="border-right:1px solid #000000;overflow:hidden;padding:0px 3px 0px 3px;vertical-align:bottom;text-align:center;">24</td> </tr> <tr style="height:20px;"> <td data-sheets-value='{"1":2,"2":"PC"}' style="border-left:1px solid #000000;overflow:hidden;padding:0px 3px 0px 3px;vertical-align:bottom;">PC</td> <td style="overflow:hidden;padding:0px 3px 0px 3px;vertical-align:bottom;"></td> <td data-sheets-value='{"1":2,"2":"Opal (D)"}' style="overflow:hidden;padding:0px 3px 0px 3px;vertical-align:bottom;">Opal (D)</td> <td data-sheets-numberformat='{"1":2,"2":"0.00","3":1}' data-sheets-value='{"1":3,"3":1.19}' style="overflow:hidden;padding:0px 3px 0px 3px;vertical-align:bottom;text-align:center;">1.19</td> <td data-sheets-numberformat='{"1":2,"2":"0","3":1}' data-sheets-value='{"1":3,"3":23.779999999999998}' style="overflow:hidden;padding:0px 3px 0px 3px;vertical-align:bottom;text-align:center;">24</td> <td data-sheets-numberformat='{"1":2,"2":"0","3":1}' data-sheets-value='{"1":3,"3":39.6}' style="overflow:hidden;padding:0px 3px 0px 3px;vertical-align:bottom;text-align:center;">40</td> <td data-sheets-value='{"1":3,"3":24}' style="border-right:1px solid #000000;overflow:hidden;padding:0px 3px 0px 3px;vertical-align:bottom;text-align:center;">24</td> </tr> <tr style="height:20px;"> <td style="border-left:1px solid #000000;overflow:hidden;padding:0px 3px 0px 3px;vertical-align:bottom;"></td> <td data-sheets-value='{"1":2,"2":"DW"}' style="overflow:hidden;padding:0px 3px 0px 3px;vertical-align:bottom;">DW</td> <td data-sheets-value='{"1":2,"2":"Clear (A/H)"}' style="overflow:hidden;padding:0px 3px 0px 3px;vertical-align:bottom;">Clear (A/H)</td> <td data-sheets-numberformat='{"1":2,"2":"0.00","3":1}' data-sheets-value='{"1":3,"3":0.98}' style="overflow:hidden;padding:0px 3px 0px 3px;vertical-align:bottom;text-align:center;">0.98</td> <td data-sheets-numberformat='{"1":2,"2":"0","3":1}' data-sheets-value='{"1":3,"3":32.39}' style="overflow:hidden;padding:0px 3px 0px 3px;vertical-align:bottom;text-align:center;">32</td> <td data-sheets-numberformat='{"1":2,"2":"0","3":1}' data-sheets-value='{"1":3,"3":47.52}' style="overflow:hidden;padding:0px 3px 0px 3px;vertical-align:bottom;text-align:center;">48</td> <td data-sheets-value='{"1":3,"3":26}' style="border-right:1px solid #000000;overflow:hidden;padding:0px 3px 0px 3px;vertical-align:bottom;text-align:center;">26</td> </tr> <tr style="height:20px;"> <td style="border-left:1px solid #000000;overflow:hidden;padding:0px 3px 0px 3px;vertical-align:bottom;"></td> <td style="overflow:hidden;padding:0px 3px 0px 3px;vertical-align:bottom;"></td> <td data-sheets-value='{"1":2,"2":"Clear (A/A)"}' style="overflow:hidden;padding:0px 3px 0px 3px;vertical-align:bottom;">Clear (A/A)</td> <td data-sheets-numberformat='{"1":2,"2":"0.00","3":1}' data-sheets-value='{"1":3,"3":0.98}' style="overflow:hidden;padding:0px 3px 0px 3px;vertical-align:bottom;text-align:center;">0.98</td> <td data-sheets-numberformat='{"1":2,"2":"0","3":1}' data-sheets-value='{"1":3,"3":31.569999999999997}' style="overflow:hidden;padding:0px 3px 0px 3px;vertical-align:bottom;text-align:center;">32</td> <td data-sheets-numberformat='{"1":2,"2":"0","3":1}' data-sheets-value='{"1":3,"3":45.54}' style="overflow:hidden;padding:0px 3px 0px 3px;vertical-align:bottom;text-align:center;">46</td> <td data-sheets-value='{"1":3,"3":26}' style="border-right:1px solid #000000;overflow:hidden;padding:0px 3px 0px 3px;vertical-align:bottom;text-align:center;">26</td> </tr> <tr style="height:20px;"> <td style="border-left:1px solid #000000;overflow:hidden;padding:0px 3px 0px 3px;vertical-align:bottom;"></td> <td style="overflow:hidden;padding:0px 3px 0px 3px;vertical-align:bottom;"></td> <td data-sheets-value='{"1":2,"2":"Opal (A/O)"}' style="overflow:hidden;padding:0px 3px 0px 3px;vertical-align:bottom;">Opal (A/O)</td> <td data-sheets-numberformat='{"1":2,"2":"0.00","3":1}' data-sheets-value='{"1":3,"3":0.98}' style="overflow:hidden;padding:0px 3px 0px 3px;vertical-align:bottom;text-align:center;">0.98</td> <td data-sheets-numberformat='{"1":2,"2":"0","3":1}' data-sheets-value='{"1":3,"3":29.93}' style="overflow:hidden;padding:0px 3px 0px 3px;vertical-align:bottom;text-align:center;">30</td> <td data-sheets-numberformat='{"1":2,"2":"0","3":1}' data-sheets-value='{"1":3,"3":41.580000000000005}' style="overflow:hidden;padding:0px 3px 0px 3px;vertical-align:bottom;text-align:center;">42</td> <td data-sheets-value='{"1":3,"3":26}' style="border-right:1px solid #000000;overflow:hidden;padding:0px 3px 0px 3px;vertical-align:bottom;text-align:center;">26</td> </tr> <tr style="height:20px;"> <td style="border-bottom:1px solid #000000;border-left:1px solid #000000;overflow:hidden;padding:0px 3px 0px 3px;vertical-align:bottom;"></td> <td style="border-bottom:1px solid #000000;overflow:hidden;padding:0px 3px 0px 3px;vertical-align:bottom;"></td> <td data-sheets-value='{"1":2,"2":"Opal (A/D)"}' style="border-bottom:1px solid #000000;overflow:hidden;padding:0px 3px 0px 3px;vertical-align:bottom;">Opal (A/D)</td> <td data-sheets-numberformat='{"1":2,"2":"0.00","3":1}' data-sheets-value='{"1":3,"3":0.98}' style="border-bottom:1px solid #000000;overflow:hidden;padding:0px 3px 0px 3px;vertical-align:bottom;text-align:center;">0.98</td> <td data-sheets-numberformat='{"1":2,"2":"0","3":1}' data-sheets-value='{"1":3,"3":20.91}' style="border-bottom:1px solid #000000;overflow:hidden;padding:0px 3px 0px 3px;vertical-align:bottom;text-align:center;">21</td> <td data-sheets-numberformat='{"1":2,"2":"0","3":1}' data-sheets-value='{"1":3,"3":33}' style="border-bottom:1px solid #000000;overflow:hidden;padding:0px 3px 0px 3px;vertical-align:bottom;text-align:center;">33</td> <td data-sheets-value='{"1":3,"3":26}' style="border-right:1px solid #000000;border-bottom:1px solid #000000;overflow:hidden;padding:0px 3px 0px 3px;vertical-align:bottom;text-align:center;">26</td> </tr> <tr style="height:20px;"> <td data-sheets-value='{"1":2,"2":"Polycarbonate"}' style="border-left:1px solid #000000;overflow:hidden;padding:0px 3px 0px 3px;vertical-align:bottom;">Polycarbonate</td> <td data-sheets-value='{"1":2,"2":"EW"}' style="overflow:hidden;padding:0px 3px 0px 3px;vertical-align:bottom;">EW</td> <td data-sheets-value='{"1":2,"2":"Heatstop Opal (T)"}' style="overflow:hidden;padding:0px 3px 0px 3px;vertical-align:bottom;">Heatstop Opal (T)</td> <td data-sheets-numberformat='{"1":2,"2":"0.00","3":1}' data-sheets-value='{"1":3,"3":1.19}' style="overflow:hidden;padding:0px 3px 0px 3px;vertical-align:bottom;text-align:center;">1.19</td> <td data-sheets-numberformat='{"1":2,"2":"0","3":1}' data-sheets-value='{"1":3,"3":20.09}' style="overflow:hidden;padding:0px 3px 0px 3px;vertical-align:bottom;text-align:center;">20</td> <td data-sheets-numberformat='{"1":2,"2":"0","3":1}' data-sheets-value='{"1":3,"3":38.940000000000005}' style="overflow:hidden;padding:0px 3px 0px 3px;vertical-align:bottom;text-align:center;">39</td> <td data-sheets-value='{"1":3,"3":24}' style="border-right:1px solid #000000;overflow:hidden;padding:0px 3px 0px 3px;vertical-align:bottom;text-align:center;">24</td> </tr> <tr style="height:20px;"> <td data-sheets-value='{"1":2,"2":"Heatstop PC"}' style="border-left:1px solid #000000;overflow:hidden;padding:0px 3px 0px 3px;vertical-align:bottom;">Heatstop PC</td> <td data-sheets-value='{"1":2,"2":"DW"}' style="overflow:hidden;padding:0px 3px 0px 3px;vertical-align:bottom;">DW</td> <td data-sheets-value='{"1":2,"2":"Clear (T/H)"}' style="overflow:hidden;padding:0px 3px 0px 3px;vertical-align:bottom;">Clear (T/H)</td> <td data-sheets-numberformat='{"1":2,"2":"0.00","3":1}' data-sheets-value='{"1":3,"3":0.98}' style="overflow:hidden;padding:0px 3px 0px 3px;vertical-align:bottom;text-align:center;">0.98</td> <td data-sheets-numberformat='{"1":2,"2":"0","3":1}' data-sheets-value='{"1":3,"3":18.04}' style="overflow:hidden;padding:0px 3px 0px 3px;vertical-align:bottom;text-align:center;">18</td> <td data-sheets-numberformat='{"1":2,"2":"0","3":1}' data-sheets-value='{"1":3,"3":33.660000000000004}' style="overflow:hidden;padding:0px 3px 0px 3px;vertical-align:bottom;text-align:center;">34</td> <td data-sheets-value='{"1":3,"3":26}' style="border-right:1px solid #000000;overflow:hidden;padding:0px 3px 0px 3px;vertical-align:bottom;text-align:center;">26</td> </tr> <tr style="height:20px;"> <td style="border-bottom:1px solid #000000;border-left:1px solid #000000;overflow:hidden;padding:0px 3px 0px 3px;vertical-align:bottom;"></td> <td style="border-bottom:1px solid #000000;overflow:hidden;padding:0px 3px 0px 3px;vertical-align:bottom;"></td> <td data-sheets-value='{"1":2,"2":"Opal (T/O)"}' style="border-bottom:1px solid #000000;overflow:hidden;padding:0px 3px 0px 3px;vertical-align:bottom;">Opal (T/O)</td> <td data-sheets-numberformat='{"1":2,"2":"0.00","3":1}' data-sheets-value='{"1":3,"3":0.98}' style="border-bottom:1px solid #000000;overflow:hidden;padding:0px 3px 0px 3px;vertical-align:bottom;text-align:center;">0.98</td> <td data-sheets-numberformat='{"1":2,"2":"0","3":1}' data-sheets-value='{"1":3,"3":16.81}' style="border-bottom:1px solid #000000;overflow:hidden;padding:0px 3px 0px 3px;vertical-align:bottom;text-align:center;">17</td> <td data-sheets-numberformat='{"1":2,"2":"0","3":1}' data-sheets-value='{"1":3,"3":29.700000000000003}' style="border-bottom:1px solid #000000;overflow:hidden;padding:0px 3px 0px 3px;vertical-align:bottom;text-align:center;">30</td> <td data-sheets-value='{"1":3,"3":26}' style="border-right:1px solid #000000;border-bottom:1px solid #000000;overflow:hidden;padding:0px 3px 0px 3px;vertical-align:bottom;text-align:center;">26</td> </tr> </tbody></table> | skylux-160-ce-met-koepel-en-pvc-opstand-16-00-met-lm-motor-pvc-raam-type-ep25-en-windvang-1400-x-1400-mm | 8586027434317 | 46872339087693
Smoke and heat exhaust (SHEV) | SHE system | Skylux | Skylux 160° CE with skylight and PVC curb 16/00 with LM-actuator, PVC frame type EP25 and spoiler 1450 x 1700 mm |  | 50355 | 5412970503552 | 6480.8 | Yes | 30-45 | 107.05 | 1450 x 1700 mm | 1700 | 1450 |  | PVC 16/00 (16 cm high & roof opening = daylight size) | Rectangular | 1.19 W/m²K - 0.98 W/m²K | 57% - 30% | 37% - 17% | 24dB - 26dB | 160° CE (for industry) | PVC frame EP25 | with spoiler | E | Single actuator | Maximum double-walled skylight possible for this product | Ut-value LT-value g-value Rw-value EN 1873 : 2014 EN ISO 13468 EN 16153 EN 410 EN 410 EN ISO 140-3 Material Walls Shells (W/m²K) (%) (%) (dB) Acrylic EW Clear (H) 1.19 37 57 24 PMMA Opal (O) 1.19 34 50 24 DW Clear (H/H) 0.98 33 50 26 Opal (O/O) 0.98 28 38 26 Polycarbonate EW Clear (A) 1.19 36 55 24 PC Opal (D) 1.19 24 40 24 DW Clear (A/H) 0.98 32 48 26 Clear (A/A) 0.98 32 46 26 Opal (A/O) 0.98 30 42 26 Opal (A/D) 0.98 21 33 26 Polycarbonate EW Heatstop Opal (T) 1.19 20 39 24 Heatstop PC DW Clear (T/H) 0.98 18 34 26 Opal (T/O) 0.98 17 30 26 | https://skylux.eu/en/products/skylux-160-ce-met-koepel-en-pvc-opstand-16-00-met-lm-motor-pvc-raam-type-ep25-en-windvang-1450-x-1700-mm | https://skylux.eu/cdn/shop/files/Skylux-160deg-CE-met-koepel-en-pvc-opstand-1600-met-LM-motor-pvc-raam-type-EP25-en-windvang-1450-x-1700-mm-RWA-systeem.jpg?v=1702980042&width=1600 | https://skylux.eu/cdn/shop/files/e5a82811-1bb0-48e4-a776-cacb59c7c092_7f022af8-d181-4908-8d70-6c5d4deb3f22.jpg?v=1688551037&width=1600 | //skylux.eu/cdn/shop/files/E_MH_Mounting_instructions_Skylux_160_CE_LM.pdf?v=12406716259046007223 | //skylux.eu/cdn/shop/files/E_TD_Technical_File_Skylux_Skylux_160_CE_Electric.pdf?v=3667116872303399239 | <style type="text/css" id="isPasted"><!--td {border: 1px solid #cccccc;}br {mso-data-placement:same-cell;}--></style><table border="1" cellpadding="0" cellspacing="0" dir="ltr" style="table-layout:fixed;font-size:10pt;font-family:Arial;border-collapse:collapse;border:none;"><tbody> <tr style="height:20px;"> <td style="overflow:hidden;padding:0px 3px 0px 3px;vertical-align:bottom;"></td> <td style="overflow:hidden;padding:0px 3px 0px 3px;vertical-align:bottom;"></td> <td style="overflow:hidden;padding:0px 3px 0px 3px;vertical-align:bottom;"></td> <td data-sheets-value='{"1":2,"2":"Ut-value"}' style="overflow:hidden;padding:0px 3px 0px 3px;vertical-align:bottom;font-weight:bold;text-align:center;">Ut-value</td> <td data-sheets-value='{"1":2,"2":"LT-value"}' style="overflow:hidden;padding:0px 3px 0px 3px;vertical-align:bottom;font-weight:bold;text-align:center;">LT-value</td> <td data-sheets-value='{"1":2,"2":"g-value"}' style="overflow:hidden;padding:0px 3px 0px 3px;vertical-align:bottom;font-weight:bold;text-align:center;">g-value</td> <td data-sheets-value='{"1":2,"2":"Rw-value "}' style="overflow:hidden;padding:0px 3px 0px 3px;vertical-align:bottom;font-weight:bold;text-align:center;">Rw-value </td> </tr> <tr style="height:20px;"> <td style="overflow:hidden;padding:0px 3px 0px 3px;vertical-align:bottom;"></td> <td style="overflow:hidden;padding:0px 3px 0px 3px;vertical-align:bottom;"></td> <td style="overflow:hidden;padding:0px 3px 0px 3px;vertical-align:bottom;"></td> <td data-sheets-numberformat='{"1":2,"2":"0.00","3":1}' data-sheets-value='{"1":2,"2":"EN 1873 : 2014"}' style="overflow:hidden;padding:0px 3px 0px 3px;vertical-align:bottom;text-align:center;">EN 1873 : 2014</td> <td data-sheets-numberformat='{"1":2,"2":"0","3":1}' data-sheets-value='{"1":2,"2":"EN ISO 13468 EN 16153 EN 410"}' style="overflow:hidden;padding:0px 3px 0px 3px;vertical-align:bottom;text-align:center;">EN ISO 13468 EN 16153 EN 410</td> <td data-sheets-numberformat='{"1":2,"2":"0","3":1}' data-sheets-value='{"1":2,"2":"EN 410"}' style="overflow:hidden;padding:0px 3px 0px 3px;vertical-align:bottom;text-align:center;">EN 410</td> <td data-sheets-value='{"1":2,"2":"EN ISO 140-3\t\t"}' style="overflow:hidden;padding:0px 3px 0px 3px;vertical-align:bottom;text-align:center;">EN ISO 140-3 </td> </tr> <tr style="height:20px;"> <td data-sheets-value='{"1":2,"2":"Material"}' style="border-bottom:1px solid #000000;overflow:hidden;padding:0px 3px 0px 3px;vertical-align:bottom;background-color:#000000;font-weight:bold;color:#ffffff;">Material</td> <td data-sheets-value='{"1":2,"2":"Walls"}' style="border-bottom:1px solid #000000;overflow:hidden;padding:0px 3px 0px 3px;vertical-align:bottom;background-color:#000000;font-weight:bold;color:#ffffff;">Walls</td> <td data-sheets-value='{"1":2,"2":"Shells"}' style="border-bottom:1px solid #000000;overflow:hidden;padding:0px 3px 0px 3px;vertical-align:bottom;background-color:#000000;font-weight:bold;color:#ffffff;">Shells</td> <td data-sheets-numberformat='{"1":2,"2":"0.00","3":1}' data-sheets-value='{"1":2,"2":"(W/m²K)\t"}' style="border-bottom:1px solid #000000;overflow:hidden;padding:0px 3px 0px 3px;vertical-align:bottom;background-color:#000000;font-weight:bold;color:#ffffff;text-align:center;">(W/m²K) </td> <td data-sheets-numberformat='{"1":2,"2":"0","3":1}' data-sheets-value='{"1":2,"2":"(%)"}' style="border-bottom:1px solid #000000;overflow:hidden;padding:0px 3px 0px 3px;vertical-align:bottom;background-color:#000000;font-weight:bold;color:#ffffff;text-align:center;">(%)</td> <td data-sheets-numberformat='{"1":2,"2":"0","3":1}' data-sheets-value='{"1":2,"2":"(%)"}' style="border-bottom:1px solid #000000;overflow:hidden;padding:0px 3px 0px 3px;vertical-align:bottom;background-color:#000000;font-weight:bold;color:#ffffff;text-align:center;">(%)</td> <td data-sheets-value='{"1":2,"2":"(dB)"}' style="border-bottom:1px solid #000000;overflow:hidden;padding:0px 3px 0px 3px;vertical-align:bottom;background-color:#000000;font-weight:bold;color:#ffffff;text-align:center;">(dB)</td> </tr> <tr style="height:20px;"> <td data-sheets-value='{"1":2,"2":"Acrylic"}' style="border-left:1px solid #000000;overflow:hidden;padding:0px 3px 0px 3px;vertical-align:bottom;">Acrylic</td> <td data-sheets-value='{"1":2,"2":"EW"}' style="overflow:hidden;padding:0px 3px 0px 3px;vertical-align:bottom;">EW</td> <td data-sheets-value='{"1":2,"2":"Clear (H)"}' style="overflow:hidden;padding:0px 3px 0px 3px;vertical-align:bottom;">Clear (H)</td> <td data-sheets-numberformat='{"1":2,"2":"0.00","3":1}' data-sheets-value='{"1":3,"3":1.19}' style="overflow:hidden;padding:0px 3px 0px 3px;vertical-align:bottom;text-align:center;">1.19</td> <td data-sheets-numberformat='{"1":2,"2":"0","3":1}' data-sheets-value='{"1":3,"3":36.9}' style="overflow:hidden;padding:0px 3px 0px 3px;vertical-align:bottom;text-align:center;">37</td> <td data-sheets-numberformat='{"1":2,"2":"0","3":1}' data-sheets-value='{"1":3,"3":57.42}' style="overflow:hidden;padding:0px 3px 0px 3px;vertical-align:bottom;text-align:center;">57</td> <td data-sheets-value='{"1":3,"3":24}' style="border-right:1px solid #000000;overflow:hidden;padding:0px 3px 0px 3px;vertical-align:bottom;text-align:center;">24</td> </tr> <tr style="height:20px;"> <td data-sheets-value='{"1":2,"2":"PMMA"}' style="border-left:1px solid #000000;overflow:hidden;padding:0px 3px 0px 3px;vertical-align:bottom;">PMMA</td> <td style="overflow:hidden;padding:0px 3px 0px 3px;vertical-align:bottom;"></td> <td data-sheets-value='{"1":2,"2":"Opal (O)"}' style="overflow:hidden;padding:0px 3px 0px 3px;vertical-align:bottom;">Opal (O)</td> <td data-sheets-numberformat='{"1":2,"2":"0.00","3":1}' data-sheets-value='{"1":3,"3":1.19}' style="overflow:hidden;padding:0px 3px 0px 3px;vertical-align:bottom;text-align:center;">1.19</td> <td data-sheets-numberformat='{"1":2,"2":"0","3":1}' data-sheets-value='{"1":3,"3":34.03}' style="overflow:hidden;padding:0px 3px 0px 3px;vertical-align:bottom;text-align:center;">34</td> <td data-sheets-numberformat='{"1":2,"2":"0","3":1}' data-sheets-value='{"1":3,"3":50.160000000000004}' style="overflow:hidden;padding:0px 3px 0px 3px;vertical-align:bottom;text-align:center;">50</td> <td data-sheets-value='{"1":3,"3":24}' style="border-right:1px solid #000000;overflow:hidden;padding:0px 3px 0px 3px;vertical-align:bottom;text-align:center;">24</td> </tr> <tr style="height:20px;"> <td style="border-left:1px solid #000000;overflow:hidden;padding:0px 3px 0px 3px;vertical-align:bottom;"></td> <td data-sheets-value='{"1":2,"2":"DW"}' style="overflow:hidden;padding:0px 3px 0px 3px;vertical-align:bottom;">DW</td> <td data-sheets-value='{"1":2,"2":"Clear (H/H)"}' style="overflow:hidden;padding:0px 3px 0px 3px;vertical-align:bottom;">Clear (H/H)</td> <td data-sheets-numberformat='{"1":2,"2":"0.00","3":1}' data-sheets-value='{"1":3,"3":0.98}' style="overflow:hidden;padding:0px 3px 0px 3px;vertical-align:bottom;text-align:center;">0.98</td> <td data-sheets-numberformat='{"1":2,"2":"0","3":1}' data-sheets-value='{"1":3,"3":33.21}' style="overflow:hidden;padding:0px 3px 0px 3px;vertical-align:bottom;text-align:center;">33</td> <td data-sheets-numberformat='{"1":2,"2":"0","3":1}' data-sheets-value='{"1":3,"3":49.5}' style="overflow:hidden;padding:0px 3px 0px 3px;vertical-align:bottom;text-align:center;">50</td> <td data-sheets-value='{"1":3,"3":26}' style="border-right:1px solid #000000;overflow:hidden;padding:0px 3px 0px 3px;vertical-align:bottom;text-align:center;">26</td> </tr> <tr style="height:20px;"> <td style="border-bottom:1px solid #000000;border-left:1px solid #000000;overflow:hidden;padding:0px 3px 0px 3px;vertical-align:bottom;"></td> <td style="border-bottom:1px solid #000000;overflow:hidden;padding:0px 3px 0px 3px;vertical-align:bottom;"></td> <td data-sheets-value='{"1":2,"2":"Opal (O/O)"}' style="border-bottom:1px solid #000000;overflow:hidden;padding:0px 3px 0px 3px;vertical-align:bottom;">Opal (O/O)</td> <td data-sheets-numberformat='{"1":2,"2":"0.00","3":1}' data-sheets-value='{"1":3,"3":0.98}' style="border-bottom:1px solid #000000;overflow:hidden;padding:0px 3px 0px 3px;vertical-align:bottom;text-align:center;">0.98</td> <td data-sheets-numberformat='{"1":2,"2":"0","3":1}' data-sheets-value='{"1":3,"3":28.29}' style="border-bottom:1px solid #000000;overflow:hidden;padding:0px 3px 0px 3px;vertical-align:bottom;text-align:center;">28</td> <td data-sheets-numberformat='{"1":2,"2":"0","3":1}' data-sheets-value='{"1":3,"3":38.28}' style="border-bottom:1px solid #000000;overflow:hidden;padding:0px 3px 0px 3px;vertical-align:bottom;text-align:center;">38</td> <td data-sheets-value='{"1":3,"3":26}' style="border-right:1px solid #000000;border-bottom:1px solid #000000;overflow:hidden;padding:0px 3px 0px 3px;vertical-align:bottom;text-align:center;">26</td> </tr> <tr style="height:20px;"> <td data-sheets-value='{"1":2,"2":"Polycarbonate "}' style="border-left:1px solid #000000;overflow:hidden;padding:0px 3px 0px 3px;vertical-align:bottom;">Polycarbonate </td> <td data-sheets-value='{"1":2,"2":"EW"}' style="overflow:hidden;padding:0px 3px 0px 3px;vertical-align:bottom;">EW</td> <td data-sheets-value='{"1":2,"2":"Clear (A)"}' style="overflow:hidden;padding:0px 3px 0px 3px;vertical-align:bottom;">Clear (A)</td> <td data-sheets-numberformat='{"1":2,"2":"0.00","3":1}' data-sheets-value='{"1":3,"3":1.19}' style="overflow:hidden;padding:0px 3px 0px 3px;vertical-align:bottom;text-align:center;">1.19</td> <td data-sheets-numberformat='{"1":2,"2":"0","3":1}' data-sheets-value='{"1":3,"3":36.08}' style="overflow:hidden;padding:0px 3px 0px 3px;vertical-align:bottom;text-align:center;">36</td> <td data-sheets-numberformat='{"1":2,"2":"0","3":1}' data-sheets-value='{"1":3,"3":54.78}' style="overflow:hidden;padding:0px 3px 0px 3px;vertical-align:bottom;text-align:center;">55</td> <td data-sheets-value='{"1":3,"3":24}' style="border-right:1px solid #000000;overflow:hidden;padding:0px 3px 0px 3px;vertical-align:bottom;text-align:center;">24</td> </tr> <tr style="height:20px;"> <td data-sheets-value='{"1":2,"2":"PC"}' style="border-left:1px solid #000000;overflow:hidden;padding:0px 3px 0px 3px;vertical-align:bottom;">PC</td> <td style="overflow:hidden;padding:0px 3px 0px 3px;vertical-align:bottom;"></td> <td data-sheets-value='{"1":2,"2":"Opal (D)"}' style="overflow:hidden;padding:0px 3px 0px 3px;vertical-align:bottom;">Opal (D)</td> <td data-sheets-numberformat='{"1":2,"2":"0.00","3":1}' data-sheets-value='{"1":3,"3":1.19}' style="overflow:hidden;padding:0px 3px 0px 3px;vertical-align:bottom;text-align:center;">1.19</td> <td data-sheets-numberformat='{"1":2,"2":"0","3":1}' data-sheets-value='{"1":3,"3":23.779999999999998}' style="overflow:hidden;padding:0px 3px 0px 3px;vertical-align:bottom;text-align:center;">24</td> <td data-sheets-numberformat='{"1":2,"2":"0","3":1}' data-sheets-value='{"1":3,"3":39.6}' style="overflow:hidden;padding:0px 3px 0px 3px;vertical-align:bottom;text-align:center;">40</td> <td data-sheets-value='{"1":3,"3":24}' style="border-right:1px solid #000000;overflow:hidden;padding:0px 3px 0px 3px;vertical-align:bottom;text-align:center;">24</td> </tr> <tr style="height:20px;"> <td style="border-left:1px solid #000000;overflow:hidden;padding:0px 3px 0px 3px;vertical-align:bottom;"></td> <td data-sheets-value='{"1":2,"2":"DW"}' style="overflow:hidden;padding:0px 3px 0px 3px;vertical-align:bottom;">DW</td> <td data-sheets-value='{"1":2,"2":"Clear (A/H)"}' style="overflow:hidden;padding:0px 3px 0px 3px;vertical-align:bottom;">Clear (A/H)</td> <td data-sheets-numberformat='{"1":2,"2":"0.00","3":1}' data-sheets-value='{"1":3,"3":0.98}' style="overflow:hidden;padding:0px 3px 0px 3px;vertical-align:bottom;text-align:center;">0.98</td> <td data-sheets-numberformat='{"1":2,"2":"0","3":1}' data-sheets-value='{"1":3,"3":32.39}' style="overflow:hidden;padding:0px 3px 0px 3px;vertical-align:bottom;text-align:center;">32</td> <td data-sheets-numberformat='{"1":2,"2":"0","3":1}' data-sheets-value='{"1":3,"3":47.52}' style="overflow:hidden;padding:0px 3px 0px 3px;vertical-align:bottom;text-align:center;">48</td> <td data-sheets-value='{"1":3,"3":26}' style="border-right:1px solid #000000;overflow:hidden;padding:0px 3px 0px 3px;vertical-align:bottom;text-align:center;">26</td> </tr> <tr style="height:20px;"> <td style="border-left:1px solid #000000;overflow:hidden;padding:0px 3px 0px 3px;vertical-align:bottom;"></td> <td style="overflow:hidden;padding:0px 3px 0px 3px;vertical-align:bottom;"></td> <td data-sheets-value='{"1":2,"2":"Clear (A/A)"}' style="overflow:hidden;padding:0px 3px 0px 3px;vertical-align:bottom;">Clear (A/A)</td> <td data-sheets-numberformat='{"1":2,"2":"0.00","3":1}' data-sheets-value='{"1":3,"3":0.98}' style="overflow:hidden;padding:0px 3px 0px 3px;vertical-align:bottom;text-align:center;">0.98</td> <td data-sheets-numberformat='{"1":2,"2":"0","3":1}' data-sheets-value='{"1":3,"3":31.569999999999997}' style="overflow:hidden;padding:0px 3px 0px 3px;vertical-align:bottom;text-align:center;">32</td> <td data-sheets-numberformat='{"1":2,"2":"0","3":1}' data-sheets-value='{"1":3,"3":45.54}' style="overflow:hidden;padding:0px 3px 0px 3px;vertical-align:bottom;text-align:center;">46</td> <td data-sheets-value='{"1":3,"3":26}' style="border-right:1px solid #000000;overflow:hidden;padding:0px 3px 0px 3px;vertical-align:bottom;text-align:center;">26</td> </tr> <tr style="height:20px;"> <td style="border-left:1px solid #000000;overflow:hidden;padding:0px 3px 0px 3px;vertical-align:bottom;"></td> <td style="overflow:hidden;padding:0px 3px 0px 3px;vertical-align:bottom;"></td> <td data-sheets-value='{"1":2,"2":"Opal (A/O)"}' style="overflow:hidden;padding:0px 3px 0px 3px;vertical-align:bottom;">Opal (A/O)</td> <td data-sheets-numberformat='{"1":2,"2":"0.00","3":1}' data-sheets-value='{"1":3,"3":0.98}' style="overflow:hidden;padding:0px 3px 0px 3px;vertical-align:bottom;text-align:center;">0.98</td> <td data-sheets-numberformat='{"1":2,"2":"0","3":1}' data-sheets-value='{"1":3,"3":29.93}' style="overflow:hidden;padding:0px 3px 0px 3px;vertical-align:bottom;text-align:center;">30</td> <td data-sheets-numberformat='{"1":2,"2":"0","3":1}' data-sheets-value='{"1":3,"3":41.580000000000005}' style="overflow:hidden;padding:0px 3px 0px 3px;vertical-align:bottom;text-align:center;">42</td> <td data-sheets-value='{"1":3,"3":26}' style="border-right:1px solid #000000;overflow:hidden;padding:0px 3px 0px 3px;vertical-align:bottom;text-align:center;">26</td> </tr> <tr style="height:20px;"> <td style="border-bottom:1px solid #000000;border-left:1px solid #000000;overflow:hidden;padding:0px 3px 0px 3px;vertical-align:bottom;"></td> <td style="border-bottom:1px solid #000000;overflow:hidden;padding:0px 3px 0px 3px;vertical-align:bottom;"></td> <td data-sheets-value='{"1":2,"2":"Opal (A/D)"}' style="border-bottom:1px solid #000000;overflow:hidden;padding:0px 3px 0px 3px;vertical-align:bottom;">Opal (A/D)</td> <td data-sheets-numberformat='{"1":2,"2":"0.00","3":1}' data-sheets-value='{"1":3,"3":0.98}' style="border-bottom:1px solid #000000;overflow:hidden;padding:0px 3px 0px 3px;vertical-align:bottom;text-align:center;">0.98</td> <td data-sheets-numberformat='{"1":2,"2":"0","3":1}' data-sheets-value='{"1":3,"3":20.91}' style="border-bottom:1px solid #000000;overflow:hidden;padding:0px 3px 0px 3px;vertical-align:bottom;text-align:center;">21</td> <td data-sheets-numberformat='{"1":2,"2":"0","3":1}' data-sheets-value='{"1":3,"3":33}' style="border-bottom:1px solid #000000;overflow:hidden;padding:0px 3px 0px 3px;vertical-align:bottom;text-align:center;">33</td> <td data-sheets-value='{"1":3,"3":26}' style="border-right:1px solid #000000;border-bottom:1px solid #000000;overflow:hidden;padding:0px 3px 0px 3px;vertical-align:bottom;text-align:center;">26</td> </tr> <tr style="height:20px;"> <td data-sheets-value='{"1":2,"2":"Polycarbonate"}' style="border-left:1px solid #000000;overflow:hidden;padding:0px 3px 0px 3px;vertical-align:bottom;">Polycarbonate</td> <td data-sheets-value='{"1":2,"2":"EW"}' style="overflow:hidden;padding:0px 3px 0px 3px;vertical-align:bottom;">EW</td> <td data-sheets-value='{"1":2,"2":"Heatstop Opal (T)"}' style="overflow:hidden;padding:0px 3px 0px 3px;vertical-align:bottom;">Heatstop Opal (T)</td> <td data-sheets-numberformat='{"1":2,"2":"0.00","3":1}' data-sheets-value='{"1":3,"3":1.19}' style="overflow:hidden;padding:0px 3px 0px 3px;vertical-align:bottom;text-align:center;">1.19</td> <td data-sheets-numberformat='{"1":2,"2":"0","3":1}' data-sheets-value='{"1":3,"3":20.09}' style="overflow:hidden;padding:0px 3px 0px 3px;vertical-align:bottom;text-align:center;">20</td> <td data-sheets-numberformat='{"1":2,"2":"0","3":1}' data-sheets-value='{"1":3,"3":38.940000000000005}' style="overflow:hidden;padding:0px 3px 0px 3px;vertical-align:bottom;text-align:center;">39</td> <td data-sheets-value='{"1":3,"3":24}' style="border-right:1px solid #000000;overflow:hidden;padding:0px 3px 0px 3px;vertical-align:bottom;text-align:center;">24</td> </tr> <tr style="height:20px;"> <td data-sheets-value='{"1":2,"2":"Heatstop PC"}' style="border-left:1px solid #000000;overflow:hidden;padding:0px 3px 0px 3px;vertical-align:bottom;">Heatstop PC</td> <td data-sheets-value='{"1":2,"2":"DW"}' style="overflow:hidden;padding:0px 3px 0px 3px;vertical-align:bottom;">DW</td> <td data-sheets-value='{"1":2,"2":"Clear (T/H)"}' style="overflow:hidden;padding:0px 3px 0px 3px;vertical-align:bottom;">Clear (T/H)</td> <td data-sheets-numberformat='{"1":2,"2":"0.00","3":1}' data-sheets-value='{"1":3,"3":0.98}' style="overflow:hidden;padding:0px 3px 0px 3px;vertical-align:bottom;text-align:center;">0.98</td> <td data-sheets-numberformat='{"1":2,"2":"0","3":1}' data-sheets-value='{"1":3,"3":18.04}' style="overflow:hidden;padding:0px 3px 0px 3px;vertical-align:bottom;text-align:center;">18</td> <td data-sheets-numberformat='{"1":2,"2":"0","3":1}' data-sheets-value='{"1":3,"3":33.660000000000004}' style="overflow:hidden;padding:0px 3px 0px 3px;vertical-align:bottom;text-align:center;">34</td> <td data-sheets-value='{"1":3,"3":26}' style="border-right:1px solid #000000;overflow:hidden;padding:0px 3px 0px 3px;vertical-align:bottom;text-align:center;">26</td> </tr> <tr style="height:20px;"> <td style="border-bottom:1px solid #000000;border-left:1px solid #000000;overflow:hidden;padding:0px 3px 0px 3px;vertical-align:bottom;"></td> <td style="border-bottom:1px solid #000000;overflow:hidden;padding:0px 3px 0px 3px;vertical-align:bottom;"></td> <td data-sheets-value='{"1":2,"2":"Opal (T/O)"}' style="border-bottom:1px solid #000000;overflow:hidden;padding:0px 3px 0px 3px;vertical-align:bottom;">Opal (T/O)</td> <td data-sheets-numberformat='{"1":2,"2":"0.00","3":1}' data-sheets-value='{"1":3,"3":0.98}' style="border-bottom:1px solid #000000;overflow:hidden;padding:0px 3px 0px 3px;vertical-align:bottom;text-align:center;">0.98</td> <td data-sheets-numberformat='{"1":2,"2":"0","3":1}' data-sheets-value='{"1":3,"3":16.81}' style="border-bottom:1px solid #000000;overflow:hidden;padding:0px 3px 0px 3px;vertical-align:bottom;text-align:center;">17</td> <td data-sheets-numberformat='{"1":2,"2":"0","3":1}' data-sheets-value='{"1":3,"3":29.700000000000003}' style="border-bottom:1px solid #000000;overflow:hidden;padding:0px 3px 0px 3px;vertical-align:bottom;text-align:center;">30</td> <td data-sheets-value='{"1":3,"3":26}' style="border-right:1px solid #000000;border-bottom:1px solid #000000;overflow:hidden;padding:0px 3px 0px 3px;vertical-align:bottom;text-align:center;">26</td> </tr> </tbody></table> | skylux-160-ce-met-koepel-en-pvc-opstand-16-00-met-lm-motor-pvc-raam-type-ep25-en-windvang-1450-x-1700-mm | 8586027499853 | 46872339185997
Smoke and heat exhaust (SHEV) | SHE system | Skylux | Skylux 160° CE with skylight and PVC curb 16/00 with LM-actuator, PVC frame type EP25 and spoiler 1500 x 1500 mm |  | 50356 | 5412970503569 | 6070.6 | Yes | 30-45 | 103.32 | 1500 x 1500 mm | 1500 | 1500 |  | PVC 16/00 (16 cm high & roof opening = daylight size) | Square | 1.19 W/m²K - 0.98 W/m²K | 57% - 30% | 37% - 17% | 24dB - 26dB | 160° CE (for industry) | PVC frame EP25 | with spoiler | E | Single actuator | Maximum double-walled skylight possible for this product | Ut-value LT-value g-value Rw-value EN 1873 : 2014 EN ISO 13468 EN 16153 EN 410 EN 410 EN ISO 140-3 Material Walls Shells (W/m²K) (%) (%) (dB) Acrylic EW Clear (H) 1.19 37 57 24 PMMA Opal (O) 1.19 34 50 24 DW Clear (H/H) 0.98 33 50 26 Opal (O/O) 0.98 28 38 26 Polycarbonate EW Clear (A) 1.19 36 55 24 PC Opal (D) 1.19 24 40 24 DW Clear (A/H) 0.98 32 48 26 Clear (A/A) 0.98 32 46 26 Opal (A/O) 0.98 30 42 26 Opal (A/D) 0.98 21 33 26 Polycarbonate EW Heatstop Opal (T) 1.19 20 39 24 Heatstop PC DW Clear (T/H) 0.98 18 34 26 Opal (T/O) 0.98 17 30 26 | https://skylux.eu/en/products/skylux-160-ce-met-koepel-en-pvc-opstand-16-00-met-lm-motor-pvc-raam-type-ep25-en-windvang-1500-x-1500-mm | https://skylux.eu/cdn/shop/files/Skylux-160deg-CE-met-koepel-en-pvc-opstand-1600-met-LM-motor-pvc-raam-type-EP25-en-windvang-1500-x-1500-mm-RWA-systeem.jpg?v=1702980047&width=1600 | https://skylux.eu/cdn/shop/files/e5a82811-1bb0-48e4-a776-cacb59c7c092_4ac18fea-a6f4-43b9-8245-bea454ecd955.jpg?v=1688551038&width=1600 | //skylux.eu/cdn/shop/files/E_MH_Mounting_instructions_Skylux_160_CE_LM.pdf?v=12406716259046007223 | //skylux.eu/cdn/shop/files/E_TD_Technical_File_Skylux_Skylux_160_CE_Electric.pdf?v=3667116872303399239 | <style type="text/css" id="isPasted"><!--td {border: 1px solid #cccccc;}br {mso-data-placement:same-cell;}--></style><table border="1" cellpadding="0" cellspacing="0" dir="ltr" style="table-layout:fixed;font-size:10pt;font-family:Arial;border-collapse:collapse;border:none;"><tbody> <tr style="height:20px;"> <td style="overflow:hidden;padding:0px 3px 0px 3px;vertical-align:bottom;"></td> <td style="overflow:hidden;padding:0px 3px 0px 3px;vertical-align:bottom;"></td> <td style="overflow:hidden;padding:0px 3px 0px 3px;vertical-align:bottom;"></td> <td data-sheets-value='{"1":2,"2":"Ut-value"}' style="overflow:hidden;padding:0px 3px 0px 3px;vertical-align:bottom;font-weight:bold;text-align:center;">Ut-value</td> <td data-sheets-value='{"1":2,"2":"LT-value"}' style="overflow:hidden;padding:0px 3px 0px 3px;vertical-align:bottom;font-weight:bold;text-align:center;">LT-value</td> <td data-sheets-value='{"1":2,"2":"g-value"}' style="overflow:hidden;padding:0px 3px 0px 3px;vertical-align:bottom;font-weight:bold;text-align:center;">g-value</td> <td data-sheets-value='{"1":2,"2":"Rw-value "}' style="overflow:hidden;padding:0px 3px 0px 3px;vertical-align:bottom;font-weight:bold;text-align:center;">Rw-value </td> </tr> <tr style="height:20px;"> <td style="overflow:hidden;padding:0px 3px 0px 3px;vertical-align:bottom;"></td> <td style="overflow:hidden;padding:0px 3px 0px 3px;vertical-align:bottom;"></td> <td style="overflow:hidden;padding:0px 3px 0px 3px;vertical-align:bottom;"></td> <td data-sheets-numberformat='{"1":2,"2":"0.00","3":1}' data-sheets-value='{"1":2,"2":"EN 1873 : 2014"}' style="overflow:hidden;padding:0px 3px 0px 3px;vertical-align:bottom;text-align:center;">EN 1873 : 2014</td> <td data-sheets-numberformat='{"1":2,"2":"0","3":1}' data-sheets-value='{"1":2,"2":"EN ISO 13468 EN 16153 EN 410"}' style="overflow:hidden;padding:0px 3px 0px 3px;vertical-align:bottom;text-align:center;">EN ISO 13468 EN 16153 EN 410</td> <td data-sheets-numberformat='{"1":2,"2":"0","3":1}' data-sheets-value='{"1":2,"2":"EN 410"}' style="overflow:hidden;padding:0px 3px 0px 3px;vertical-align:bottom;text-align:center;">EN 410</td> <td data-sheets-value='{"1":2,"2":"EN ISO 140-3\t\t"}' style="overflow:hidden;padding:0px 3px 0px 3px;vertical-align:bottom;text-align:center;">EN ISO 140-3 </td> </tr> <tr style="height:20px;"> <td data-sheets-value='{"1":2,"2":"Material"}' style="border-bottom:1px solid #000000;overflow:hidden;padding:0px 3px 0px 3px;vertical-align:bottom;background-color:#000000;font-weight:bold;color:#ffffff;">Material</td> <td data-sheets-value='{"1":2,"2":"Walls"}' style="border-bottom:1px solid #000000;overflow:hidden;padding:0px 3px 0px 3px;vertical-align:bottom;background-color:#000000;font-weight:bold;color:#ffffff;">Walls</td> <td data-sheets-value='{"1":2,"2":"Shells"}' style="border-bottom:1px solid #000000;overflow:hidden;padding:0px 3px 0px 3px;vertical-align:bottom;background-color:#000000;font-weight:bold;color:#ffffff;">Shells</td> <td data-sheets-numberformat='{"1":2,"2":"0.00","3":1}' data-sheets-value='{"1":2,"2":"(W/m²K)\t"}' style="border-bottom:1px solid #000000;overflow:hidden;padding:0px 3px 0px 3px;vertical-align:bottom;background-color:#000000;font-weight:bold;color:#ffffff;text-align:center;">(W/m²K) </td> <td data-sheets-numberformat='{"1":2,"2":"0","3":1}' data-sheets-value='{"1":2,"2":"(%)"}' style="border-bottom:1px solid #000000;overflow:hidden;padding:0px 3px 0px 3px;vertical-align:bottom;background-color:#000000;font-weight:bold;color:#ffffff;text-align:center;">(%)</td> <td data-sheets-numberformat='{"1":2,"2":"0","3":1}' data-sheets-value='{"1":2,"2":"(%)"}' style="border-bottom:1px solid #000000;overflow:hidden;padding:0px 3px 0px 3px;vertical-align:bottom;background-color:#000000;font-weight:bold;color:#ffffff;text-align:center;">(%)</td> <td data-sheets-value='{"1":2,"2":"(dB)"}' style="border-bottom:1px solid #000000;overflow:hidden;padding:0px 3px 0px 3px;vertical-align:bottom;background-color:#000000;font-weight:bold;color:#ffffff;text-align:center;">(dB)</td> </tr> <tr style="height:20px;"> <td data-sheets-value='{"1":2,"2":"Acrylic"}' style="border-left:1px solid #000000;overflow:hidden;padding:0px 3px 0px 3px;vertical-align:bottom;">Acrylic</td> <td data-sheets-value='{"1":2,"2":"EW"}' style="overflow:hidden;padding:0px 3px 0px 3px;vertical-align:bottom;">EW</td> <td data-sheets-value='{"1":2,"2":"Clear (H)"}' style="overflow:hidden;padding:0px 3px 0px 3px;vertical-align:bottom;">Clear (H)</td> <td data-sheets-numberformat='{"1":2,"2":"0.00","3":1}' data-sheets-value='{"1":3,"3":1.19}' style="overflow:hidden;padding:0px 3px 0px 3px;vertical-align:bottom;text-align:center;">1.19</td> <td data-sheets-numberformat='{"1":2,"2":"0","3":1}' data-sheets-value='{"1":3,"3":36.9}' style="overflow:hidden;padding:0px 3px 0px 3px;vertical-align:bottom;text-align:center;">37</td> <td data-sheets-numberformat='{"1":2,"2":"0","3":1}' data-sheets-value='{"1":3,"3":57.42}' style="overflow:hidden;padding:0px 3px 0px 3px;vertical-align:bottom;text-align:center;">57</td> <td data-sheets-value='{"1":3,"3":24}' style="border-right:1px solid #000000;overflow:hidden;padding:0px 3px 0px 3px;vertical-align:bottom;text-align:center;">24</td> </tr> <tr style="height:20px;"> <td data-sheets-value='{"1":2,"2":"PMMA"}' style="border-left:1px solid #000000;overflow:hidden;padding:0px 3px 0px 3px;vertical-align:bottom;">PMMA</td> <td style="overflow:hidden;padding:0px 3px 0px 3px;vertical-align:bottom;"></td> <td data-sheets-value='{"1":2,"2":"Opal (O)"}' style="overflow:hidden;padding:0px 3px 0px 3px;vertical-align:bottom;">Opal (O)</td> <td data-sheets-numberformat='{"1":2,"2":"0.00","3":1}' data-sheets-value='{"1":3,"3":1.19}' style="overflow:hidden;padding:0px 3px 0px 3px;vertical-align:bottom;text-align:center;">1.19</td> <td data-sheets-numberformat='{"1":2,"2":"0","3":1}' data-sheets-value='{"1":3,"3":34.03}' style="overflow:hidden;padding:0px 3px 0px 3px;vertical-align:bottom;text-align:center;">34</td> <td data-sheets-numberformat='{"1":2,"2":"0","3":1}' data-sheets-value='{"1":3,"3":50.160000000000004}' style="overflow:hidden;padding:0px 3px 0px 3px;vertical-align:bottom;text-align:center;">50</td> <td data-sheets-value='{"1":3,"3":24}' style="border-right:1px solid #000000;overflow:hidden;padding:0px 3px 0px 3px;vertical-align:bottom;text-align:center;">24</td> </tr> <tr style="height:20px;"> <td style="border-left:1px solid #000000;overflow:hidden;padding:0px 3px 0px 3px;vertical-align:bottom;"></td> <td data-sheets-value='{"1":2,"2":"DW"}' style="overflow:hidden;padding:0px 3px 0px 3px;vertical-align:bottom;">DW</td> <td data-sheets-value='{"1":2,"2":"Clear (H/H)"}' style="overflow:hidden;padding:0px 3px 0px 3px;vertical-align:bottom;">Clear (H/H)</td> <td data-sheets-numberformat='{"1":2,"2":"0.00","3":1}' data-sheets-value='{"1":3,"3":0.98}' style="overflow:hidden;padding:0px 3px 0px 3px;vertical-align:bottom;text-align:center;">0.98</td> <td data-sheets-numberformat='{"1":2,"2":"0","3":1}' data-sheets-value='{"1":3,"3":33.21}' style="overflow:hidden;padding:0px 3px 0px 3px;vertical-align:bottom;text-align:center;">33</td> <td data-sheets-numberformat='{"1":2,"2":"0","3":1}' data-sheets-value='{"1":3,"3":49.5}' style="overflow:hidden;padding:0px 3px 0px 3px;vertical-align:bottom;text-align:center;">50</td> <td data-sheets-value='{"1":3,"3":26}' style="border-right:1px solid #000000;overflow:hidden;padding:0px 3px 0px 3px;vertical-align:bottom;text-align:center;">26</td> </tr> <tr style="height:20px;"> <td style="border-bottom:1px solid #000000;border-left:1px solid #000000;overflow:hidden;padding:0px 3px 0px 3px;vertical-align:bottom;"></td> <td style="border-bottom:1px solid #000000;overflow:hidden;padding:0px 3px 0px 3px;vertical-align:bottom;"></td> <td data-sheets-value='{"1":2,"2":"Opal (O/O)"}' style="border-bottom:1px solid #000000;overflow:hidden;padding:0px 3px 0px 3px;vertical-align:bottom;">Opal (O/O)</td> <td data-sheets-numberformat='{"1":2,"2":"0.00","3":1}' data-sheets-value='{"1":3,"3":0.98}' style="border-bottom:1px solid #000000;overflow:hidden;padding:0px 3px 0px 3px;vertical-align:bottom;text-align:center;">0.98</td> <td data-sheets-numberformat='{"1":2,"2":"0","3":1}' data-sheets-value='{"1":3,"3":28.29}' style="border-bottom:1px solid #000000;overflow:hidden;padding:0px 3px 0px 3px;vertical-align:bottom;text-align:center;">28</td> <td data-sheets-numberformat='{"1":2,"2":"0","3":1}' data-sheets-value='{"1":3,"3":38.28}' style="border-bottom:1px solid #000000;overflow:hidden;padding:0px 3px 0px 3px;vertical-align:bottom;text-align:center;">38</td> <td data-sheets-value='{"1":3,"3":26}' style="border-right:1px solid #000000;border-bottom:1px solid #000000;overflow:hidden;padding:0px 3px 0px 3px;vertical-align:bottom;text-align:center;">26</td> </tr> <tr style="height:20px;"> <td data-sheets-value='{"1":2,"2":"Polycarbonate "}' style="border-left:1px solid #000000;overflow:hidden;padding:0px 3px 0px 3px;vertical-align:bottom;">Polycarbonate </td> <td data-sheets-value='{"1":2,"2":"EW"}' style="overflow:hidden;padding:0px 3px 0px 3px;vertical-align:bottom;">EW</td> <td data-sheets-value='{"1":2,"2":"Clear (A)"}' style="overflow:hidden;padding:0px 3px 0px 3px;vertical-align:bottom;">Clear (A)</td> <td data-sheets-numberformat='{"1":2,"2":"0.00","3":1}' data-sheets-value='{"1":3,"3":1.19}' style="overflow:hidden;padding:0px 3px 0px 3px;vertical-align:bottom;text-align:center;">1.19</td> <td data-sheets-numberformat='{"1":2,"2":"0","3":1}' data-sheets-value='{"1":3,"3":36.08}' style="overflow:hidden;padding:0px 3px 0px 3px;vertical-align:bottom;text-align:center;">36</td> <td data-sheets-numberformat='{"1":2,"2":"0","3":1}' data-sheets-value='{"1":3,"3":54.78}' style="overflow:hidden;padding:0px 3px 0px 3px;vertical-align:bottom;text-align:center;">55</td> <td data-sheets-value='{"1":3,"3":24}' style="border-right:1px solid #000000;overflow:hidden;padding:0px 3px 0px 3px;vertical-align:bottom;text-align:center;">24</td> </tr> <tr style="height:20px;"> <td data-sheets-value='{"1":2,"2":"PC"}' style="border-left:1px solid #000000;overflow:hidden;padding:0px 3px 0px 3px;vertical-align:bottom;">PC</td> <td style="overflow:hidden;padding:0px 3px 0px 3px;vertical-align:bottom;"></td> <td data-sheets-value='{"1":2,"2":"Opal (D)"}' style="overflow:hidden;padding:0px 3px 0px 3px;vertical-align:bottom;">Opal (D)</td> <td data-sheets-numberformat='{"1":2,"2":"0.00","3":1}' data-sheets-value='{"1":3,"3":1.19}' style="overflow:hidden;padding:0px 3px 0px 3px;vertical-align:bottom;text-align:center;">1.19</td> <td data-sheets-numberformat='{"1":2,"2":"0","3":1}' data-sheets-value='{"1":3,"3":23.779999999999998}' style="overflow:hidden;padding:0px 3px 0px 3px;vertical-align:bottom;text-align:center;">24</td> <td data-sheets-numberformat='{"1":2,"2":"0","3":1}' data-sheets-value='{"1":3,"3":39.6}' style="overflow:hidden;padding:0px 3px 0px 3px;vertical-align:bottom;text-align:center;">40</td> <td data-sheets-value='{"1":3,"3":24}' style="border-right:1px solid #000000;overflow:hidden;padding:0px 3px 0px 3px;vertical-align:bottom;text-align:center;">24</td> </tr> <tr style="height:20px;"> <td style="border-left:1px solid #000000;overflow:hidden;padding:0px 3px 0px 3px;vertical-align:bottom;"></td> <td data-sheets-value='{"1":2,"2":"DW"}' style="overflow:hidden;padding:0px 3px 0px 3px;vertical-align:bottom;">DW</td> <td data-sheets-value='{"1":2,"2":"Clear (A/H)"}' style="overflow:hidden;padding:0px 3px 0px 3px;vertical-align:bottom;">Clear (A/H)</td> <td data-sheets-numberformat='{"1":2,"2":"0.00","3":1}' data-sheets-value='{"1":3,"3":0.98}' style="overflow:hidden;padding:0px 3px 0px 3px;vertical-align:bottom;text-align:center;">0.98</td> <td data-sheets-numberformat='{"1":2,"2":"0","3":1}' data-sheets-value='{"1":3,"3":32.39}' style="overflow:hidden;padding:0px 3px 0px 3px;vertical-align:bottom;text-align:center;">32</td> <td data-sheets-numberformat='{"1":2,"2":"0","3":1}' data-sheets-value='{"1":3,"3":47.52}' style="overflow:hidden;padding:0px 3px 0px 3px;vertical-align:bottom;text-align:center;">48</td> <td data-sheets-value='{"1":3,"3":26}' style="border-right:1px solid #000000;overflow:hidden;padding:0px 3px 0px 3px;vertical-align:bottom;text-align:center;">26</td> </tr> <tr style="height:20px;"> <td style="border-left:1px solid #000000;overflow:hidden;padding:0px 3px 0px 3px;vertical-align:bottom;"></td> <td style="overflow:hidden;padding:0px 3px 0px 3px;vertical-align:bottom;"></td> <td data-sheets-value='{"1":2,"2":"Clear (A/A)"}' style="overflow:hidden;padding:0px 3px 0px 3px;vertical-align:bottom;">Clear (A/A)</td> <td data-sheets-numberformat='{"1":2,"2":"0.00","3":1}' data-sheets-value='{"1":3,"3":0.98}' style="overflow:hidden;padding:0px 3px 0px 3px;vertical-align:bottom;text-align:center;">0.98</td> <td data-sheets-numberformat='{"1":2,"2":"0","3":1}' data-sheets-value='{"1":3,"3":31.569999999999997}' style="overflow:hidden;padding:0px 3px 0px 3px;vertical-align:bottom;text-align:center;">32</td> <td data-sheets-numberformat='{"1":2,"2":"0","3":1}' data-sheets-value='{"1":3,"3":45.54}' style="overflow:hidden;padding:0px 3px 0px 3px;vertical-align:bottom;text-align:center;">46</td> <td data-sheets-value='{"1":3,"3":26}' style="border-right:1px solid #000000;overflow:hidden;padding:0px 3px 0px 3px;vertical-align:bottom;text-align:center;">26</td> </tr> <tr style="height:20px;"> <td style="border-left:1px solid #000000;overflow:hidden;padding:0px 3px 0px 3px;vertical-align:bottom;"></td> <td style="overflow:hidden;padding:0px 3px 0px 3px;vertical-align:bottom;"></td> <td data-sheets-value='{"1":2,"2":"Opal (A/O)"}' style="overflow:hidden;padding:0px 3px 0px 3px;vertical-align:bottom;">Opal (A/O)</td> <td data-sheets-numberformat='{"1":2,"2":"0.00","3":1}' data-sheets-value='{"1":3,"3":0.98}' style="overflow:hidden;padding:0px 3px 0px 3px;vertical-align:bottom;text-align:center;">0.98</td> <td data-sheets-numberformat='{"1":2,"2":"0","3":1}' data-sheets-value='{"1":3,"3":29.93}' style="overflow:hidden;padding:0px 3px 0px 3px;vertical-align:bottom;text-align:center;">30</td> <td data-sheets-numberformat='{"1":2,"2":"0","3":1}' data-sheets-value='{"1":3,"3":41.580000000000005}' style="overflow:hidden;padding:0px 3px 0px 3px;vertical-align:bottom;text-align:center;">42</td> <td data-sheets-value='{"1":3,"3":26}' style="border-right:1px solid #000000;overflow:hidden;padding:0px 3px 0px 3px;vertical-align:bottom;text-align:center;">26</td> </tr> <tr style="height:20px;"> <td style="border-bottom:1px solid #000000;border-left:1px solid #000000;overflow:hidden;padding:0px 3px 0px 3px;vertical-align:bottom;"></td> <td style="border-bottom:1px solid #000000;overflow:hidden;padding:0px 3px 0px 3px;vertical-align:bottom;"></td> <td data-sheets-value='{"1":2,"2":"Opal (A/D)"}' style="border-bottom:1px solid #000000;overflow:hidden;padding:0px 3px 0px 3px;vertical-align:bottom;">Opal (A/D)</td> <td data-sheets-numberformat='{"1":2,"2":"0.00","3":1}' data-sheets-value='{"1":3,"3":0.98}' style="border-bottom:1px solid #000000;overflow:hidden;padding:0px 3px 0px 3px;vertical-align:bottom;text-align:center;">0.98</td> <td data-sheets-numberformat='{"1":2,"2":"0","3":1}' data-sheets-value='{"1":3,"3":20.91}' style="border-bottom:1px solid #000000;overflow:hidden;padding:0px 3px 0px 3px;vertical-align:bottom;text-align:center;">21</td> <td data-sheets-numberformat='{"1":2,"2":"0","3":1}' data-sheets-value='{"1":3,"3":33}' style="border-bottom:1px solid #000000;overflow:hidden;padding:0px 3px 0px 3px;vertical-align:bottom;text-align:center;">33</td> <td data-sheets-value='{"1":3,"3":26}' style="border-right:1px solid #000000;border-bottom:1px solid #000000;overflow:hidden;padding:0px 3px 0px 3px;vertical-align:bottom;text-align:center;">26</td> </tr> <tr style="height:20px;"> <td data-sheets-value='{"1":2,"2":"Polycarbonate"}' style="border-left:1px solid #000000;overflow:hidden;padding:0px 3px 0px 3px;vertical-align:bottom;">Polycarbonate</td> <td data-sheets-value='{"1":2,"2":"EW"}' style="overflow:hidden;padding:0px 3px 0px 3px;vertical-align:bottom;">EW</td> <td data-sheets-value='{"1":2,"2":"Heatstop Opal (T)"}' style="overflow:hidden;padding:0px 3px 0px 3px;vertical-align:bottom;">Heatstop Opal (T)</td> <td data-sheets-numberformat='{"1":2,"2":"0.00","3":1}' data-sheets-value='{"1":3,"3":1.19}' style="overflow:hidden;padding:0px 3px 0px 3px;vertical-align:bottom;text-align:center;">1.19</td> <td data-sheets-numberformat='{"1":2,"2":"0","3":1}' data-sheets-value='{"1":3,"3":20.09}' style="overflow:hidden;padding:0px 3px 0px 3px;vertical-align:bottom;text-align:center;">20</td> <td data-sheets-numberformat='{"1":2,"2":"0","3":1}' data-sheets-value='{"1":3,"3":38.940000000000005}' style="overflow:hidden;padding:0px 3px 0px 3px;vertical-align:bottom;text-align:center;">39</td> <td data-sheets-value='{"1":3,"3":24}' style="border-right:1px solid #000000;overflow:hidden;padding:0px 3px 0px 3px;vertical-align:bottom;text-align:center;">24</td> </tr> <tr style="height:20px;"> <td data-sheets-value='{"1":2,"2":"Heatstop PC"}' style="border-left:1px solid #000000;overflow:hidden;padding:0px 3px 0px 3px;vertical-align:bottom;">Heatstop PC</td> <td data-sheets-value='{"1":2,"2":"DW"}' style="overflow:hidden;padding:0px 3px 0px 3px;vertical-align:bottom;">DW</td> <td data-sheets-value='{"1":2,"2":"Clear (T/H)"}' style="overflow:hidden;padding:0px 3px 0px 3px;vertical-align:bottom;">Clear (T/H)</td> <td data-sheets-numberformat='{"1":2,"2":"0.00","3":1}' data-sheets-value='{"1":3,"3":0.98}' style="overflow:hidden;padding:0px 3px 0px 3px;vertical-align:bottom;text-align:center;">0.98</td> <td data-sheets-numberformat='{"1":2,"2":"0","3":1}' data-sheets-value='{"1":3,"3":18.04}' style="overflow:hidden;padding:0px 3px 0px 3px;vertical-align:bottom;text-align:center;">18</td> <td data-sheets-numberformat='{"1":2,"2":"0","3":1}' data-sheets-value='{"1":3,"3":33.660000000000004}' style="overflow:hidden;padding:0px 3px 0px 3px;vertical-align:bottom;text-align:center;">34</td> <td data-sheets-value='{"1":3,"3":26}' style="border-right:1px solid #000000;overflow:hidden;padding:0px 3px 0px 3px;vertical-align:bottom;text-align:center;">26</td> </tr> <tr style="height:20px;"> <td style="border-bottom:1px solid #000000;border-left:1px solid #000000;overflow:hidden;padding:0px 3px 0px 3px;vertical-align:bottom;"></td> <td style="border-bottom:1px solid #000000;overflow:hidden;padding:0px 3px 0px 3px;vertical-align:bottom;"></td> <td data-sheets-value='{"1":2,"2":"Opal (T/O)"}' style="border-bottom:1px solid #000000;overflow:hidden;padding:0px 3px 0px 3px;vertical-align:bottom;">Opal (T/O)</td> <td data-sheets-numberformat='{"1":2,"2":"0.00","3":1}' data-sheets-value='{"1":3,"3":0.98}' style="border-bottom:1px solid #000000;overflow:hidden;padding:0px 3px 0px 3px;vertical-align:bottom;text-align:center;">0.98</td> <td data-sheets-numberformat='{"1":2,"2":"0","3":1}' data-sheets-value='{"1":3,"3":16.81}' style="border-bottom:1px solid #000000;overflow:hidden;padding:0px 3px 0px 3px;vertical-align:bottom;text-align:center;">17</td> <td data-sheets-numberformat='{"1":2,"2":"0","3":1}' data-sheets-value='{"1":3,"3":29.700000000000003}' style="border-bottom:1px solid #000000;overflow:hidden;padding:0px 3px 0px 3px;vertical-align:bottom;text-align:center;">30</td> <td data-sheets-value='{"1":3,"3":26}' style="border-right:1px solid #000000;border-bottom:1px solid #000000;overflow:hidden;padding:0px 3px 0px 3px;vertical-align:bottom;text-align:center;">26</td> </tr> </tbody></table> | skylux-160-ce-met-koepel-en-pvc-opstand-16-00-met-lm-motor-pvc-raam-type-ep25-en-windvang-1500-x-1500-mm | 8586027565389 | 46872339284301
Smoke and heat exhaust (SHEV) | SHE system | Skylux | Skylux 160° CE with skylight and PVC curb 16/00 with LM-actuator, PVC frame type EP25 and spoiler 1550 x 1550 mm |  | 50357 | 5412970503576 | 6321.05 | Yes | 30-45 | 107.28 | 1550 x 1550 mm | 1550 | 1550 |  | PVC 16/00 (16 cm high & roof opening = daylight size) | Square | 1.19 W/m²K - 0.98 W/m²K | 57% - 30% | 37% - 17% | 24dB - 26dB | 160° CE (for industry) | PVC frame EP25 | with spoiler | E | Single actuator | Maximum double-walled skylight possible for this product | Ut-value LT-value g-value Rw-value EN 1873 : 2014 EN ISO 13468 EN 16153 EN 410 EN 410 EN ISO 140-3 Material Walls Shells (W/m²K) (%) (%) (dB) Acrylic EW Clear (H) 1.19 37 57 24 PMMA Opal (O) 1.19 34 50 24 DW Clear (H/H) 0.98 33 50 26 Opal (O/O) 0.98 28 38 26 Polycarbonate EW Clear (A) 1.19 36 55 24 PC Opal (D) 1.19 24 40 24 DW Clear (A/H) 0.98 32 48 26 Clear (A/A) 0.98 32 46 26 Opal (A/O) 0.98 30 42 26 Opal (A/D) 0.98 21 33 26 Polycarbonate EW Heatstop Opal (T) 1.19 20 39 24 Heatstop PC DW Clear (T/H) 0.98 18 34 26 Opal (T/O) 0.98 17 30 26 | https://skylux.eu/en/products/skylux-160-ce-met-koepel-en-pvc-opstand-16-00-met-lm-motor-pvc-raam-type-ep25-en-windvang-1550-x-1550-mm | https://skylux.eu/cdn/shop/files/Skylux-160deg-CE-met-koepel-en-pvc-opstand-1600-met-LM-motor-pvc-raam-type-EP25-en-windvang-1550-x-1550-mm-RWA-systeem.jpg?v=1702980052&width=1600 | https://skylux.eu/cdn/shop/files/e5a82811-1bb0-48e4-a776-cacb59c7c092_d755a7a3-f286-4cc3-9f85-4f504f9f45b3.jpg?v=1688551039&width=1600 | //skylux.eu/cdn/shop/files/E_MH_Mounting_instructions_Skylux_160_CE_LM.pdf?v=12406716259046007223 | //skylux.eu/cdn/shop/files/E_TD_Technical_File_Skylux_Skylux_160_CE_Electric.pdf?v=3667116872303399239 | <style type="text/css" id="isPasted"><!--td {border: 1px solid #cccccc;}br {mso-data-placement:same-cell;}--></style><table border="1" cellpadding="0" cellspacing="0" dir="ltr" style="table-layout:fixed;font-size:10pt;font-family:Arial;border-collapse:collapse;border:none;"><tbody> <tr style="height:20px;"> <td style="overflow:hidden;padding:0px 3px 0px 3px;vertical-align:bottom;"></td> <td style="overflow:hidden;padding:0px 3px 0px 3px;vertical-align:bottom;"></td> <td style="overflow:hidden;padding:0px 3px 0px 3px;vertical-align:bottom;"></td> <td data-sheets-value='{"1":2,"2":"Ut-value"}' style="overflow:hidden;padding:0px 3px 0px 3px;vertical-align:bottom;font-weight:bold;text-align:center;">Ut-value</td> <td data-sheets-value='{"1":2,"2":"LT-value"}' style="overflow:hidden;padding:0px 3px 0px 3px;vertical-align:bottom;font-weight:bold;text-align:center;">LT-value</td> <td data-sheets-value='{"1":2,"2":"g-value"}' style="overflow:hidden;padding:0px 3px 0px 3px;vertical-align:bottom;font-weight:bold;text-align:center;">g-value</td> <td data-sheets-value='{"1":2,"2":"Rw-value "}' style="overflow:hidden;padding:0px 3px 0px 3px;vertical-align:bottom;font-weight:bold;text-align:center;">Rw-value </td> </tr> <tr style="height:20px;"> <td style="overflow:hidden;padding:0px 3px 0px 3px;vertical-align:bottom;"></td> <td style="overflow:hidden;padding:0px 3px 0px 3px;vertical-align:bottom;"></td> <td style="overflow:hidden;padding:0px 3px 0px 3px;vertical-align:bottom;"></td> <td data-sheets-numberformat='{"1":2,"2":"0.00","3":1}' data-sheets-value='{"1":2,"2":"EN 1873 : 2014"}' style="overflow:hidden;padding:0px 3px 0px 3px;vertical-align:bottom;text-align:center;">EN 1873 : 2014</td> <td data-sheets-numberformat='{"1":2,"2":"0","3":1}' data-sheets-value='{"1":2,"2":"EN ISO 13468 EN 16153 EN 410"}' style="overflow:hidden;padding:0px 3px 0px 3px;vertical-align:bottom;text-align:center;">EN ISO 13468 EN 16153 EN 410</td> <td data-sheets-numberformat='{"1":2,"2":"0","3":1}' data-sheets-value='{"1":2,"2":"EN 410"}' style="overflow:hidden;padding:0px 3px 0px 3px;vertical-align:bottom;text-align:center;">EN 410</td> <td data-sheets-value='{"1":2,"2":"EN ISO 140-3\t\t"}' style="overflow:hidden;padding:0px 3px 0px 3px;vertical-align:bottom;text-align:center;">EN ISO 140-3 </td> </tr> <tr style="height:20px;"> <td data-sheets-value='{"1":2,"2":"Material"}' style="border-bottom:1px solid #000000;overflow:hidden;padding:0px 3px 0px 3px;vertical-align:bottom;background-color:#000000;font-weight:bold;color:#ffffff;">Material</td> <td data-sheets-value='{"1":2,"2":"Walls"}' style="border-bottom:1px solid #000000;overflow:hidden;padding:0px 3px 0px 3px;vertical-align:bottom;background-color:#000000;font-weight:bold;color:#ffffff;">Walls</td> <td data-sheets-value='{"1":2,"2":"Shells"}' style="border-bottom:1px solid #000000;overflow:hidden;padding:0px 3px 0px 3px;vertical-align:bottom;background-color:#000000;font-weight:bold;color:#ffffff;">Shells</td> <td data-sheets-numberformat='{"1":2,"2":"0.00","3":1}' data-sheets-value='{"1":2,"2":"(W/m²K)\t"}' style="border-bottom:1px solid #000000;overflow:hidden;padding:0px 3px 0px 3px;vertical-align:bottom;background-color:#000000;font-weight:bold;color:#ffffff;text-align:center;">(W/m²K) </td> <td data-sheets-numberformat='{"1":2,"2":"0","3":1}' data-sheets-value='{"1":2,"2":"(%)"}' style="border-bottom:1px solid #000000;overflow:hidden;padding:0px 3px 0px 3px;vertical-align:bottom;background-color:#000000;font-weight:bold;color:#ffffff;text-align:center;">(%)</td> <td data-sheets-numberformat='{"1":2,"2":"0","3":1}' data-sheets-value='{"1":2,"2":"(%)"}' style="border-bottom:1px solid #000000;overflow:hidden;padding:0px 3px 0px 3px;vertical-align:bottom;background-color:#000000;font-weight:bold;color:#ffffff;text-align:center;">(%)</td> <td data-sheets-value='{"1":2,"2":"(dB)"}' style="border-bottom:1px solid #000000;overflow:hidden;padding:0px 3px 0px 3px;vertical-align:bottom;background-color:#000000;font-weight:bold;color:#ffffff;text-align:center;">(dB)</td> </tr> <tr style="height:20px;"> <td data-sheets-value='{"1":2,"2":"Acrylic"}' style="border-left:1px solid #000000;overflow:hidden;padding:0px 3px 0px 3px;vertical-align:bottom;">Acrylic</td> <td data-sheets-value='{"1":2,"2":"EW"}' style="overflow:hidden;padding:0px 3px 0px 3px;vertical-align:bottom;">EW</td> <td data-sheets-value='{"1":2,"2":"Clear (H)"}' style="overflow:hidden;padding:0px 3px 0px 3px;vertical-align:bottom;">Clear (H)</td> <td data-sheets-numberformat='{"1":2,"2":"0.00","3":1}' data-sheets-value='{"1":3,"3":1.19}' style="overflow:hidden;padding:0px 3px 0px 3px;vertical-align:bottom;text-align:center;">1.19</td> <td data-sheets-numberformat='{"1":2,"2":"0","3":1}' data-sheets-value='{"1":3,"3":36.9}' style="overflow:hidden;padding:0px 3px 0px 3px;vertical-align:bottom;text-align:center;">37</td> <td data-sheets-numberformat='{"1":2,"2":"0","3":1}' data-sheets-value='{"1":3,"3":57.42}' style="overflow:hidden;padding:0px 3px 0px 3px;vertical-align:bottom;text-align:center;">57</td> <td data-sheets-value='{"1":3,"3":24}' style="border-right:1px solid #000000;overflow:hidden;padding:0px 3px 0px 3px;vertical-align:bottom;text-align:center;">24</td> </tr> <tr style="height:20px;"> <td data-sheets-value='{"1":2,"2":"PMMA"}' style="border-left:1px solid #000000;overflow:hidden;padding:0px 3px 0px 3px;vertical-align:bottom;">PMMA</td> <td style="overflow:hidden;padding:0px 3px 0px 3px;vertical-align:bottom;"></td> <td data-sheets-value='{"1":2,"2":"Opal (O)"}' style="overflow:hidden;padding:0px 3px 0px 3px;vertical-align:bottom;">Opal (O)</td> <td data-sheets-numberformat='{"1":2,"2":"0.00","3":1}' data-sheets-value='{"1":3,"3":1.19}' style="overflow:hidden;padding:0px 3px 0px 3px;vertical-align:bottom;text-align:center;">1.19</td> <td data-sheets-numberformat='{"1":2,"2":"0","3":1}' data-sheets-value='{"1":3,"3":34.03}' style="overflow:hidden;padding:0px 3px 0px 3px;vertical-align:bottom;text-align:center;">34</td> <td data-sheets-numberformat='{"1":2,"2":"0","3":1}' data-sheets-value='{"1":3,"3":50.160000000000004}' style="overflow:hidden;padding:0px 3px 0px 3px;vertical-align:bottom;text-align:center;">50</td> <td data-sheets-value='{"1":3,"3":24}' style="border-right:1px solid #000000;overflow:hidden;padding:0px 3px 0px 3px;vertical-align:bottom;text-align:center;">24</td> </tr> <tr style="height:20px;"> <td style="border-left:1px solid #000000;overflow:hidden;padding:0px 3px 0px 3px;vertical-align:bottom;"></td> <td data-sheets-value='{"1":2,"2":"DW"}' style="overflow:hidden;padding:0px 3px 0px 3px;vertical-align:bottom;">DW</td> <td data-sheets-value='{"1":2,"2":"Clear (H/H)"}' style="overflow:hidden;padding:0px 3px 0px 3px;vertical-align:bottom;">Clear (H/H)</td> <td data-sheets-numberformat='{"1":2,"2":"0.00","3":1}' data-sheets-value='{"1":3,"3":0.98}' style="overflow:hidden;padding:0px 3px 0px 3px;vertical-align:bottom;text-align:center;">0.98</td> <td data-sheets-numberformat='{"1":2,"2":"0","3":1}' data-sheets-value='{"1":3,"3":33.21}' style="overflow:hidden;padding:0px 3px 0px 3px;vertical-align:bottom;text-align:center;">33</td> <td data-sheets-numberformat='{"1":2,"2":"0","3":1}' data-sheets-value='{"1":3,"3":49.5}' style="overflow:hidden;padding:0px 3px 0px 3px;vertical-align:bottom;text-align:center;">50</td> <td data-sheets-value='{"1":3,"3":26}' style="border-right:1px solid #000000;overflow:hidden;padding:0px 3px 0px 3px;vertical-align:bottom;text-align:center;">26</td> </tr> <tr style="height:20px;"> <td style="border-bottom:1px solid #000000;border-left:1px solid #000000;overflow:hidden;padding:0px 3px 0px 3px;vertical-align:bottom;"></td> <td style="border-bottom:1px solid #000000;overflow:hidden;padding:0px 3px 0px 3px;vertical-align:bottom;"></td> <td data-sheets-value='{"1":2,"2":"Opal (O/O)"}' style="border-bottom:1px solid #000000;overflow:hidden;padding:0px 3px 0px 3px;vertical-align:bottom;">Opal (O/O)</td> <td data-sheets-numberformat='{"1":2,"2":"0.00","3":1}' data-sheets-value='{"1":3,"3":0.98}' style="border-bottom:1px solid #000000;overflow:hidden;padding:0px 3px 0px 3px;vertical-align:bottom;text-align:center;">0.98</td> <td data-sheets-numberformat='{"1":2,"2":"0","3":1}' data-sheets-value='{"1":3,"3":28.29}' style="border-bottom:1px solid #000000;overflow:hidden;padding:0px 3px 0px 3px;vertical-align:bottom;text-align:center;">28</td> <td data-sheets-numberformat='{"1":2,"2":"0","3":1}' data-sheets-value='{"1":3,"3":38.28}' style="border-bottom:1px solid #000000;overflow:hidden;padding:0px 3px 0px 3px;vertical-align:bottom;text-align:center;">38</td> <td data-sheets-value='{"1":3,"3":26}' style="border-right:1px solid #000000;border-bottom:1px solid #000000;overflow:hidden;padding:0px 3px 0px 3px;vertical-align:bottom;text-align:center;">26</td> </tr> <tr style="height:20px;"> <td data-sheets-value='{"1":2,"2":"Polycarbonate "}' style="border-left:1px solid #000000;overflow:hidden;padding:0px 3px 0px 3px;vertical-align:bottom;">Polycarbonate </td> <td data-sheets-value='{"1":2,"2":"EW"}' style="overflow:hidden;padding:0px 3px 0px 3px;vertical-align:bottom;">EW</td> <td data-sheets-value='{"1":2,"2":"Clear (A)"}' style="overflow:hidden;padding:0px 3px 0px 3px;vertical-align:bottom;">Clear (A)</td> <td data-sheets-numberformat='{"1":2,"2":"0.00","3":1}' data-sheets-value='{"1":3,"3":1.19}' style="overflow:hidden;padding:0px 3px 0px 3px;vertical-align:bottom;text-align:center;">1.19</td> <td data-sheets-numberformat='{"1":2,"2":"0","3":1}' data-sheets-value='{"1":3,"3":36.08}' style="overflow:hidden;padding:0px 3px 0px 3px;vertical-align:bottom;text-align:center;">36</td> <td data-sheets-numberformat='{"1":2,"2":"0","3":1}' data-sheets-value='{"1":3,"3":54.78}' style="overflow:hidden;padding:0px 3px 0px 3px;vertical-align:bottom;text-align:center;">55</td> <td data-sheets-value='{"1":3,"3":24}' style="border-right:1px solid #000000;overflow:hidden;padding:0px 3px 0px 3px;vertical-align:bottom;text-align:center;">24</td> </tr> <tr style="height:20px;"> <td data-sheets-value='{"1":2,"2":"PC"}' style="border-left:1px solid #000000;overflow:hidden;padding:0px 3px 0px 3px;vertical-align:bottom;">PC</td> <td style="overflow:hidden;padding:0px 3px 0px 3px;vertical-align:bottom;"></td> <td data-sheets-value='{"1":2,"2":"Opal (D)"}' style="overflow:hidden;padding:0px 3px 0px 3px;vertical-align:bottom;">Opal (D)</td> <td data-sheets-numberformat='{"1":2,"2":"0.00","3":1}' data-sheets-value='{"1":3,"3":1.19}' style="overflow:hidden;padding:0px 3px 0px 3px;vertical-align:bottom;text-align:center;">1.19</td> <td data-sheets-numberformat='{"1":2,"2":"0","3":1}' data-sheets-value='{"1":3,"3":23.779999999999998}' style="overflow:hidden;padding:0px 3px 0px 3px;vertical-align:bottom;text-align:center;">24</td> <td data-sheets-numberformat='{"1":2,"2":"0","3":1}' data-sheets-value='{"1":3,"3":39.6}' style="overflow:hidden;padding:0px 3px 0px 3px;vertical-align:bottom;text-align:center;">40</td> <td data-sheets-value='{"1":3,"3":24}' style="border-right:1px solid #000000;overflow:hidden;padding:0px 3px 0px 3px;vertical-align:bottom;text-align:center;">24</td> </tr> <tr style="height:20px;"> <td style="border-left:1px solid #000000;overflow:hidden;padding:0px 3px 0px 3px;vertical-align:bottom;"></td> <td data-sheets-value='{"1":2,"2":"DW"}' style="overflow:hidden;padding:0px 3px 0px 3px;vertical-align:bottom;">DW</td> <td data-sheets-value='{"1":2,"2":"Clear (A/H)"}' style="overflow:hidden;padding:0px 3px 0px 3px;vertical-align:bottom;">Clear (A/H)</td> <td data-sheets-numberformat='{"1":2,"2":"0.00","3":1}' data-sheets-value='{"1":3,"3":0.98}' style="overflow:hidden;padding:0px 3px 0px 3px;vertical-align:bottom;text-align:center;">0.98</td> <td data-sheets-numberformat='{"1":2,"2":"0","3":1}' data-sheets-value='{"1":3,"3":32.39}' style="overflow:hidden;padding:0px 3px 0px 3px;vertical-align:bottom;text-align:center;">32</td> <td data-sheets-numberformat='{"1":2,"2":"0","3":1}' data-sheets-value='{"1":3,"3":47.52}' style="overflow:hidden;padding:0px 3px 0px 3px;vertical-align:bottom;text-align:center;">48</td> <td data-sheets-value='{"1":3,"3":26}' style="border-right:1px solid #000000;overflow:hidden;padding:0px 3px 0px 3px;vertical-align:bottom;text-align:center;">26</td> </tr> <tr style="height:20px;"> <td style="border-left:1px solid #000000;overflow:hidden;padding:0px 3px 0px 3px;vertical-align:bottom;"></td> <td style="overflow:hidden;padding:0px 3px 0px 3px;vertical-align:bottom;"></td> <td data-sheets-value='{"1":2,"2":"Clear (A/A)"}' style="overflow:hidden;padding:0px 3px 0px 3px;vertical-align:bottom;">Clear (A/A)</td> <td data-sheets-numberformat='{"1":2,"2":"0.00","3":1}' data-sheets-value='{"1":3,"3":0.98}' style="overflow:hidden;padding:0px 3px 0px 3px;vertical-align:bottom;text-align:center;">0.98</td> <td data-sheets-numberformat='{"1":2,"2":"0","3":1}' data-sheets-value='{"1":3,"3":31.569999999999997}' style="overflow:hidden;padding:0px 3px 0px 3px;vertical-align:bottom;text-align:center;">32</td> <td data-sheets-numberformat='{"1":2,"2":"0","3":1}' data-sheets-value='{"1":3,"3":45.54}' style="overflow:hidden;padding:0px 3px 0px 3px;vertical-align:bottom;text-align:center;">46</td> <td data-sheets-value='{"1":3,"3":26}' style="border-right:1px solid #000000;overflow:hidden;padding:0px 3px 0px 3px;vertical-align:bottom;text-align:center;">26</td> </tr> <tr style="height:20px;"> <td style="border-left:1px solid #000000;overflow:hidden;padding:0px 3px 0px 3px;vertical-align:bottom;"></td> <td style="overflow:hidden;padding:0px 3px 0px 3px;vertical-align:bottom;"></td> <td data-sheets-value='{"1":2,"2":"Opal (A/O)"}' style="overflow:hidden;padding:0px 3px 0px 3px;vertical-align:bottom;">Opal (A/O)</td> <td data-sheets-numberformat='{"1":2,"2":"0.00","3":1}' data-sheets-value='{"1":3,"3":0.98}' style="overflow:hidden;padding:0px 3px 0px 3px;vertical-align:bottom;text-align:center;">0.98</td> <td data-sheets-numberformat='{"1":2,"2":"0","3":1}' data-sheets-value='{"1":3,"3":29.93}' style="overflow:hidden;padding:0px 3px 0px 3px;vertical-align:bottom;text-align:center;">30</td> <td data-sheets-numberformat='{"1":2,"2":"0","3":1}' data-sheets-value='{"1":3,"3":41.580000000000005}' style="overflow:hidden;padding:0px 3px 0px 3px;vertical-align:bottom;text-align:center;">42</td> <td data-sheets-value='{"1":3,"3":26}' style="border-right:1px solid #000000;overflow:hidden;padding:0px 3px 0px 3px;vertical-align:bottom;text-align:center;">26</td> </tr> <tr style="height:20px;"> <td style="border-bottom:1px solid #000000;border-left:1px solid #000000;overflow:hidden;padding:0px 3px 0px 3px;vertical-align:bottom;"></td> <td style="border-bottom:1px solid #000000;overflow:hidden;padding:0px 3px 0px 3px;vertical-align:bottom;"></td> <td data-sheets-value='{"1":2,"2":"Opal (A/D)"}' style="border-bottom:1px solid #000000;overflow:hidden;padding:0px 3px 0px 3px;vertical-align:bottom;">Opal (A/D)</td> <td data-sheets-numberformat='{"1":2,"2":"0.00","3":1}' data-sheets-value='{"1":3,"3":0.98}' style="border-bottom:1px solid #000000;overflow:hidden;padding:0px 3px 0px 3px;vertical-align:bottom;text-align:center;">0.98</td> <td data-sheets-numberformat='{"1":2,"2":"0","3":1}' data-sheets-value='{"1":3,"3":20.91}' style="border-bottom:1px solid #000000;overflow:hidden;padding:0px 3px 0px 3px;vertical-align:bottom;text-align:center;">21</td> <td data-sheets-numberformat='{"1":2,"2":"0","3":1}' data-sheets-value='{"1":3,"3":33}' style="border-bottom:1px solid #000000;overflow:hidden;padding:0px 3px 0px 3px;vertical-align:bottom;text-align:center;">33</td> <td data-sheets-value='{"1":3,"3":26}' style="border-right:1px solid #000000;border-bottom:1px solid #000000;overflow:hidden;padding:0px 3px 0px 3px;vertical-align:bottom;text-align:center;">26</td> </tr> <tr style="height:20px;"> <td data-sheets-value='{"1":2,"2":"Polycarbonate"}' style="border-left:1px solid #000000;overflow:hidden;padding:0px 3px 0px 3px;vertical-align:bottom;">Polycarbonate</td> <td data-sheets-value='{"1":2,"2":"EW"}' style="overflow:hidden;padding:0px 3px 0px 3px;vertical-align:bottom;">EW</td> <td data-sheets-value='{"1":2,"2":"Heatstop Opal (T)"}' style="overflow:hidden;padding:0px 3px 0px 3px;vertical-align:bottom;">Heatstop Opal (T)</td> <td data-sheets-numberformat='{"1":2,"2":"0.00","3":1}' data-sheets-value='{"1":3,"3":1.19}' style="overflow:hidden;padding:0px 3px 0px 3px;vertical-align:bottom;text-align:center;">1.19</td> <td data-sheets-numberformat='{"1":2,"2":"0","3":1}' data-sheets-value='{"1":3,"3":20.09}' style="overflow:hidden;padding:0px 3px 0px 3px;vertical-align:bottom;text-align:center;">20</td> <td data-sheets-numberformat='{"1":2,"2":"0","3":1}' data-sheets-value='{"1":3,"3":38.940000000000005}' style="overflow:hidden;padding:0px 3px 0px 3px;vertical-align:bottom;text-align:center;">39</td> <td data-sheets-value='{"1":3,"3":24}' style="border-right:1px solid #000000;overflow:hidden;padding:0px 3px 0px 3px;vertical-align:bottom;text-align:center;">24</td> </tr> <tr style="height:20px;"> <td data-sheets-value='{"1":2,"2":"Heatstop PC"}' style="border-left:1px solid #000000;overflow:hidden;padding:0px 3px 0px 3px;vertical-align:bottom;">Heatstop PC</td> <td data-sheets-value='{"1":2,"2":"DW"}' style="overflow:hidden;padding:0px 3px 0px 3px;vertical-align:bottom;">DW</td> <td data-sheets-value='{"1":2,"2":"Clear (T/H)"}' style="overflow:hidden;padding:0px 3px 0px 3px;vertical-align:bottom;">Clear (T/H)</td> <td data-sheets-numberformat='{"1":2,"2":"0.00","3":1}' data-sheets-value='{"1":3,"3":0.98}' style="overflow:hidden;padding:0px 3px 0px 3px;vertical-align:bottom;text-align:center;">0.98</td> <td data-sheets-numberformat='{"1":2,"2":"0","3":1}' data-sheets-value='{"1":3,"3":18.04}' style="overflow:hidden;padding:0px 3px 0px 3px;vertical-align:bottom;text-align:center;">18</td> <td data-sheets-numberformat='{"1":2,"2":"0","3":1}' data-sheets-value='{"1":3,"3":33.660000000000004}' style="overflow:hidden;padding:0px 3px 0px 3px;vertical-align:bottom;text-align:center;">34</td> <td data-sheets-value='{"1":3,"3":26}' style="border-right:1px solid #000000;overflow:hidden;padding:0px 3px 0px 3px;vertical-align:bottom;text-align:center;">26</td> </tr> <tr style="height:20px;"> <td style="border-bottom:1px solid #000000;border-left:1px solid #000000;overflow:hidden;padding:0px 3px 0px 3px;vertical-align:bottom;"></td> <td style="border-bottom:1px solid #000000;overflow:hidden;padding:0px 3px 0px 3px;vertical-align:bottom;"></td> <td data-sheets-value='{"1":2,"2":"Opal (T/O)"}' style="border-bottom:1px solid #000000;overflow:hidden;padding:0px 3px 0px 3px;vertical-align:bottom;">Opal (T/O)</td> <td data-sheets-numberformat='{"1":2,"2":"0.00","3":1}' data-sheets-value='{"1":3,"3":0.98}' style="border-bottom:1px solid #000000;overflow:hidden;padding:0px 3px 0px 3px;vertical-align:bottom;text-align:center;">0.98</td> <td data-sheets-numberformat='{"1":2,"2":"0","3":1}' data-sheets-value='{"1":3,"3":16.81}' style="border-bottom:1px solid #000000;overflow:hidden;padding:0px 3px 0px 3px;vertical-align:bottom;text-align:center;">17</td> <td data-sheets-numberformat='{"1":2,"2":"0","3":1}' data-sheets-value='{"1":3,"3":29.700000000000003}' style="border-bottom:1px solid #000000;overflow:hidden;padding:0px 3px 0px 3px;vertical-align:bottom;text-align:center;">30</td> <td data-sheets-value='{"1":3,"3":26}' style="border-right:1px solid #000000;border-bottom:1px solid #000000;overflow:hidden;padding:0px 3px 0px 3px;vertical-align:bottom;text-align:center;">26</td> </tr> </tbody></table> | skylux-160-ce-met-koepel-en-pvc-opstand-16-00-met-lm-motor-pvc-raam-type-ep25-en-windvang-1550-x-1550-mm | 8586027598157 | 46872339317069
Smoke and heat exhaust (SHEV) | SHE system | Skylux | Skylux 160° CE with skylight and PVC curb 16/00 with LM-actuator, PVC frame type EP25 and spoiler 1600 x 1600 mm |  | 50358 | 5412970503583 | 6380.35 | Yes | 30-45 | 108.72 | 1600 x 1600 mm | 1600 | 1600 |  | PVC 16/00 (16 cm high & roof opening = daylight size) | Square | 1.19 W/m²K - 0.98 W/m²K | 57% - 30% | 37% - 17% | 24dB - 26dB | 160° CE (for industry) | PVC frame EP25 | with spoiler | E | Single actuator | Maximum double-walled skylight possible for this product | Ut-value LT-value g-value Rw-value EN 1873 : 2014 EN ISO 13468 EN 16153 EN 410 EN 410 EN ISO 140-3 Material Walls Shells (W/m²K) (%) (%) (dB) Acrylic EW Clear (H) 1.19 37 57 24 PMMA Opal (O) 1.19 34 50 24 DW Clear (H/H) 0.98 33 50 26 Opal (O/O) 0.98 28 38 26 Polycarbonate EW Clear (A) 1.19 36 55 24 PC Opal (D) 1.19 24 40 24 DW Clear (A/H) 0.98 32 48 26 Clear (A/A) 0.98 32 46 26 Opal (A/O) 0.98 30 42 26 Opal (A/D) 0.98 21 33 26 Polycarbonate EW Heatstop Opal (T) 1.19 20 39 24 Heatstop PC DW Clear (T/H) 0.98 18 34 26 Opal (T/O) 0.98 17 30 26 | https://skylux.eu/en/products/skylux-160-ce-met-koepel-en-pvc-opstand-16-00-met-lm-motor-pvc-raam-type-ep25-en-windvang-1600-x-1600-mm | https://skylux.eu/cdn/shop/files/Skylux-160deg-CE-met-koepel-en-pvc-opstand-1600-met-LM-motor-pvc-raam-type-EP25-en-windvang-1600-x-1600-mm-RWA-systeem.jpg?v=1702980057&width=1600 | https://skylux.eu/cdn/shop/files/e5a82811-1bb0-48e4-a776-cacb59c7c092_e229a22d-b850-4a66-a0f4-51a7ac9c790d.jpg?v=1688551040&width=1600 | //skylux.eu/cdn/shop/files/E_MH_Mounting_instructions_Skylux_160_CE_LM.pdf?v=12406716259046007223 | //skylux.eu/cdn/shop/files/E_TD_Technical_File_Skylux_Skylux_160_CE_Electric.pdf?v=3667116872303399239 | <style type="text/css" id="isPasted"><!--td {border: 1px solid #cccccc;}br {mso-data-placement:same-cell;}--></style><table border="1" cellpadding="0" cellspacing="0" dir="ltr" style="table-layout:fixed;font-size:10pt;font-family:Arial;border-collapse:collapse;border:none;"><tbody> <tr style="height:20px;"> <td style="overflow:hidden;padding:0px 3px 0px 3px;vertical-align:bottom;"></td> <td style="overflow:hidden;padding:0px 3px 0px 3px;vertical-align:bottom;"></td> <td style="overflow:hidden;padding:0px 3px 0px 3px;vertical-align:bottom;"></td> <td data-sheets-value='{"1":2,"2":"Ut-value"}' style="overflow:hidden;padding:0px 3px 0px 3px;vertical-align:bottom;font-weight:bold;text-align:center;">Ut-value</td> <td data-sheets-value='{"1":2,"2":"LT-value"}' style="overflow:hidden;padding:0px 3px 0px 3px;vertical-align:bottom;font-weight:bold;text-align:center;">LT-value</td> <td data-sheets-value='{"1":2,"2":"g-value"}' style="overflow:hidden;padding:0px 3px 0px 3px;vertical-align:bottom;font-weight:bold;text-align:center;">g-value</td> <td data-sheets-value='{"1":2,"2":"Rw-value "}' style="overflow:hidden;padding:0px 3px 0px 3px;vertical-align:bottom;font-weight:bold;text-align:center;">Rw-value </td> </tr> <tr style="height:20px;"> <td style="overflow:hidden;padding:0px 3px 0px 3px;vertical-align:bottom;"></td> <td style="overflow:hidden;padding:0px 3px 0px 3px;vertical-align:bottom;"></td> <td style="overflow:hidden;padding:0px 3px 0px 3px;vertical-align:bottom;"></td> <td data-sheets-numberformat='{"1":2,"2":"0.00","3":1}' data-sheets-value='{"1":2,"2":"EN 1873 : 2014"}' style="overflow:hidden;padding:0px 3px 0px 3px;vertical-align:bottom;text-align:center;">EN 1873 : 2014</td> <td data-sheets-numberformat='{"1":2,"2":"0","3":1}' data-sheets-value='{"1":2,"2":"EN ISO 13468 EN 16153 EN 410"}' style="overflow:hidden;padding:0px 3px 0px 3px;vertical-align:bottom;text-align:center;">EN ISO 13468 EN 16153 EN 410</td> <td data-sheets-numberformat='{"1":2,"2":"0","3":1}' data-sheets-value='{"1":2,"2":"EN 410"}' style="overflow:hidden;padding:0px 3px 0px 3px;vertical-align:bottom;text-align:center;">EN 410</td> <td data-sheets-value='{"1":2,"2":"EN ISO 140-3\t\t"}' style="overflow:hidden;padding:0px 3px 0px 3px;vertical-align:bottom;text-align:center;">EN ISO 140-3 </td> </tr> <tr style="height:20px;"> <td data-sheets-value='{"1":2,"2":"Material"}' style="border-bottom:1px solid #000000;overflow:hidden;padding:0px 3px 0px 3px;vertical-align:bottom;background-color:#000000;font-weight:bold;color:#ffffff;">Material</td> <td data-sheets-value='{"1":2,"2":"Walls"}' style="border-bottom:1px solid #000000;overflow:hidden;padding:0px 3px 0px 3px;vertical-align:bottom;background-color:#000000;font-weight:bold;color:#ffffff;">Walls</td> <td data-sheets-value='{"1":2,"2":"Shells"}' style="border-bottom:1px solid #000000;overflow:hidden;padding:0px 3px 0px 3px;vertical-align:bottom;background-color:#000000;font-weight:bold;color:#ffffff;">Shells</td> <td data-sheets-numberformat='{"1":2,"2":"0.00","3":1}' data-sheets-value='{"1":2,"2":"(W/m²K)\t"}' style="border-bottom:1px solid #000000;overflow:hidden;padding:0px 3px 0px 3px;vertical-align:bottom;background-color:#000000;font-weight:bold;color:#ffffff;text-align:center;">(W/m²K) </td> <td data-sheets-numberformat='{"1":2,"2":"0","3":1}' data-sheets-value='{"1":2,"2":"(%)"}' style="border-bottom:1px solid #000000;overflow:hidden;padding:0px 3px 0px 3px;vertical-align:bottom;background-color:#000000;font-weight:bold;color:#ffffff;text-align:center;">(%)</td> <td data-sheets-numberformat='{"1":2,"2":"0","3":1}' data-sheets-value='{"1":2,"2":"(%)"}' style="border-bottom:1px solid #000000;overflow:hidden;padding:0px 3px 0px 3px;vertical-align:bottom;background-color:#000000;font-weight:bold;color:#ffffff;text-align:center;">(%)</td> <td data-sheets-value='{"1":2,"2":"(dB)"}' style="border-bottom:1px solid #000000;overflow:hidden;padding:0px 3px 0px 3px;vertical-align:bottom;background-color:#000000;font-weight:bold;color:#ffffff;text-align:center;">(dB)</td> </tr> <tr style="height:20px;"> <td data-sheets-value='{"1":2,"2":"Acrylic"}' style="border-left:1px solid #000000;overflow:hidden;padding:0px 3px 0px 3px;vertical-align:bottom;">Acrylic</td> <td data-sheets-value='{"1":2,"2":"EW"}' style="overflow:hidden;padding:0px 3px 0px 3px;vertical-align:bottom;">EW</td> <td data-sheets-value='{"1":2,"2":"Clear (H)"}' style="overflow:hidden;padding:0px 3px 0px 3px;vertical-align:bottom;">Clear (H)</td> <td data-sheets-numberformat='{"1":2,"2":"0.00","3":1}' data-sheets-value='{"1":3,"3":1.19}' style="overflow:hidden;padding:0px 3px 0px 3px;vertical-align:bottom;text-align:center;">1.19</td> <td data-sheets-numberformat='{"1":2,"2":"0","3":1}' data-sheets-value='{"1":3,"3":36.9}' style="overflow:hidden;padding:0px 3px 0px 3px;vertical-align:bottom;text-align:center;">37</td> <td data-sheets-numberformat='{"1":2,"2":"0","3":1}' data-sheets-value='{"1":3,"3":57.42}' style="overflow:hidden;padding:0px 3px 0px 3px;vertical-align:bottom;text-align:center;">57</td> <td data-sheets-value='{"1":3,"3":24}' style="border-right:1px solid #000000;overflow:hidden;padding:0px 3px 0px 3px;vertical-align:bottom;text-align:center;">24</td> </tr> <tr style="height:20px;"> <td data-sheets-value='{"1":2,"2":"PMMA"}' style="border-left:1px solid #000000;overflow:hidden;padding:0px 3px 0px 3px;vertical-align:bottom;">PMMA</td> <td style="overflow:hidden;padding:0px 3px 0px 3px;vertical-align:bottom;"></td> <td data-sheets-value='{"1":2,"2":"Opal (O)"}' style="overflow:hidden;padding:0px 3px 0px 3px;vertical-align:bottom;">Opal (O)</td> <td data-sheets-numberformat='{"1":2,"2":"0.00","3":1}' data-sheets-value='{"1":3,"3":1.19}' style="overflow:hidden;padding:0px 3px 0px 3px;vertical-align:bottom;text-align:center;">1.19</td> <td data-sheets-numberformat='{"1":2,"2":"0","3":1}' data-sheets-value='{"1":3,"3":34.03}' style="overflow:hidden;padding:0px 3px 0px 3px;vertical-align:bottom;text-align:center;">34</td> <td data-sheets-numberformat='{"1":2,"2":"0","3":1}' data-sheets-value='{"1":3,"3":50.160000000000004}' style="overflow:hidden;padding:0px 3px 0px 3px;vertical-align:bottom;text-align:center;">50</td> <td data-sheets-value='{"1":3,"3":24}' style="border-right:1px solid #000000;overflow:hidden;padding:0px 3px 0px 3px;vertical-align:bottom;text-align:center;">24</td> </tr> <tr style="height:20px;"> <td style="border-left:1px solid #000000;overflow:hidden;padding:0px 3px 0px 3px;vertical-align:bottom;"></td> <td data-sheets-value='{"1":2,"2":"DW"}' style="overflow:hidden;padding:0px 3px 0px 3px;vertical-align:bottom;">DW</td> <td data-sheets-value='{"1":2,"2":"Clear (H/H)"}' style="overflow:hidden;padding:0px 3px 0px 3px;vertical-align:bottom;">Clear (H/H)</td> <td data-sheets-numberformat='{"1":2,"2":"0.00","3":1}' data-sheets-value='{"1":3,"3":0.98}' style="overflow:hidden;padding:0px 3px 0px 3px;vertical-align:bottom;text-align:center;">0.98</td> <td data-sheets-numberformat='{"1":2,"2":"0","3":1}' data-sheets-value='{"1":3,"3":33.21}' style="overflow:hidden;padding:0px 3px 0px 3px;vertical-align:bottom;text-align:center;">33</td> <td data-sheets-numberformat='{"1":2,"2":"0","3":1}' data-sheets-value='{"1":3,"3":49.5}' style="overflow:hidden;padding:0px 3px 0px 3px;vertical-align:bottom;text-align:center;">50</td> <td data-sheets-value='{"1":3,"3":26}' style="border-right:1px solid #000000;overflow:hidden;padding:0px 3px 0px 3px;vertical-align:bottom;text-align:center;">26</td> </tr> <tr style="height:20px;"> <td style="border-bottom:1px solid #000000;border-left:1px solid #000000;overflow:hidden;padding:0px 3px 0px 3px;vertical-align:bottom;"></td> <td style="border-bottom:1px solid #000000;overflow:hidden;padding:0px 3px 0px 3px;vertical-align:bottom;"></td> <td data-sheets-value='{"1":2,"2":"Opal (O/O)"}' style="border-bottom:1px solid #000000;overflow:hidden;padding:0px 3px 0px 3px;vertical-align:bottom;">Opal (O/O)</td> <td data-sheets-numberformat='{"1":2,"2":"0.00","3":1}' data-sheets-value='{"1":3,"3":0.98}' style="border-bottom:1px solid #000000;overflow:hidden;padding:0px 3px 0px 3px;vertical-align:bottom;text-align:center;">0.98</td> <td data-sheets-numberformat='{"1":2,"2":"0","3":1}' data-sheets-value='{"1":3,"3":28.29}' style="border-bottom:1px solid #000000;overflow:hidden;padding:0px 3px 0px 3px;vertical-align:bottom;text-align:center;">28</td> <td data-sheets-numberformat='{"1":2,"2":"0","3":1}' data-sheets-value='{"1":3,"3":38.28}' style="border-bottom:1px solid #000000;overflow:hidden;padding:0px 3px 0px 3px;vertical-align:bottom;text-align:center;">38</td> <td data-sheets-value='{"1":3,"3":26}' style="border-right:1px solid #000000;border-bottom:1px solid #000000;overflow:hidden;padding:0px 3px 0px 3px;vertical-align:bottom;text-align:center;">26</td> </tr> <tr style="height:20px;"> <td data-sheets-value='{"1":2,"2":"Polycarbonate "}' style="border-left:1px solid #000000;overflow:hidden;padding:0px 3px 0px 3px;vertical-align:bottom;">Polycarbonate </td> <td data-sheets-value='{"1":2,"2":"EW"}' style="overflow:hidden;padding:0px 3px 0px 3px;vertical-align:bottom;">EW</td> <td data-sheets-value='{"1":2,"2":"Clear (A)"}' style="overflow:hidden;padding:0px 3px 0px 3px;vertical-align:bottom;">Clear (A)</td> <td data-sheets-numberformat='{"1":2,"2":"0.00","3":1}' data-sheets-value='{"1":3,"3":1.19}' style="overflow:hidden;padding:0px 3px 0px 3px;vertical-align:bottom;text-align:center;">1.19</td> <td data-sheets-numberformat='{"1":2,"2":"0","3":1}' data-sheets-value='{"1":3,"3":36.08}' style="overflow:hidden;padding:0px 3px 0px 3px;vertical-align:bottom;text-align:center;">36</td> <td data-sheets-numberformat='{"1":2,"2":"0","3":1}' data-sheets-value='{"1":3,"3":54.78}' style="overflow:hidden;padding:0px 3px 0px 3px;vertical-align:bottom;text-align:center;">55</td> <td data-sheets-value='{"1":3,"3":24}' style="border-right:1px solid #000000;overflow:hidden;padding:0px 3px 0px 3px;vertical-align:bottom;text-align:center;">24</td> </tr> <tr style="height:20px;"> <td data-sheets-value='{"1":2,"2":"PC"}' style="border-left:1px solid #000000;overflow:hidden;padding:0px 3px 0px 3px;vertical-align:bottom;">PC</td> <td style="overflow:hidden;padding:0px 3px 0px 3px;vertical-align:bottom;"></td> <td data-sheets-value='{"1":2,"2":"Opal (D)"}' style="overflow:hidden;padding:0px 3px 0px 3px;vertical-align:bottom;">Opal (D)</td> <td data-sheets-numberformat='{"1":2,"2":"0.00","3":1}' data-sheets-value='{"1":3,"3":1.19}' style="overflow:hidden;padding:0px 3px 0px 3px;vertical-align:bottom;text-align:center;">1.19</td> <td data-sheets-numberformat='{"1":2,"2":"0","3":1}' data-sheets-value='{"1":3,"3":23.779999999999998}' style="overflow:hidden;padding:0px 3px 0px 3px;vertical-align:bottom;text-align:center;">24</td> <td data-sheets-numberformat='{"1":2,"2":"0","3":1}' data-sheets-value='{"1":3,"3":39.6}' style="overflow:hidden;padding:0px 3px 0px 3px;vertical-align:bottom;text-align:center;">40</td> <td data-sheets-value='{"1":3,"3":24}' style="border-right:1px solid #000000;overflow:hidden;padding:0px 3px 0px 3px;vertical-align:bottom;text-align:center;">24</td> </tr> <tr style="height:20px;"> <td style="border-left:1px solid #000000;overflow:hidden;padding:0px 3px 0px 3px;vertical-align:bottom;"></td> <td data-sheets-value='{"1":2,"2":"DW"}' style="overflow:hidden;padding:0px 3px 0px 3px;vertical-align:bottom;">DW</td> <td data-sheets-value='{"1":2,"2":"Clear (A/H)"}' style="overflow:hidden;padding:0px 3px 0px 3px;vertical-align:bottom;">Clear (A/H)</td> <td data-sheets-numberformat='{"1":2,"2":"0.00","3":1}' data-sheets-value='{"1":3,"3":0.98}' style="overflow:hidden;padding:0px 3px 0px 3px;vertical-align:bottom;text-align:center;">0.98</td> <td data-sheets-numberformat='{"1":2,"2":"0","3":1}' data-sheets-value='{"1":3,"3":32.39}' style="overflow:hidden;padding:0px 3px 0px 3px;vertical-align:bottom;text-align:center;">32</td> <td data-sheets-numberformat='{"1":2,"2":"0","3":1}' data-sheets-value='{"1":3,"3":47.52}' style="overflow:hidden;padding:0px 3px 0px 3px;vertical-align:bottom;text-align:center;">48</td> <td data-sheets-value='{"1":3,"3":26}' style="border-right:1px solid #000000;overflow:hidden;padding:0px 3px 0px 3px;vertical-align:bottom;text-align:center;">26</td> </tr> <tr style="height:20px;"> <td style="border-left:1px solid #000000;overflow:hidden;padding:0px 3px 0px 3px;vertical-align:bottom;"></td> <td style="overflow:hidden;padding:0px 3px 0px 3px;vertical-align:bottom;"></td> <td data-sheets-value='{"1":2,"2":"Clear (A/A)"}' style="overflow:hidden;padding:0px 3px 0px 3px;vertical-align:bottom;">Clear (A/A)</td> <td data-sheets-numberformat='{"1":2,"2":"0.00","3":1}' data-sheets-value='{"1":3,"3":0.98}' style="overflow:hidden;padding:0px 3px 0px 3px;vertical-align:bottom;text-align:center;">0.98</td> <td data-sheets-numberformat='{"1":2,"2":"0","3":1}' data-sheets-value='{"1":3,"3":31.569999999999997}' style="overflow:hidden;padding:0px 3px 0px 3px;vertical-align:bottom;text-align:center;">32</td> <td data-sheets-numberformat='{"1":2,"2":"0","3":1}' data-sheets-value='{"1":3,"3":45.54}' style="overflow:hidden;padding:0px 3px 0px 3px;vertical-align:bottom;text-align:center;">46</td> <td data-sheets-value='{"1":3,"3":26}' style="border-right:1px solid #000000;overflow:hidden;padding:0px 3px 0px 3px;vertical-align:bottom;text-align:center;">26</td> </tr> <tr style="height:20px;"> <td style="border-left:1px solid #000000;overflow:hidden;padding:0px 3px 0px 3px;vertical-align:bottom;"></td> <td style="overflow:hidden;padding:0px 3px 0px 3px;vertical-align:bottom;"></td> <td data-sheets-value='{"1":2,"2":"Opal (A/O)"}' style="overflow:hidden;padding:0px 3px 0px 3px;vertical-align:bottom;">Opal (A/O)</td> <td data-sheets-numberformat='{"1":2,"2":"0.00","3":1}' data-sheets-value='{"1":3,"3":0.98}' style="overflow:hidden;padding:0px 3px 0px 3px;vertical-align:bottom;text-align:center;">0.98</td> <td data-sheets-numberformat='{"1":2,"2":"0","3":1}' data-sheets-value='{"1":3,"3":29.93}' style="overflow:hidden;padding:0px 3px 0px 3px;vertical-align:bottom;text-align:center;">30</td> <td data-sheets-numberformat='{"1":2,"2":"0","3":1}' data-sheets-value='{"1":3,"3":41.580000000000005}' style="overflow:hidden;padding:0px 3px 0px 3px;vertical-align:bottom;text-align:center;">42</td> <td data-sheets-value='{"1":3,"3":26}' style="border-right:1px solid #000000;overflow:hidden;padding:0px 3px 0px 3px;vertical-align:bottom;text-align:center;">26</td> </tr> <tr style="height:20px;"> <td style="border-bottom:1px solid #000000;border-left:1px solid #000000;overflow:hidden;padding:0px 3px 0px 3px;vertical-align:bottom;"></td> <td style="border-bottom:1px solid #000000;overflow:hidden;padding:0px 3px 0px 3px;vertical-align:bottom;"></td> <td data-sheets-value='{"1":2,"2":"Opal (A/D)"}' style="border-bottom:1px solid #000000;overflow:hidden;padding:0px 3px 0px 3px;vertical-align:bottom;">Opal (A/D)</td> <td data-sheets-numberformat='{"1":2,"2":"0.00","3":1}' data-sheets-value='{"1":3,"3":0.98}' style="border-bottom:1px solid #000000;overflow:hidden;padding:0px 3px 0px 3px;vertical-align:bottom;text-align:center;">0.98</td> <td data-sheets-numberformat='{"1":2,"2":"0","3":1}' data-sheets-value='{"1":3,"3":20.91}' style="border-bottom:1px solid #000000;overflow:hidden;padding:0px 3px 0px 3px;vertical-align:bottom;text-align:center;">21</td> <td data-sheets-numberformat='{"1":2,"2":"0","3":1}' data-sheets-value='{"1":3,"3":33}' style="border-bottom:1px solid #000000;overflow:hidden;padding:0px 3px 0px 3px;vertical-align:bottom;text-align:center;">33</td> <td data-sheets-value='{"1":3,"3":26}' style="border-right:1px solid #000000;border-bottom:1px solid #000000;overflow:hidden;padding:0px 3px 0px 3px;vertical-align:bottom;text-align:center;">26</td> </tr> <tr style="height:20px;"> <td data-sheets-value='{"1":2,"2":"Polycarbonate"}' style="border-left:1px solid #000000;overflow:hidden;padding:0px 3px 0px 3px;vertical-align:bottom;">Polycarbonate</td> <td data-sheets-value='{"1":2,"2":"EW"}' style="overflow:hidden;padding:0px 3px 0px 3px;vertical-align:bottom;">EW</td> <td data-sheets-value='{"1":2,"2":"Heatstop Opal (T)"}' style="overflow:hidden;padding:0px 3px 0px 3px;vertical-align:bottom;">Heatstop Opal (T)</td> <td data-sheets-numberformat='{"1":2,"2":"0.00","3":1}' data-sheets-value='{"1":3,"3":1.19}' style="overflow:hidden;padding:0px 3px 0px 3px;vertical-align:bottom;text-align:center;">1.19</td> <td data-sheets-numberformat='{"1":2,"2":"0","3":1}' data-sheets-value='{"1":3,"3":20.09}' style="overflow:hidden;padding:0px 3px 0px 3px;vertical-align:bottom;text-align:center;">20</td> <td data-sheets-numberformat='{"1":2,"2":"0","3":1}' data-sheets-value='{"1":3,"3":38.940000000000005}' style="overflow:hidden;padding:0px 3px 0px 3px;vertical-align:bottom;text-align:center;">39</td> <td data-sheets-value='{"1":3,"3":24}' style="border-right:1px solid #000000;overflow:hidden;padding:0px 3px 0px 3px;vertical-align:bottom;text-align:center;">24</td> </tr> <tr style="height:20px;"> <td data-sheets-value='{"1":2,"2":"Heatstop PC"}' style="border-left:1px solid #000000;overflow:hidden;padding:0px 3px 0px 3px;vertical-align:bottom;">Heatstop PC</td> <td data-sheets-value='{"1":2,"2":"DW"}' style="overflow:hidden;padding:0px 3px 0px 3px;vertical-align:bottom;">DW</td> <td data-sheets-value='{"1":2,"2":"Clear (T/H)"}' style="overflow:hidden;padding:0px 3px 0px 3px;vertical-align:bottom;">Clear (T/H)</td> <td data-sheets-numberformat='{"1":2,"2":"0.00","3":1}' data-sheets-value='{"1":3,"3":0.98}' style="overflow:hidden;padding:0px 3px 0px 3px;vertical-align:bottom;text-align:center;">0.98</td> <td data-sheets-numberformat='{"1":2,"2":"0","3":1}' data-sheets-value='{"1":3,"3":18.04}' style="overflow:hidden;padding:0px 3px 0px 3px;vertical-align:bottom;text-align:center;">18</td> <td data-sheets-numberformat='{"1":2,"2":"0","3":1}' data-sheets-value='{"1":3,"3":33.660000000000004}' style="overflow:hidden;padding:0px 3px 0px 3px;vertical-align:bottom;text-align:center;">34</td> <td data-sheets-value='{"1":3,"3":26}' style="border-right:1px solid #000000;overflow:hidden;padding:0px 3px 0px 3px;vertical-align:bottom;text-align:center;">26</td> </tr> <tr style="height:20px;"> <td style="border-bottom:1px solid #000000;border-left:1px solid #000000;overflow:hidden;padding:0px 3px 0px 3px;vertical-align:bottom;"></td> <td style="border-bottom:1px solid #000000;overflow:hidden;padding:0px 3px 0px 3px;vertical-align:bottom;"></td> <td data-sheets-value='{"1":2,"2":"Opal (T/O)"}' style="border-bottom:1px solid #000000;overflow:hidden;padding:0px 3px 0px 3px;vertical-align:bottom;">Opal (T/O)</td> <td data-sheets-numberformat='{"1":2,"2":"0.00","3":1}' data-sheets-value='{"1":3,"3":0.98}' style="border-bottom:1px solid #000000;overflow:hidden;padding:0px 3px 0px 3px;vertical-align:bottom;text-align:center;">0.98</td> <td data-sheets-numberformat='{"1":2,"2":"0","3":1}' data-sheets-value='{"1":3,"3":16.81}' style="border-bottom:1px solid #000000;overflow:hidden;padding:0px 3px 0px 3px;vertical-align:bottom;text-align:center;">17</td> <td data-sheets-numberformat='{"1":2,"2":"0","3":1}' data-sheets-value='{"1":3,"3":29.700000000000003}' style="border-bottom:1px solid #000000;overflow:hidden;padding:0px 3px 0px 3px;vertical-align:bottom;text-align:center;">30</td> <td data-sheets-value='{"1":3,"3":26}' style="border-right:1px solid #000000;border-bottom:1px solid #000000;overflow:hidden;padding:0px 3px 0px 3px;vertical-align:bottom;text-align:center;">26</td> </tr> </tbody></table> | skylux-160-ce-met-koepel-en-pvc-opstand-16-00-met-lm-motor-pvc-raam-type-ep25-en-windvang-1600-x-1600-mm | 8586027630925 | 46872339382605
Smoke and heat exhaust (SHEV) | SHE system | Skylux | Skylux 160° CE with skylight and PVC curb 30/20 with double LM-actuator - iDome 0800 x 1300 mm |  | 83703 | 5412970837039 | 6714.3 | Yes | 30-45 | 136.32 | 800 x 1300 mm | 1300 | 800 |  | PVC 30/20 (30 cm high & roof opening = 20 cm larger than daylight size) | Rectangular | 0.93 W/m²K | 46% - 31% | 68% - 37% | 40dB | 160° CE (for industry) | iDome | without spoiler | E | Double actuator | Maximum single-walled skylight possible for this product | Number of walls Double glazing+ plastic skylight (max. single-walled) Insulation value (Ug-value) 0.93 W/m²K in combination with a single-walled skylight Burglar-resistant Yes Fall-through safety Only in combination with a polycarbonate plastic skylight Acoustic value Rw 40 dB LT-value 68% in combination with a single-walled clear acrylic skylight 62% in combination with a single-walled opal acrylic skylight 66% in combination with a single-walled clear polycarbonate skylight 44% in combination with a single-walled opal polycarbonate skylight g-value 46% in combination with a single-walled clear acrylic skylight 40% in combination with a single-walled opal acrylic skylight 44% in combination with a single-walled clear polycarbonate skylight 32% in combination with a single-walled opal polycarbonate skylight Shape Spherical Guarantee 10 years | https://skylux.eu/en/products/skylux-160-ce-met-koepel-en-pvc-opstand-30-20-met-lm-motor-idome-0800-x-1300-mm | https://skylux.eu/cdn/shop/files/Skylux-160deg-CE-met-koepel-en-pvc-opstand-3020-met-dubbele-LM-motor-iDome-0800-x-1300-mm-RWA-systeem.jpg?v=1702981188&width=1600 | https://skylux.eu/cdn/shop/files/e5a82811-1bb0-48e4-a776-cacb59c7c092_73d0eda5-4745-4c0b-80ba-d8e11bf93ee9.jpg?v=1688551309&width=1600 | //skylux.eu/cdn/shop/files/E_MH_Mounting_instructions_Skylux_160_CE_LM.pdf?v=12406716259046007223 | //skylux.eu/cdn/shop/files/E_TD_Technical_File_Skylux_Skylux_160_CE_Electric.pdf?v=3667116872303399239 | <table><tbody> <tr> <td>Number of walls</td> <td>Double glazing+ plastic skylight (max. single-walled)</td> </tr> <tr> <td>Insulation value (Ug-value)</td> <td>0.93 W/m²K in combination with a single-walled skylight</td> </tr> <tr> <td>Burglar-resistant</td> <td>Yes</td> </tr> <tr> <td>Fall-through safety</td> <td>Only in combination with a <a href="">polycarbonate plastic skylight</a> </td> </tr> <tr> <td>Acoustic value Rw</td> <td>40 dB</td> </tr> <tr> <td>LT-value</td> <td> <p>68% in combination with a single-walled clear acrylic skylight<br> 62% in combination with a single-walled opal acrylic skylight<br> 66% in combination with a single-walled clear polycarbonate skylight<br> 44% in combination with a single-walled opal polycarbonate skylight</p> </td> </tr> <tr> <td>g-value</td> <td>46% in combination with a single-walled clear acrylic skylight<br> 40% in combination with a single-walled opal acrylic skylight<br> 44% in combination with a single-walled clear polycarbonate skylight<br> 32% in combination with a single-walled opal polycarbonate skylight</td> </tr> <tr> <td>Shape</td> <td>Spherical</td> </tr> <tr> <td>Guarantee</td> <td>10 years</td> </tr> </tbody></table> | skylux-160-ce-met-koepel-en-pvc-opstand-30-20-met-lm-motor-idome-0800-x-1300-mm | 8586037461325 | 46872369201485
Smoke and heat exhaust (SHEV) | SHE system | Skylux | Skylux 160° CE with skylight and PVC curb 30/20 with double LM-actuator - iDome 0900 x 0900 mm |  | 94158 | 5412970941583 | 6404.55 | Yes | 30-45 | 123.18 | 900 x 900 mm | 900 | 900 |  | PVC 30/20 (30 cm high & roof opening = 20 cm larger than daylight size) | Square | 0.93 W/m²K | 46% - 31% | 68% - 37% | 40dB | 160° CE (for industry) | iDome | without spoiler | E | Double actuator | Maximum single-walled skylight possible for this product | Number of walls Double glazing+ plastic skylight (max. single-walled) Insulation value (Ug-value) 0.93 W/m²K in combination with a single-walled skylight Burglar-resistant Yes Fall-through safety Only in combination with a polycarbonate plastic skylight Acoustic value Rw 40 dB LT-value 68% in combination with a single-walled clear acrylic skylight 62% in combination with a single-walled opal acrylic skylight 66% in combination with a single-walled clear polycarbonate skylight 44% in combination with a single-walled opal polycarbonate skylight g-value 46% in combination with a single-walled clear acrylic skylight 40% in combination with a single-walled opal acrylic skylight 44% in combination with a single-walled clear polycarbonate skylight 32% in combination with a single-walled opal polycarbonate skylight Shape Spherical Guarantee 10 years | https://skylux.eu/en/products/skylux-160-ce-met-koepel-en-pvc-opstand-30-20-met-lm-motor-idome-0900-x-0900-mm | https://skylux.eu/cdn/shop/files/Skylux-160deg-CE-met-koepel-en-pvc-opstand-3020-met-dubbele-LM-motor-iDome-0900-x-0900-mm-RWA-systeem.jpg?v=1702981194&width=1600 | https://skylux.eu/cdn/shop/files/e5a82811-1bb0-48e4-a776-cacb59c7c092_397ffcb7-5fa0-463c-9dcb-7380fd154763.jpg?v=1688551311&width=1600 | //skylux.eu/cdn/shop/files/E_MH_Mounting_instructions_Skylux_160_CE_LM.pdf?v=12406716259046007223 | //skylux.eu/cdn/shop/files/E_TD_Technical_File_Skylux_Skylux_160_CE_Electric.pdf?v=3667116872303399239 | <table><tbody> <tr> <td>Number of walls</td> <td>Double glazing+ plastic skylight (max. single-walled)</td> </tr> <tr> <td>Insulation value (Ug-value)</td> <td>0.93 W/m²K in combination with a single-walled skylight</td> </tr> <tr> <td>Burglar-resistant</td> <td>Yes</td> </tr> <tr> <td>Fall-through safety</td> <td>Only in combination with a <a href="">polycarbonate plastic skylight</a> </td> </tr> <tr> <td>Acoustic value Rw</td> <td>40 dB</td> </tr> <tr> <td>LT-value</td> <td> <p>68% in combination with a single-walled clear acrylic skylight<br> 62% in combination with a single-walled opal acrylic skylight<br> 66% in combination with a single-walled clear polycarbonate skylight<br> 44% in combination with a single-walled opal polycarbonate skylight</p> </td> </tr> <tr> <td>g-value</td> <td>46% in combination with a single-walled clear acrylic skylight<br> 40% in combination with a single-walled opal acrylic skylight<br> 44% in combination with a single-walled clear polycarbonate skylight<br> 32% in combination with a single-walled opal polycarbonate skylight</td> </tr> <tr> <td>Shape</td> <td>Spherical</td> </tr> <tr> <td>Guarantee</td> <td>10 years</td> </tr> </tbody></table> | skylux-160-ce-met-koepel-en-pvc-opstand-30-20-met-lm-motor-idome-0900-x-0900-mm | 8586037494093 | 46872369267021
Smoke and heat exhaust (SHEV) | SHE system | Skylux | Skylux 160° CE with skylight and PVC curb 30/20 with double LM-actuator - iDome 0900 x 1200 mm |  | 83704 | 5412970837046 | 7005.9 | Yes | 30-45 | 137.16 | 900 x 1200 mm | 1200 | 900 |  | PVC 30/20 (30 cm high & roof opening = 20 cm larger than daylight size) | Rectangular | 0.93 W/m²K | 46% - 31% | 68% - 37% | 40dB | 160° CE (for industry) | iDome | without spoiler | E | Double actuator | Maximum single-walled skylight possible for this product | Number of walls Double glazing+ plastic skylight (max. single-walled) Insulation value (Ug-value) 0.93 W/m²K in combination with a single-walled skylight Burglar-resistant Yes Fall-through safety Only in combination with a polycarbonate plastic skylight Acoustic value Rw 40 dB LT-value 68% in combination with a single-walled clear acrylic skylight 62% in combination with a single-walled opal acrylic skylight 66% in combination with a single-walled clear polycarbonate skylight 44% in combination with a single-walled opal polycarbonate skylight g-value 46% in combination with a single-walled clear acrylic skylight 40% in combination with a single-walled opal acrylic skylight 44% in combination with a single-walled clear polycarbonate skylight 32% in combination with a single-walled opal polycarbonate skylight Shape Spherical Guarantee 10 years | https://skylux.eu/en/products/skylux-160-ce-met-koepel-en-pvc-opstand-30-20-met-lm-motor-idome-0900-x-1200-mm | https://skylux.eu/cdn/shop/files/Skylux-160deg-CE-met-koepel-en-pvc-opstand-3020-met-dubbele-LM-motor-iDome-0900-x-1200-mm-RWA-systeem.jpg?v=1702981199&width=1600 | https://skylux.eu/cdn/shop/files/e5a82811-1bb0-48e4-a776-cacb59c7c092_2f9a219d-d852-42bf-8a0f-eba19849913d.jpg?v=1688551313&width=1600 | //skylux.eu/cdn/shop/files/E_MH_Mounting_instructions_Skylux_160_CE_LM.pdf?v=12406716259046007223 | //skylux.eu/cdn/shop/files/E_TD_Technical_File_Skylux_Skylux_160_CE_Electric.pdf?v=3667116872303399239 | <table><tbody> <tr> <td>Number of walls</td> <td>Double glazing+ plastic skylight (max. single-walled)</td> </tr> <tr> <td>Insulation value (Ug-value)</td> <td>0.93 W/m²K in combination with a single-walled skylight</td> </tr> <tr> <td>Burglar-resistant</td> <td>Yes</td> </tr> <tr> <td>Fall-through safety</td> <td>Only in combination with a <a href="">polycarbonate plastic skylight</a> </td> </tr> <tr> <td>Acoustic value Rw</td> <td>40 dB</td> </tr> <tr> <td>LT-value</td> <td> <p>68% in combination with a single-walled clear acrylic skylight<br> 62% in combination with a single-walled opal acrylic skylight<br> 66% in combination with a single-walled clear polycarbonate skylight<br> 44% in combination with a single-walled opal polycarbonate skylight</p> </td> </tr> <tr> <td>g-value</td> <td>46% in combination with a single-walled clear acrylic skylight<br> 40% in combination with a single-walled opal acrylic skylight<br> 44% in combination with a single-walled clear polycarbonate skylight<br> 32% in combination with a single-walled opal polycarbonate skylight</td> </tr> <tr> <td>Shape</td> <td>Spherical</td> </tr> <tr> <td>Guarantee</td> <td>10 years</td> </tr> </tbody></table> | skylux-160-ce-met-koepel-en-pvc-opstand-30-20-met-lm-motor-idome-0900-x-1200-mm | 8586037526861 | 46872369299789
Smoke and heat exhaust (SHEV) | SHE system | Skylux | Skylux 160° CE with skylight and PVC curb 30/20 with double LM-actuator - iDome 1000 x 1500 mm |  | 83707 | 5412970837077 | 7385.85 | Yes | 30-45 | 157.28 | 1000 x 1500 mm | 1500 | 1000 |  | PVC 30/20 (30 cm high & roof opening = 20 cm larger than daylight size) | Rectangular | 0.93 W/m²K | 46% - 31% | 68% - 37% | 40dB | 160° CE (for industry) | iDome | without spoiler | E | Double actuator | Maximum single-walled skylight possible for this product | Number of walls Double glazing+ plastic skylight (max. single-walled) Insulation value (Ug-value) 0.93 W/m²K in combination with a single-walled skylight Burglar-resistant Yes Fall-through safety Only in combination with a polycarbonate plastic skylight Acoustic value Rw 40 dB LT-value 68% in combination with a single-walled clear acrylic skylight 62% in combination with a single-walled opal acrylic skylight 66% in combination with a single-walled clear polycarbonate skylight 44% in combination with a single-walled opal polycarbonate skylight g-value 46% in combination with a single-walled clear acrylic skylight 40% in combination with a single-walled opal acrylic skylight 44% in combination with a single-walled clear polycarbonate skylight 32% in combination with a single-walled opal polycarbonate skylight Shape Spherical Guarantee 10 years | https://skylux.eu/en/products/skylux-160-ce-met-koepel-en-pvc-opstand-30-20-met-lm-motor-idome-1000-x-1500-mm | https://skylux.eu/cdn/shop/files/Skylux-160deg-CE-met-koepel-en-pvc-opstand-3020-met-dubbele-LM-motor-iDome-1000-x-1500-mm-RWA-systeem.jpg?v=1702981217&width=1600 | https://skylux.eu/cdn/shop/files/e5a82811-1bb0-48e4-a776-cacb59c7c092_c966e851-8620-420c-8120-c57c146f584c.jpg?v=1688551317&width=1600 | //skylux.eu/cdn/shop/files/E_MH_Mounting_instructions_Skylux_160_CE_LM.pdf?v=12406716259046007223 | //skylux.eu/cdn/shop/files/E_TD_Technical_File_Skylux_Skylux_160_CE_Electric.pdf?v=3667116872303399239 | <table><tbody> <tr> <td>Number of walls</td> <td>Double glazing+ plastic skylight (max. single-walled)</td> </tr> <tr> <td>Insulation value (Ug-value)</td> <td>0.93 W/m²K in combination with a single-walled skylight</td> </tr> <tr> <td>Burglar-resistant</td> <td>Yes</td> </tr> <tr> <td>Fall-through safety</td> <td>Only in combination with a <a href="">polycarbonate plastic skylight</a> </td> </tr> <tr> <td>Acoustic value Rw</td> <td>40 dB</td> </tr> <tr> <td>LT-value</td> <td> <p>68% in combination with a single-walled clear acrylic skylight<br> 62% in combination with a single-walled opal acrylic skylight<br> 66% in combination with a single-walled clear polycarbonate skylight<br> 44% in combination with a single-walled opal polycarbonate skylight</p> </td> </tr> <tr> <td>g-value</td> <td>46% in combination with a single-walled clear acrylic skylight<br> 40% in combination with a single-walled opal acrylic skylight<br> 44% in combination with a single-walled clear polycarbonate skylight<br> 32% in combination with a single-walled opal polycarbonate skylight</td> </tr> <tr> <td>Shape</td> <td>Spherical</td> </tr> <tr> <td>Guarantee</td> <td>10 years</td> </tr> </tbody></table> | skylux-160-ce-met-koepel-en-pvc-opstand-30-20-met-lm-motor-idome-1000-x-1500-mm | 8586037625165 | 46872369496397
Smoke and heat exhaust (SHEV) | SHE system | Skylux | Skylux 160° CE with skylight and PVC curb 30/20 with double LM-actuator - iDome 1000 x 2000 mm |  | 83708 | 5412970837084 | 7896.5 | Yes | 30-45 | 184.84 | 1000 x 2000 mm | 2000 | 1000 |  | PVC 30/20 (30 cm high & roof opening = 20 cm larger than daylight size) | Rectangular | 0.93 W/m²K | 46% - 31% | 68% - 37% | 40dB | 160° CE (for industry) | iDome | without spoiler | E | Double actuator | Maximum single-walled skylight possible for this product | Number of walls Double glazing+ plastic skylight (max. single-walled) Insulation value (Ug-value) 0.93 W/m²K in combination with a single-walled skylight Burglar-resistant Yes Fall-through safety Only in combination with a polycarbonate plastic skylight Acoustic value Rw 40 dB LT-value 68% in combination with a single-walled clear acrylic skylight 62% in combination with a single-walled opal acrylic skylight 66% in combination with a single-walled clear polycarbonate skylight 44% in combination with a single-walled opal polycarbonate skylight g-value 46% in combination with a single-walled clear acrylic skylight 40% in combination with a single-walled opal acrylic skylight 44% in combination with a single-walled clear polycarbonate skylight 32% in combination with a single-walled opal polycarbonate skylight Shape Spherical Guarantee 10 years | https://skylux.eu/en/products/skylux-160-ce-met-koepel-en-pvc-opstand-30-20-met-lm-motor-idome-1000-x-2000-mm | https://skylux.eu/cdn/shop/files/Skylux-160deg-CE-met-koepel-en-pvc-opstand-3020-met-dubbele-LM-motor-iDome-1000-x-2000-mm-RWA-systeem.jpg?v=1702981222&width=1600 | https://skylux.eu/cdn/shop/files/e5a82811-1bb0-48e4-a776-cacb59c7c092_8bd4f3c8-e34b-47dc-b164-0d50baaef5ad.jpg?v=1688551319&width=1600 | //skylux.eu/cdn/shop/files/E_MH_Mounting_instructions_Skylux_160_CE_LM.pdf?v=12406716259046007223 | //skylux.eu/cdn/shop/files/E_TD_Technical_File_Skylux_Skylux_160_CE_Electric.pdf?v=3667116872303399239 | <table><tbody> <tr> <td>Number of walls</td> <td>Double glazing+ plastic skylight (max. single-walled)</td> </tr> <tr> <td>Insulation value (Ug-value)</td> <td>0.93 W/m²K in combination with a single-walled skylight</td> </tr> <tr> <td>Burglar-resistant</td> <td>Yes</td> </tr> <tr> <td>Fall-through safety</td> <td>Only in combination with a <a href="">polycarbonate plastic skylight</a> </td> </tr> <tr> <td>Acoustic value Rw</td> <td>40 dB</td> </tr> <tr> <td>LT-value</td> <td> <p>68% in combination with a single-walled clear acrylic skylight<br> 62% in combination with a single-walled opal acrylic skylight<br> 66% in combination with a single-walled clear polycarbonate skylight<br> 44% in combination with a single-walled opal polycarbonate skylight</p> </td> </tr> <tr> <td>g-value</td> <td>46% in combination with a single-walled clear acrylic skylight<br> 40% in combination with a single-walled opal acrylic skylight<br> 44% in combination with a single-walled clear polycarbonate skylight<br> 32% in combination with a single-walled opal polycarbonate skylight</td> </tr> <tr> <td>Shape</td> <td>Spherical</td> </tr> <tr> <td>Guarantee</td> <td>10 years</td> </tr> </tbody></table> | skylux-160-ce-met-koepel-en-pvc-opstand-30-20-met-lm-motor-idome-1000-x-2000-mm | 8586037657933 | 46872369561933
Smoke and heat exhaust (SHEV) | SHE system | Skylux | Skylux 160° CE with skylight and PVC curb 30/20 with double LM-actuator - iDome 1200 x 1200 mm |  | 83710 | 5412970837107 | 7304.8 | Yes | 30-45 | 157.04 | 1200 x 1200 mm | 1200 | 1200 |  | PVC 30/20 (30 cm high & roof opening = 20 cm larger than daylight size) | Square | 0.93 W/m²K | 46% - 31% | 68% - 37% | 40dB | 160° CE (for industry) | iDome | without spoiler | E | Double actuator | Maximum single-walled skylight possible for this product | Number of walls Double glazing+ plastic skylight (max. single-walled) Insulation value (Ug-value) 0.93 W/m²K in combination with a single-walled skylight Burglar-resistant Yes Fall-through safety Only in combination with a polycarbonate plastic skylight Acoustic value Rw 40 dB LT-value 68% in combination with a single-walled clear acrylic skylight 62% in combination with a single-walled opal acrylic skylight 66% in combination with a single-walled clear polycarbonate skylight 44% in combination with a single-walled opal polycarbonate skylight g-value 46% in combination with a single-walled clear acrylic skylight 40% in combination with a single-walled opal acrylic skylight 44% in combination with a single-walled clear polycarbonate skylight 32% in combination with a single-walled opal polycarbonate skylight Shape Spherical Guarantee 10 years | https://skylux.eu/en/products/skylux-160-ce-met-koepel-en-pvc-opstand-30-20-met-lm-motor-idome-1200-x-1200-mm | https://skylux.eu/cdn/shop/files/Skylux-160deg-CE-met-koepel-en-pvc-opstand-3020-met-dubbele-LM-motor-iDome-1200-x-1200-mm-RWA-systeem.jpg?v=1702981233&width=1600 | https://skylux.eu/cdn/shop/files/e5a82811-1bb0-48e4-a776-cacb59c7c092_359ee51a-e5c4-4bc2-a5fc-1ce751494ba6.jpg?v=1688551323&width=1600 | //skylux.eu/cdn/shop/files/E_MH_Mounting_instructions_Skylux_160_CE_LM.pdf?v=12406716259046007223 | //skylux.eu/cdn/shop/files/E_TD_Technical_File_Skylux_Skylux_160_CE_Electric.pdf?v=3667116872303399239 | <table><tbody> <tr> <td>Number of walls</td> <td>Double glazing+ plastic skylight (max. single-walled)</td> </tr> <tr> <td>Insulation value (Ug-value)</td> <td>0.93 W/m²K in combination with a single-walled skylight</td> </tr> <tr> <td>Burglar-resistant</td> <td>Yes</td> </tr> <tr> <td>Fall-through safety</td> <td>Only in combination with a <a href="">polycarbonate plastic skylight</a> </td> </tr> <tr> <td>Acoustic value Rw</td> <td>40 dB</td> </tr> <tr> <td>LT-value</td> <td> <p>68% in combination with a single-walled clear acrylic skylight<br> 62% in combination with a single-walled opal acrylic skylight<br> 66% in combination with a single-walled clear polycarbonate skylight<br> 44% in combination with a single-walled opal polycarbonate skylight</p> </td> </tr> <tr> <td>g-value</td> <td>46% in combination with a single-walled clear acrylic skylight<br> 40% in combination with a single-walled opal acrylic skylight<br> 44% in combination with a single-walled clear polycarbonate skylight<br> 32% in combination with a single-walled opal polycarbonate skylight</td> </tr> <tr> <td>Shape</td> <td>Spherical</td> </tr> <tr> <td>Guarantee</td> <td>10 years</td> </tr> </tbody></table> | skylux-160-ce-met-koepel-en-pvc-opstand-30-20-met-lm-motor-idome-1200-x-1200-mm | 8586037723469 | 46872369693005
Smoke and heat exhaust (SHEV) | SHE system | Skylux | Skylux 160° CE with skylight and PVC curb 30/20 with double LM-actuator - iDome 1300 x 1300 mm |  | 83711 | 5412970837114 | 7527.45 | Yes | 30-45 | 169.41 | 1300 x 1300 mm | 1300 | 1300 |  | PVC 30/20 (30 cm high & roof opening = 20 cm larger than daylight size) | Square | 0.93 W/m²K | 46% - 31% | 68% - 37% | 40dB | 160° CE (for industry) | iDome | without spoiler | E | Double actuator | Maximum single-walled skylight possible for this product | Number of walls Double glazing+ plastic skylight (max. single-walled) Insulation value (Ug-value) 0.93 W/m²K in combination with a single-walled skylight Burglar-resistant Yes Fall-through safety Only in combination with a polycarbonate plastic skylight Acoustic value Rw 40 dB LT-value 68% in combination with a single-walled clear acrylic skylight 62% in combination with a single-walled opal acrylic skylight 66% in combination with a single-walled clear polycarbonate skylight 44% in combination with a single-walled opal polycarbonate skylight g-value 46% in combination with a single-walled clear acrylic skylight 40% in combination with a single-walled opal acrylic skylight 44% in combination with a single-walled clear polycarbonate skylight 32% in combination with a single-walled opal polycarbonate skylight Shape Spherical Guarantee 10 years | https://skylux.eu/en/products/skylux-160-ce-met-koepel-en-pvc-opstand-30-20-met-lm-motor-idome-1300-x-1300-mm | https://skylux.eu/cdn/shop/files/Skylux-160deg-CE-met-koepel-en-pvc-opstand-3020-met-dubbele-LM-motor-iDome-1300-x-1300-mm-RWA-systeem.jpg?v=1702981239&width=1600 | https://skylux.eu/cdn/shop/files/e5a82811-1bb0-48e4-a776-cacb59c7c092_300003ad-d399-45f1-b5e5-bb37d2329bd4.jpg?v=1688551325&width=1600 | //skylux.eu/cdn/shop/files/E_MH_Mounting_instructions_Skylux_160_CE_LM.pdf?v=12406716259046007223 | //skylux.eu/cdn/shop/files/E_TD_Technical_File_Skylux_Skylux_160_CE_Electric.pdf?v=3667116872303399239 | <table><tbody> <tr> <td>Number of walls</td> <td>Double glazing+ plastic skylight (max. single-walled)</td> </tr> <tr> <td>Insulation value (Ug-value)</td> <td>0.93 W/m²K in combination with a single-walled skylight</td> </tr> <tr> <td>Burglar-resistant</td> <td>Yes</td> </tr> <tr> <td>Fall-through safety</td> <td>Only in combination with a <a href="">polycarbonate plastic skylight</a> </td> </tr> <tr> <td>Acoustic value Rw</td> <td>40 dB</td> </tr> <tr> <td>LT-value</td> <td> <p>68% in combination with a single-walled clear acrylic skylight<br> 62% in combination with a single-walled opal acrylic skylight<br> 66% in combination with a single-walled clear polycarbonate skylight<br> 44% in combination with a single-walled opal polycarbonate skylight</p> </td> </tr> <tr> <td>g-value</td> <td>46% in combination with a single-walled clear acrylic skylight<br> 40% in combination with a single-walled opal acrylic skylight<br> 44% in combination with a single-walled clear polycarbonate skylight<br> 32% in combination with a single-walled opal polycarbonate skylight</td> </tr> <tr> <td>Shape</td> <td>Spherical</td> </tr> <tr> <td>Guarantee</td> <td>10 years</td> </tr> </tbody></table> | skylux-160-ce-met-koepel-en-pvc-opstand-30-20-met-lm-motor-idome-1300-x-1300-mm | 8586037756237 | 46872369758541
Smoke and heat exhaust (SHEV) | SHE system | Skylux | Skylux 160° CE with skylight and PVC curb 30/20 with double LM-actuator - iDome 1400 x 1400 mm |  | 83712 | 5412970837121 | 8463.95 | Yes | 30-45 | 184.88 | 1400 x 1400 mm | 1400 | 1400 |  | PVC 30/20 (30 cm high & roof opening = 20 cm larger than daylight size) | Square | 0.93 W/m²K | 46% - 31% | 68% - 37% | 40dB | 160° CE (for industry) | iDome | without spoiler | E | Double actuator | Maximum single-walled skylight possible for this product | Number of walls Double glazing+ plastic skylight (max. single-walled) Insulation value (Ug-value) 0.93 W/m²K in combination with a single-walled skylight Burglar-resistant Yes Fall-through safety Only in combination with a polycarbonate plastic skylight Acoustic value Rw 40 dB LT-value 68% in combination with a single-walled clear acrylic skylight 62% in combination with a single-walled opal acrylic skylight 66% in combination with a single-walled clear polycarbonate skylight 44% in combination with a single-walled opal polycarbonate skylight g-value 46% in combination with a single-walled clear acrylic skylight 40% in combination with a single-walled opal acrylic skylight 44% in combination with a single-walled clear polycarbonate skylight 32% in combination with a single-walled opal polycarbonate skylight Shape Spherical Guarantee 10 years | https://skylux.eu/en/products/skylux-160-ce-met-koepel-en-pvc-opstand-30-20-met-lm-motor-idome-1400-x-1400-mm | https://skylux.eu/cdn/shop/files/Skylux-160deg-CE-met-koepel-en-pvc-opstand-3020-met-dubbele-LM-motor-iDome-1400-x-1400-mm-RWA-systeem.jpg?v=1702981245&width=1600 | https://skylux.eu/cdn/shop/files/e5a82811-1bb0-48e4-a776-cacb59c7c092_7df8eba3-e0fc-4cb2-9c34-f633228b7571.jpg?v=1688551327&width=1600 | //skylux.eu/cdn/shop/files/E_MH_Mounting_instructions_Skylux_160_CE_LM.pdf?v=12406716259046007223 | //skylux.eu/cdn/shop/files/E_TD_Technical_File_Skylux_Skylux_160_CE_Electric.pdf?v=3667116872303399239 | <table><tbody> <tr> <td>Number of walls</td> <td>Double glazing+ plastic skylight (max. single-walled)</td> </tr> <tr> <td>Insulation value (Ug-value)</td> <td>0.93 W/m²K in combination with a single-walled skylight</td> </tr> <tr> <td>Burglar-resistant</td> <td>Yes</td> </tr> <tr> <td>Fall-through safety</td> <td>Only in combination with a <a href="">polycarbonate plastic skylight</a> </td> </tr> <tr> <td>Acoustic value Rw</td> <td>40 dB</td> </tr> <tr> <td>LT-value</td> <td> <p>68% in combination with a single-walled clear acrylic skylight<br> 62% in combination with a single-walled opal acrylic skylight<br> 66% in combination with a single-walled clear polycarbonate skylight<br> 44% in combination with a single-walled opal polycarbonate skylight</p> </td> </tr> <tr> <td>g-value</td> <td>46% in combination with a single-walled clear acrylic skylight<br> 40% in combination with a single-walled opal acrylic skylight<br> 44% in combination with a single-walled clear polycarbonate skylight<br> 32% in combination with a single-walled opal polycarbonate skylight</td> </tr> <tr> <td>Shape</td> <td>Spherical</td> </tr> <tr> <td>Guarantee</td> <td>10 years</td> </tr> </tbody></table> | skylux-160-ce-met-koepel-en-pvc-opstand-30-20-met-lm-motor-idome-1400-x-1400-mm | 8586037789005 | 46872369791309
Smoke and heat exhaust (SHEV) | SHE system | Skylux | Skylux 160° CE with skylight and PVC curb 30/20 with double LM-actuator - iWindow2 0800 x 1300 mm |  | 83714 | 5412970837145 | 6648.95 | Yes | 30-45 | 145.52 | 800 x 1300 mm | 1300 | 800 |  | PVC 30/20 (30 cm high & roof opening = 20 cm larger than daylight size) | Rectangular | 1.00 W/m²K | 52% | 75% | 39dB | 160° CE (for industry) | iWindow2 | without spoiler | E | Double actuator |  | Material Clear Number of walls Double-walled Insulation value (Ug-value) 1 W/m²K Acoustic value Rw 39 dB Fall-through safety Yes LT-value 75 % g-value 52 % Weight 44 kg/m² Guarantee 10 years | https://skylux.eu/en/products/skylux-160-ce-met-koepel-en-pvc-opstand-30-20-met-lm-motor-iwindow2-0800-x-1300-mm | https://skylux.eu/cdn/shop/files/Skylux-160deg-CE-met-koepel-en-pvc-opstand-3020-met-dubbele-LM-motor-iWindow2-0800-x-1300-mm-RWA-systeem.jpg?v=1702981257&width=1600 | https://skylux.eu/cdn/shop/files/e5a82811-1bb0-48e4-a776-cacb59c7c092_cc5438e3-80fa-483a-83e4-624edf8e9fa1.jpg?v=1688551330&width=1600 | //skylux.eu/cdn/shop/files/E_MH_Mounting_instructions_Skylux_160_CE_LM.pdf?v=12406716259046007223 | //skylux.eu/cdn/shop/files/E_TD_Technical_File_Skylux_Skylux_160_CE_Electric.pdf?v=3667116872303399239 | <table data-mce-selected="1"><tbody> <tr> <td data-mce-selected="1">Material<br> </td> <td data-mce-selected="1">Clear<br> </td> </tr> <tr> <td data-mce-selected="1"> <span class="text">Number of walls</span><br> </td> <td data-mce-selected="1">Double-walled<br> </td> </tr> <tr> <td data-mce-selected="1"> <div class="product-specification-name"> <div class="d-flex align-items-center"><span class="text">Insulation value (Ug-value)</span></div> </div> </td> <td data-mce-selected="1">1 W/m²K<br> </td> </tr> <tr> <td data-mce-selected="1">Acoustic value Rw<br> </td> <td data-mce-selected="1">39 dB<br> </td> </tr> <tr> <td data-mce-selected="1">Fall-through safety<br> </td> <td data-mce-selected="1">Yes</td> </tr> <tr> <td data-mce-selected="1">LT-value<br> </td> <td data-mce-selected="1">75 %<br> </td> </tr> <tr> <td data-mce-selected="1"> <span class="text">g-value</span><br> </td> <td data-mce-selected="1">52 %<br> </td> </tr> <tr> <td data-mce-selected="1">Weight<br> </td> <td data-mce-selected="1">44 kg/m²<br> </td> </tr> <tr> <td data-mce-selected="1"> <span class="text">Guarantee</span><br> </td> <td data-mce-selected="1">10 years</td> </tr> </tbody></table> | skylux-160-ce-met-koepel-en-pvc-opstand-30-20-met-lm-motor-iwindow2-0800-x-1300-mm | 8586037854541 | 46872369922381
Smoke and heat exhaust (SHEV) | SHE system | Skylux | Skylux 160° CE with skylight and PVC curb 30/20 with double LM-actuator - iWindow2 0900 x 0900 mm |  | 94159 | 5412970941590 | 6341.65 | Yes | 30-45 | 130.66 | 900 x 900 mm | 900 | 900 |  | PVC 30/20 (30 cm high & roof opening = 20 cm larger than daylight size) | Square | 1.00 W/m²K | 52% | 75% | 39dB | 160° CE (for industry) | iWindow2 | without spoiler | E | Double actuator |  | Material Clear Number of walls Double-walled Insulation value (Ug-value) 1 W/m²K Acoustic value Rw 39 dB Fall-through safety Yes LT-value 75 % g-value 52 % Weight 44 kg/m² Guarantee 10 years | https://skylux.eu/en/products/skylux-160-ce-met-koepel-en-pvc-opstand-30-20-met-lm-motor-iwindow2-0900-x-0900-mm | https://skylux.eu/cdn/shop/files/Skylux-160deg-CE-met-koepel-en-pvc-opstand-3020-met-dubbele-LM-motor-iWindow2-0900-x-0900-mm-RWA-systeem.jpg?v=1702981262&width=1600 | https://skylux.eu/cdn/shop/files/e5a82811-1bb0-48e4-a776-cacb59c7c092_a167bda0-210c-40a5-b084-96517120c5e7.jpg?v=1688551332&width=1600 | //skylux.eu/cdn/shop/files/E_MH_Mounting_instructions_Skylux_160_CE_LM.pdf?v=12406716259046007223 | //skylux.eu/cdn/shop/files/E_TD_Technical_File_Skylux_Skylux_160_CE_Electric.pdf?v=3667116872303399239 | <table data-mce-selected="1"><tbody> <tr> <td data-mce-selected="1">Material<br> </td> <td data-mce-selected="1">Clear<br> </td> </tr> <tr> <td data-mce-selected="1"> <span class="text">Number of walls</span><br> </td> <td data-mce-selected="1">Double-walled<br> </td> </tr> <tr> <td data-mce-selected="1"> <div class="product-specification-name"> <div class="d-flex align-items-center"><span class="text">Insulation value (Ug-value)</span></div> </div> </td> <td data-mce-selected="1">1 W/m²K<br> </td> </tr> <tr> <td data-mce-selected="1">Acoustic value Rw<br> </td> <td data-mce-selected="1">39 dB<br> </td> </tr> <tr> <td data-mce-selected="1">Fall-through safety<br> </td> <td data-mce-selected="1">Yes</td> </tr> <tr> <td data-mce-selected="1">LT-value<br> </td> <td data-mce-selected="1">75 %<br> </td> </tr> <tr> <td data-mce-selected="1"> <span class="text">g-value</span><br> </td> <td data-mce-selected="1">52 %<br> </td> </tr> <tr> <td data-mce-selected="1">Weight<br> </td> <td data-mce-selected="1">44 kg/m²<br> </td> </tr> <tr> <td data-mce-selected="1"> <span class="text">Guarantee</span><br> </td> <td data-mce-selected="1">10 years</td> </tr> </tbody></table> | skylux-160-ce-met-koepel-en-pvc-opstand-30-20-met-lm-motor-iwindow2-0900-x-0900-mm | 8586037920077 | 46872370020685
Smoke and heat exhaust (SHEV) | SHE system | Skylux | Skylux 160° CE with skylight and PVC curb 30/20 with double LM-actuator - iWindow2 0900 x 1200 mm |  | 83715 | 5412970837152 | 6941.8 | Yes | 30-45 | 147.6 | 900 x 1200 mm | 1200 | 900 |  | PVC 30/20 (30 cm high & roof opening = 20 cm larger than daylight size) | Rectangular | 1.00 W/m²K | 52% | 75% | 39dB | 160° CE (for industry) | iWindow2 | without spoiler | E | Double actuator |  | Material Clear Number of walls Double-walled Insulation value (Ug-value) 1 W/m²K Acoustic value Rw 39 dB Fall-through safety Yes LT-value 75 % g-value 52 % Weight 44 kg/m² Guarantee 10 years | https://skylux.eu/en/products/skylux-160-ce-met-koepel-en-pvc-opstand-30-20-met-lm-motor-iwindow2-0900-x-1200-mm | https://skylux.eu/cdn/shop/files/Skylux-160deg-CE-met-koepel-en-pvc-opstand-3020-met-dubbele-LM-motor-iWindow2-0900-x-1200-mm-RWA-systeem.jpg?v=1702981269&width=1600 | https://skylux.eu/cdn/shop/files/e5a82811-1bb0-48e4-a776-cacb59c7c092_db00d18b-00dc-4905-97df-57ac077ec44c.jpg?v=1688551334&width=1600 | //skylux.eu/cdn/shop/files/E_MH_Mounting_instructions_Skylux_160_CE_LM.pdf?v=12406716259046007223 | //skylux.eu/cdn/shop/files/E_TD_Technical_File_Skylux_Skylux_160_CE_Electric.pdf?v=3667116872303399239 | <table data-mce-selected="1"><tbody> <tr> <td data-mce-selected="1">Material<br> </td> <td data-mce-selected="1">Clear<br> </td> </tr> <tr> <td data-mce-selected="1"> <span class="text">Number of walls</span><br> </td> <td data-mce-selected="1">Double-walled<br> </td> </tr> <tr> <td data-mce-selected="1"> <div class="product-specification-name"> <div class="d-flex align-items-center"><span class="text">Insulation value (Ug-value)</span></div> </div> </td> <td data-mce-selected="1">1 W/m²K<br> </td> </tr> <tr> <td data-mce-selected="1">Acoustic value Rw<br> </td> <td data-mce-selected="1">39 dB<br> </td> </tr> <tr> <td data-mce-selected="1">Fall-through safety<br> </td> <td data-mce-selected="1">Yes</td> </tr> <tr> <td data-mce-selected="1">LT-value<br> </td> <td data-mce-selected="1">75 %<br> </td> </tr> <tr> <td data-mce-selected="1"> <span class="text">g-value</span><br> </td> <td data-mce-selected="1">52 %<br> </td> </tr> <tr> <td data-mce-selected="1">Weight<br> </td> <td data-mce-selected="1">44 kg/m²<br> </td> </tr> <tr> <td data-mce-selected="1"> <span class="text">Guarantee</span><br> </td> <td data-mce-selected="1">10 years</td> </tr> </tbody></table> | skylux-160-ce-met-koepel-en-pvc-opstand-30-20-met-lm-motor-iwindow2-0900-x-1200-mm | 8586037952845 | 46872370053453
Smoke and heat exhaust (SHEV) | SHE system | Skylux | Skylux 160° CE with skylight and PVC curb 30/20 with double LM-actuator - iWindow2 1000 x 1500 mm |  | 83718 | 5412970837183 | 7297.55 | Yes | 30-45 | 168.92 | 1000 x 1500 mm | 1500 | 1000 |  | PVC 30/20 (30 cm high & roof opening = 20 cm larger than daylight size) | Rectangular | 1.00 W/m²K | 52% | 75% | 39dB | 160° CE (for industry) | iWindow2 | without spoiler | E | Double actuator |  | Material Clear Number of walls Double-walled Insulation value (Ug-value) 1 W/m²K Acoustic value Rw 39 dB Fall-through safety Yes LT-value 75 % g-value 52 % Weight 44 kg/m² Guarantee 10 years | https://skylux.eu/en/products/skylux-160-ce-met-koepel-en-pvc-opstand-30-20-met-lm-motor-iwindow2-1000-x-1500-mm | https://skylux.eu/cdn/shop/files/Skylux-160deg-CE-met-koepel-en-pvc-opstand-3020-met-dubbele-LM-motor-iWindow2-1000-x-1500-mm-RWA-systeem.jpg?v=1702981285&width=1600 | https://skylux.eu/cdn/shop/files/e5a82811-1bb0-48e4-a776-cacb59c7c092_cfa3da96-e0f9-47c5-a937-63e40d2cc7b8.jpg?v=1688551338&width=1600 | //skylux.eu/cdn/shop/files/E_MH_Mounting_instructions_Skylux_160_CE_LM.pdf?v=12406716259046007223 | //skylux.eu/cdn/shop/files/E_TD_Technical_File_Skylux_Skylux_160_CE_Electric.pdf?v=3667116872303399239 | <table data-mce-selected="1"><tbody> <tr> <td data-mce-selected="1">Material<br> </td> <td data-mce-selected="1">Clear<br> </td> </tr> <tr> <td data-mce-selected="1"> <span class="text">Number of walls</span><br> </td> <td data-mce-selected="1">Double-walled<br> </td> </tr> <tr> <td data-mce-selected="1"> <div class="product-specification-name"> <div class="d-flex align-items-center"><span class="text">Insulation value (Ug-value)</span></div> </div> </td> <td data-mce-selected="1">1 W/m²K<br> </td> </tr> <tr> <td data-mce-selected="1">Acoustic value Rw<br> </td> <td data-mce-selected="1">39 dB<br> </td> </tr> <tr> <td data-mce-selected="1">Fall-through safety<br> </td> <td data-mce-selected="1">Yes</td> </tr> <tr> <td data-mce-selected="1">LT-value<br> </td> <td data-mce-selected="1">75 %<br> </td> </tr> <tr> <td data-mce-selected="1"> <span class="text">g-value</span><br> </td> <td data-mce-selected="1">52 %<br> </td> </tr> <tr> <td data-mce-selected="1">Weight<br> </td> <td data-mce-selected="1">44 kg/m²<br> </td> </tr> <tr> <td data-mce-selected="1"> <span class="text">Guarantee</span><br> </td> <td data-mce-selected="1">10 years</td> </tr> </tbody></table> | skylux-160-ce-met-koepel-en-pvc-opstand-30-20-met-lm-motor-iwindow2-1000-x-1500-mm | 8586038083917 | 46872370282829
Smoke and heat exhaust (SHEV) | SHE system | Skylux | Skylux 160° CE with skylight and PVC curb 30/20 with double LM-actuator - iWindow2 1000 x 2000 mm |  | 83719 | 5412970837190 | 8282.45 | Yes | 30-45 | 209.35 | 1000 x 2000 mm | 2000 | 1000 |  | PVC 30/20 (30 cm high & roof opening = 20 cm larger than daylight size) | Rectangular | 1.00 W/m²K | 52% | 75% | 39dB | 160° CE (for industry) | iWindow2 | without spoiler | E | Double actuator |  | Material Clear Number of walls Double-walled Insulation value (Ug-value) 1 W/m²K Acoustic value Rw 39 dB Fall-through safety Yes LT-value 75 % g-value 52 % Weight 44 kg/m² Guarantee 10 years | https://skylux.eu/en/products/skylux-160-ce-met-koepel-en-pvc-opstand-30-20-met-lm-motor-iwindow2-1000-x-2000-mm | https://skylux.eu/cdn/shop/files/Skylux-160deg-CE-met-koepel-en-pvc-opstand-3020-met-dubbele-LM-motor-iWindow2-1000-x-2000-mm-RWA-systeem.jpg?v=1702981291&width=1600 | https://skylux.eu/cdn/shop/files/e5a82811-1bb0-48e4-a776-cacb59c7c092_a4e6d077-02a5-4388-9735-4850f395b8eb.jpg?v=1688551340&width=1600 | //skylux.eu/cdn/shop/files/E_MH_Mounting_instructions_Skylux_160_CE_LM.pdf?v=12406716259046007223 | //skylux.eu/cdn/shop/files/E_TD_Technical_File_Skylux_Skylux_160_CE_Electric.pdf?v=3667116872303399239 | <table data-mce-selected="1"><tbody> <tr> <td data-mce-selected="1">Material<br> </td> <td data-mce-selected="1">Clear<br> </td> </tr> <tr> <td data-mce-selected="1"> <span class="text">Number of walls</span><br> </td> <td data-mce-selected="1">Double-walled<br> </td> </tr> <tr> <td data-mce-selected="1"> <div class="product-specification-name"> <div class="d-flex align-items-center"><span class="text">Insulation value (Ug-value)</span></div> </div> </td> <td data-mce-selected="1">1 W/m²K<br> </td> </tr> <tr> <td data-mce-selected="1">Acoustic value Rw<br> </td> <td data-mce-selected="1">39 dB<br> </td> </tr> <tr> <td data-mce-selected="1">Fall-through safety<br> </td> <td data-mce-selected="1">Yes</td> </tr> <tr> <td data-mce-selected="1">LT-value<br> </td> <td data-mce-selected="1">75 %<br> </td> </tr> <tr> <td data-mce-selected="1"> <span class="text">g-value</span><br> </td> <td data-mce-selected="1">52 %<br> </td> </tr> <tr> <td data-mce-selected="1">Weight<br> </td> <td data-mce-selected="1">44 kg/m²<br> </td> </tr> <tr> <td data-mce-selected="1"> <span class="text">Guarantee</span><br> </td> <td data-mce-selected="1">10 years</td> </tr> </tbody></table> | skylux-160-ce-met-koepel-en-pvc-opstand-30-20-met-lm-motor-iwindow2-1000-x-2000-mm | 8586038116685 | 46872370315597
Smoke and heat exhaust (SHEV) | SHE system | Skylux | Skylux 160° CE with skylight and PVC curb 30/20 with double LM-actuator - iWindow2 1200 x 1200 mm |  | 83721 | 5412970837213 | 7284.2 | Yes | 30-45 | 175.96 | 1200 x 1200 mm | 1200 | 1200 |  | PVC 30/20 (30 cm high & roof opening = 20 cm larger than daylight size) | Square | 1.00 W/m²K | 52% | 75% | 39dB | 160° CE (for industry) | iWindow2 | without spoiler | E | Double actuator |  | Material Clear Number of walls Double-walled Insulation value (Ug-value) 1 W/m²K Acoustic value Rw 39 dB Fall-through safety Yes LT-value 75 % g-value 52 % Weight 44 kg/m² Guarantee 10 years | https://skylux.eu/en/products/skylux-160-ce-met-koepel-en-pvc-opstand-30-20-met-lm-motor-iwindow2-1200-x-1200-mm | https://skylux.eu/cdn/shop/files/Skylux-160deg-CE-met-koepel-en-pvc-opstand-3020-met-dubbele-LM-motor-iWindow2-1200-x-1200-mm-RWA-systeem.jpg?v=1702981302&width=1600 | https://skylux.eu/cdn/shop/files/e5a82811-1bb0-48e4-a776-cacb59c7c092_725b3770-01da-43d3-a2b4-6501b8e4deee.jpg?v=1688551343&width=1600 | //skylux.eu/cdn/shop/files/E_MH_Mounting_instructions_Skylux_160_CE_LM.pdf?v=12406716259046007223 | //skylux.eu/cdn/shop/files/E_TD_Technical_File_Skylux_Skylux_160_CE_Electric.pdf?v=3667116872303399239 | <table data-mce-selected="1"><tbody> <tr> <td data-mce-selected="1">Material<br> </td> <td data-mce-selected="1">Clear<br> </td> </tr> <tr> <td data-mce-selected="1"> <span class="text">Number of walls</span><br> </td> <td data-mce-selected="1">Double-walled<br> </td> </tr> <tr> <td data-mce-selected="1"> <div class="product-specification-name"> <div class="d-flex align-items-center"><span class="text">Insulation value (Ug-value)</span></div> </div> </td> <td data-mce-selected="1">1 W/m²K<br> </td> </tr> <tr> <td data-mce-selected="1">Acoustic value Rw<br> </td> <td data-mce-selected="1">39 dB<br> </td> </tr> <tr> <td data-mce-selected="1">Fall-through safety<br> </td> <td data-mce-selected="1">Yes</td> </tr> <tr> <td data-mce-selected="1">LT-value<br> </td> <td data-mce-selected="1">75 %<br> </td> </tr> <tr> <td data-mce-selected="1"> <span class="text">g-value</span><br> </td> <td data-mce-selected="1">52 %<br> </td> </tr> <tr> <td data-mce-selected="1">Weight<br> </td> <td data-mce-selected="1">44 kg/m²<br> </td> </tr> <tr> <td data-mce-selected="1"> <span class="text">Guarantee</span><br> </td> <td data-mce-selected="1">10 years</td> </tr> </tbody></table> | skylux-160-ce-met-koepel-en-pvc-opstand-30-20-met-lm-motor-iwindow2-1200-x-1200-mm | 8586038313293 | 46872370577741
Smoke and heat exhaust (SHEV) | SHE system | Skylux | Skylux 160° CE with skylight and PVC curb 30/20 with double LM-actuator - iWindow2 1300 x 1300 mm |  | 83722 | 5412970837220 | 7500.8 | Yes | 30-45 | 191.18 | 1300 x 1300 mm | 1300 | 1300 |  | PVC 30/20 (30 cm high & roof opening = 20 cm larger than daylight size) | Square | 1.00 W/m²K | 52% | 75% | 39dB | 160° CE (for industry) | iWindow2 | without spoiler | E | Double actuator |  | Material Clear Number of walls Double-walled Insulation value (Ug-value) 1 W/m²K Acoustic value Rw 39 dB Fall-through safety Yes LT-value 75 % g-value 52 % Weight 44 kg/m² Guarantee 10 years | https://skylux.eu/en/products/skylux-160-ce-met-koepel-en-pvc-opstand-30-20-met-lm-motor-iwindow2-1300-x-1300-mm | https://skylux.eu/cdn/shop/files/Skylux-160deg-CE-met-koepel-en-pvc-opstand-3020-met-dubbele-LM-motor-iWindow2-1300-x-1300-mm-RWA-systeem.jpg?v=1702981308&width=1600 | https://skylux.eu/cdn/shop/files/e5a82811-1bb0-48e4-a776-cacb59c7c092_574c2bb8-5369-40d8-8aab-bbde540b70bc.jpg?v=1688551345&width=1600 | //skylux.eu/cdn/shop/files/E_MH_Mounting_instructions_Skylux_160_CE_LM.pdf?v=12406716259046007223 | //skylux.eu/cdn/shop/files/E_TD_Technical_File_Skylux_Skylux_160_CE_Electric.pdf?v=3667116872303399239 | <table data-mce-selected="1"><tbody> <tr> <td data-mce-selected="1">Material<br> </td> <td data-mce-selected="1">Clear<br> </td> </tr> <tr> <td data-mce-selected="1"> <span class="text">Number of walls</span><br> </td> <td data-mce-selected="1">Double-walled<br> </td> </tr> <tr> <td data-mce-selected="1"> <div class="product-specification-name"> <div class="d-flex align-items-center"><span class="text">Insulation value (Ug-value)</span></div> </div> </td> <td data-mce-selected="1">1 W/m²K<br> </td> </tr> <tr> <td data-mce-selected="1">Acoustic value Rw<br> </td> <td data-mce-selected="1">39 dB<br> </td> </tr> <tr> <td data-mce-selected="1">Fall-through safety<br> </td> <td data-mce-selected="1">Yes</td> </tr> <tr> <td data-mce-selected="1">LT-value<br> </td> <td data-mce-selected="1">75 %<br> </td> </tr> <tr> <td data-mce-selected="1"> <span class="text">g-value</span><br> </td> <td data-mce-selected="1">52 %<br> </td> </tr> <tr> <td data-mce-selected="1">Weight<br> </td> <td data-mce-selected="1">44 kg/m²<br> </td> </tr> <tr> <td data-mce-selected="1"> <span class="text">Guarantee</span><br> </td> <td data-mce-selected="1">10 years</td> </tr> </tbody></table> | skylux-160-ce-met-koepel-en-pvc-opstand-30-20-met-lm-motor-iwindow2-1300-x-1300-mm | 8586038346061 | 46872370610509
Smoke and heat exhaust (SHEV) | SHE system | Skylux | Skylux 160° CE with skylight and PVC curb 30/20 with double LM-actuator - iWindow2 1400 x 1400 mm |  | 83723 | 5412970837237 | 8404.7 | Yes | 30-45 | 209.03 | 1400 x 1400 mm | 1400 | 1400 |  | PVC 30/20 (30 cm high & roof opening = 20 cm larger than daylight size) | Square | 1.00 W/m²K | 52% | 75% | 39dB | 160° CE (for industry) | iWindow2 | without spoiler | E | Double actuator |  | Material Clear Number of walls Double-walled Insulation value (Ug-value) 1 W/m²K Acoustic value Rw 39 dB Fall-through safety Yes LT-value 75 % g-value 52 % Weight 44 kg/m² Guarantee 10 years | https://skylux.eu/en/products/skylux-160-ce-met-koepel-en-pvc-opstand-30-20-met-lm-motor-iwindow2-1400-x-1400-mm | https://skylux.eu/cdn/shop/files/Skylux-160deg-CE-met-koepel-en-pvc-opstand-3020-met-dubbele-LM-motor-iWindow2-1400-x-1400-mm-RWA-systeem.jpg?v=1702981313&width=1600 | https://skylux.eu/cdn/shop/files/e5a82811-1bb0-48e4-a776-cacb59c7c092_f675e178-e8e2-461a-ba9a-0d4fa4aadfd7.jpg?v=1688551347&width=1600 | //skylux.eu/cdn/shop/files/E_MH_Mounting_instructions_Skylux_160_CE_LM.pdf?v=12406716259046007223 | //skylux.eu/cdn/shop/files/E_TD_Technical_File_Skylux_Skylux_160_CE_Electric.pdf?v=3667116872303399239 | <table data-mce-selected="1"><tbody> <tr> <td data-mce-selected="1">Material<br> </td> <td data-mce-selected="1">Clear<br> </td> </tr> <tr> <td data-mce-selected="1"> <span class="text">Number of walls</span><br> </td> <td data-mce-selected="1">Double-walled<br> </td> </tr> <tr> <td data-mce-selected="1"> <div class="product-specification-name"> <div class="d-flex align-items-center"><span class="text">Insulation value (Ug-value)</span></div> </div> </td> <td data-mce-selected="1">1 W/m²K<br> </td> </tr> <tr> <td data-mce-selected="1">Acoustic value Rw<br> </td> <td data-mce-selected="1">39 dB<br> </td> </tr> <tr> <td data-mce-selected="1">Fall-through safety<br> </td> <td data-mce-selected="1">Yes</td> </tr> <tr> <td data-mce-selected="1">LT-value<br> </td> <td data-mce-selected="1">75 %<br> </td> </tr> <tr> <td data-mce-selected="1"> <span class="text">g-value</span><br> </td> <td data-mce-selected="1">52 %<br> </td> </tr> <tr> <td data-mce-selected="1">Weight<br> </td> <td data-mce-selected="1">44 kg/m²<br> </td> </tr> <tr> <td data-mce-selected="1"> <span class="text">Guarantee</span><br> </td> <td data-mce-selected="1">10 years</td> </tr> </tbody></table> | skylux-160-ce-met-koepel-en-pvc-opstand-30-20-met-lm-motor-iwindow2-1400-x-1400-mm | 8586038378829 | 46872370676045
Smoke and heat exhaust (SHEV) | SHE system | Skylux | Skylux 160° CE with skylight and PVC curb 30/20 with double LM-actuator - iWindow3 0900 x 1200 mm |  | 83725 | 5412970837251 | 7725.85 | Yes | 30-45 | 170.3 | 900 x 1200 mm | 1200 | 900 |  | PVC 30/20 (30 cm high & roof opening = 20 cm larger than daylight size) | Rectangular | 0.50 W/m²K | 42% | 63% | 41dB | 160° CE (for industry) | iWindow3 | without spoiler | E | Double actuator |  | Material Clear Number of walls Triple-walled Insulation value (Ug-value) 0.5 W/m²K Acoustic value Rw 41 dB Fall-through safety Yes LT-value 63 % g-value 42 % Weight 60 kg/m² Guarantee 10 years | https://skylux.eu/en/products/skylux-160-ce-met-koepel-en-pvc-opstand-30-20-met-lm-motor-iwindow3-0900-x-1200-mm | https://skylux.eu/cdn/shop/files/Skylux-160deg-CE-met-koepel-en-pvc-opstand-3020-met-dubbele-LM-motor-iWindow3-0900-x-1200-mm-RWA-systeem.jpg?v=1702981325&width=1600 | https://skylux.eu/cdn/shop/files/e5a82811-1bb0-48e4-a776-cacb59c7c092_5fcf38b6-cddf-4d03-b706-7f9d35f79da4.jpg?v=1688551350&width=1600 | //skylux.eu/cdn/shop/files/E_MH_Mounting_instructions_Skylux_160_CE_LM.pdf?v=12406716259046007223 | //skylux.eu/cdn/shop/files/E_TD_Technical_File_Skylux_Skylux_160_CE_Electric.pdf?v=3667116872303399239 | <table><tbody> <tr> <td>Material</td> <td>Clear</td> </tr> <tr> <td>Number of walls</td> <td>Triple-walled</td> </tr> <tr> <td>Insulation value (Ug-value)</td> <td>0.5 W/m²K</td> </tr> <tr> <td>Acoustic value Rw</td> <td>41 dB</td> </tr> <tr> <td>Fall-through safety</td> <td>Yes</td> </tr> <tr> <td>LT-value</td> <td> <div class="product-specification"> <div class="product-specification-value"> <div class="d-flex align-items-center"><span class="text">63 %</span></div> </div> </div> <div class="product-specification"></div> </td> </tr> <tr> <td>g-value</td> <td>42 %</td> </tr> <tr> <td>Weight</td> <td>60 kg/m²</td> </tr> <tr> <td>Guarantee</td> <td>10 years</td> </tr> </tbody></table> | skylux-160-ce-met-koepel-en-pvc-opstand-30-20-met-lm-motor-iwindow3-0900-x-1200-mm | 8586038477133 | 46872370839885
Smoke and heat exhaust (SHEV) | SHE system | Skylux | Skylux 160° CE with skylight and PVC curb 30/20 with double LM-actuator - iWindow3 1000 x 1500 mm |  | 83727 | 5412970837275 | 8398.65 | Yes | 30-45 | 209.19 | 1000 x 1500 mm | 1500 | 1000 |  | PVC 30/20 (30 cm high & roof opening = 20 cm larger than daylight size) | Rectangular | 0.50 W/m²K | 42% | 63% | 41dB | 160° CE (for industry) | iWindow3 | without spoiler | E | Double actuator |  | Material Clear Number of walls Triple-walled Insulation value (Ug-value) 0.5 W/m²K Acoustic value Rw 41 dB Fall-through safety Yes LT-value 63 % g-value 42 % Weight 60 kg/m² Guarantee 10 years | https://skylux.eu/en/products/skylux-160-ce-met-koepel-en-pvc-opstand-30-20-met-lm-motor-iwindow3-1000-x-1500-mm | https://skylux.eu/cdn/shop/files/Skylux-160deg-CE-met-koepel-en-pvc-opstand-3020-met-dubbele-LM-motor-iWindow3-1000-x-1500-mm-RWA-systeem.jpg?v=1702981337&width=1600 | https://skylux.eu/cdn/shop/files/e5a82811-1bb0-48e4-a776-cacb59c7c092_2549d30e-257e-4283-84c9-4bbb66c3d3d9.jpg?v=1688551353&width=1600 | //skylux.eu/cdn/shop/files/E_MH_Mounting_instructions_Skylux_160_CE_LM.pdf?v=12406716259046007223 | //skylux.eu/cdn/shop/files/E_TD_Technical_File_Skylux_Skylux_160_CE_Electric.pdf?v=3667116872303399239 | <table><tbody> <tr> <td>Material</td> <td>Clear</td> </tr> <tr> <td>Number of walls</td> <td>Triple-walled</td> </tr> <tr> <td>Insulation value (Ug-value)</td> <td>0.5 W/m²K</td> </tr> <tr> <td>Acoustic value Rw</td> <td>41 dB</td> </tr> <tr> <td>Fall-through safety</td> <td>Yes</td> </tr> <tr> <td>LT-value</td> <td> <div class="product-specification"> <div class="product-specification-value"> <div class="d-flex align-items-center"><span class="text">63 %</span></div> </div> </div> <div class="product-specification"></div> </td> </tr> <tr> <td>g-value</td> <td>42 %</td> </tr> <tr> <td>Weight</td> <td>60 kg/m²</td> </tr> <tr> <td>Guarantee</td> <td>10 years</td> </tr> </tbody></table> | skylux-160-ce-met-koepel-en-pvc-opstand-30-20-met-lm-motor-iwindow3-1000-x-1500-mm | 8586038542669 | 46872370938189
Smoke and heat exhaust (SHEV) | SHE system | Skylux | Skylux 160° CE with skylight and PVC curb 30/20 with double LM-actuator - iWindow3 1100 x 1100 mm |  | 83728 | 5412970837282 | 7834.75 | Yes | 30-45 | 168.9 | 1100 x 1100 mm | 1100 | 1100 |  | PVC 30/20 (30 cm high & roof opening = 20 cm larger than daylight size) | Square | 0.50 W/m²K | 42% | 63% | 41dB | 160° CE (for industry) | iWindow3 | without spoiler | E | Double actuator |  | Material Clear Number of walls Triple-walled Insulation value (Ug-value) 0.5 W/m²K Acoustic value Rw 41 dB Fall-through safety Yes LT-value 63 % g-value 42 % Weight 60 kg/m² Guarantee 10 years | https://skylux.eu/en/products/skylux-160-ce-met-koepel-en-pvc-opstand-30-20-met-lm-motor-iwindow3-1100-x-1100-mm | https://skylux.eu/cdn/shop/files/Skylux-160deg-CE-met-koepel-en-pvc-opstand-3020-met-dubbele-LM-motor-iWindow3-1100-x-1100-mm-RWA-systeem.jpg?v=1702981342&width=1600 | https://skylux.eu/cdn/shop/files/e5a82811-1bb0-48e4-a776-cacb59c7c092_6e40d43a-2aef-4a60-8888-b96559dfa484.jpg?v=1688551355&width=1600 | //skylux.eu/cdn/shop/files/E_MH_Mounting_instructions_Skylux_160_CE_LM.pdf?v=12406716259046007223 | //skylux.eu/cdn/shop/files/E_TD_Technical_File_Skylux_Skylux_160_CE_Electric.pdf?v=3667116872303399239 | <table><tbody> <tr> <td>Material</td> <td>Clear</td> </tr> <tr> <td>Number of walls</td> <td>Triple-walled</td> </tr> <tr> <td>Insulation value (Ug-value)</td> <td>0.5 W/m²K</td> </tr> <tr> <td>Acoustic value Rw</td> <td>41 dB</td> </tr> <tr> <td>Fall-through safety</td> <td>Yes</td> </tr> <tr> <td>LT-value</td> <td> <div class="product-specification"> <div class="product-specification-value"> <div class="d-flex align-items-center"><span class="text">63 %</span></div> </div> </div> <div class="product-specification"></div> </td> </tr> <tr> <td>g-value</td> <td>42 %</td> </tr> <tr> <td>Weight</td> <td>60 kg/m²</td> </tr> <tr> <td>Guarantee</td> <td>10 years</td> </tr> </tbody></table> | skylux-160-ce-met-koepel-en-pvc-opstand-30-20-met-lm-motor-iwindow3-1100-x-1100-mm | 8586038673741 | 46872371134797
Smoke and heat exhaust (SHEV) | SHE system | Skylux | Skylux 160° CE with skylight and PVC curb 30/20 with double LM-actuator - iWindow3 1200 x 1200 mm |  | 83701 | 5412970837015 | 8278.85 | Yes | 30-45 | 205.84 | 1200 x 1200 mm | 1200 | 1200 |  | PVC 30/20 (30 cm high & roof opening = 20 cm larger than daylight size) | Square | 0.50 W/m²K | 42% | 63% | 41dB | 160° CE (for industry) | iWindow3 | without spoiler | E | Double actuator |  | Material Clear Number of walls Triple-walled Insulation value (Ug-value) 0.5 W/m²K Acoustic value Rw 41 dB Fall-through safety Yes LT-value 63 % g-value 42 % Weight 60 kg/m² Guarantee 10 years | https://skylux.eu/en/products/skylux-160-ce-met-koepel-en-pvc-opstand-30-20-met-lm-motor-iwindow3-1200-x-1200-mm | https://skylux.eu/cdn/shop/files/Skylux-160deg-CE-met-koepel-en-pvc-opstand-3020-met-dubbele-LM-motor-iWindow3-1200-x-1200-mm-RWA-systeem.jpg?v=1702981347&width=1600 | https://skylux.eu/cdn/shop/files/e5a82811-1bb0-48e4-a776-cacb59c7c092_fc55d456-6165-4e1e-9746-591280b78b32.jpg?v=1688551357&width=1600 | //skylux.eu/cdn/shop/files/E_MH_Mounting_instructions_Skylux_160_CE_LM.pdf?v=12406716259046007223 | //skylux.eu/cdn/shop/files/E_TD_Technical_File_Skylux_Skylux_160_CE_Electric.pdf?v=3667116872303399239 | <table><tbody> <tr> <td>Material</td> <td>Clear</td> </tr> <tr> <td>Number of walls</td> <td>Triple-walled</td> </tr> <tr> <td>Insulation value (Ug-value)</td> <td>0.5 W/m²K</td> </tr> <tr> <td>Acoustic value Rw</td> <td>41 dB</td> </tr> <tr> <td>Fall-through safety</td> <td>Yes</td> </tr> <tr> <td>LT-value</td> <td> <div class="product-specification"> <div class="product-specification-value"> <div class="d-flex align-items-center"><span class="text">63 %</span></div> </div> </div> <div class="product-specification"></div> </td> </tr> <tr> <td>g-value</td> <td>42 %</td> </tr> <tr> <td>Weight</td> <td>60 kg/m²</td> </tr> <tr> <td>Guarantee</td> <td>10 years</td> </tr> </tbody></table> | skylux-160-ce-met-koepel-en-pvc-opstand-30-20-met-lm-motor-iwindow3-1200-x-1200-mm | 8586038739277 | 46872371233101
Smoke and heat exhaust (SHEV) | SHE system | Skylux | Skylux 160° CE with skylight and PVC curb 30/20 with double LM-actuator 1000 x 2500 mm |  | 35817 | 5412970358176 | 7575.85 | Yes | 30-45 | 129.84 | 1000 x 2500 mm | 2500 | 1000 |  | PVC 30/20 (30 cm high & roof opening = 20 cm larger than daylight size) | Rectangular | 5.17 W/m²K - 1.28 W/m²K | 87% - 32% | 90% - 32% | 20dB - 23dB | 160° CE (for industry) | skylight | without spoiler | E | Double actuator | Maximum four-walled skylight possible for this product | Ut-value LT-value g-value Rw-value EN 1873 : 2014 EN ISO 13468 EN 16153 EN 410 EN 410 EN ISO 140-3 Material Walls Shells (W/m²K) (%) (%) (dB) Acrylic Single-walled Clear (H) 5.17 90 87 - PMMA Single-walled Opal (O) 5.17 83 76 - Double-walled Clear (H/H) 2.90 81 75 20 Double-walled Opal (O/O) 2.90 69 58 20 Triple-walled Clear (H/H/H) 1.70 73 65 22 Triple-walled Opal (O/H/O) 1.70 62 51 22 Four-walled Clear (H/H/H/H) 1.28 64 54 23 Four-walled Opal (H/H/O/H) 1.28 59 48 23 Polycarbonate Single-walled Clear (A) 5.17 88 83 - PC Single-walled Opal (D) 5.17 58 60 - Double-walled Clear (A/H) 2.90 79 72 20 Double-walled Clear (A/A) 2.90 77 69 20 Double-walled Opal (A/O) 2.90 73 63 20 Double-walled Opal (A/D) 2.90 51 50 20 Triple-walled Clear (A/H/H) 1.70 71 63 22 Triple-walled Opal (A/O/O) 1.70 61 48 22 Four-walled Clear (A/H/H/H) 1.28 64 52 23 Four-walled Opal (A/H/O/H) 1.28 59 46 23 Polycarbonate Single-walled Heatstop Opal (T) 5.17 49 59 - Heatstop PC Double-walled Clear (T/H) 2.90 44 51 20 Double-walled Opal (T/O) 2.90 41 45 20 Triple-walled Clear (T/H/H) 1.70 40 <td data-sheets-numberformat='{"1":2,"2":"0","3":1}' data-sheets-value='{"1":3,"3":44}' style="overflow:hidden;paddin | https://skylux.eu/en/products/skylux-160-ce-met-koepel-en-pvc-opstand-30-20-met-lm-motor-1000-x-2500-mm | https://skylux.eu/cdn/shop/files/Skylux-160deg-CE-met-koepel-en-pvc-opstand-3020-met-dubbele-LM-motor-1000-x-2500-mm-RWA-systeem.jpg?v=1702980461&width=1600 | https://skylux.eu/cdn/shop/files/e5a82811-1bb0-48e4-a776-cacb59c7c092_d048eb77-a032-4da5-8c65-e32ed87bb5c8.jpg?v=1688551134&width=1600 | //skylux.eu/cdn/shop/files/E_MH_Mounting_instructions_Skylux_160_CE_LM.pdf?v=12406716259046007223 | //skylux.eu/cdn/shop/files/E_TD_Technical_File_Skylux_Skylux_160_CE_Electric.pdf?v=3667116872303399239 | <style type="text/css" id="isPasted"> <!--td { border: 1px solid #cccccc; } br { mso-data-placement: same-cell; } --> </style> <table border="1" cellpadding="0" cellspacing="0" dir="ltr" style="table-layout:fixed;font-size:10pt;font-family:Arial;border-collapse:collapse;border:none;"><tbody> <tr style="height:20px;"> <td style="overflow:hidden;padding:0px 3px 0px 3px;vertical-align:bottom;"></td> <td style="overflow:hidden;padding:0px 3px 0px 3px;vertical-align:bottom;"></td> <td style="overflow:hidden;padding:0px 3px 0px 3px;vertical-align:bottom;"></td> <td data-sheets-value='{"1":2,"2":"Ut-value"}' style="overflow:hidden;padding:0px 3px 0px 3px;vertical-align:bottom;font-weight:bold;text-align:center;">Ut-value</td> <td data-sheets-value='{"1":2,"2":"LT-value"}' style="overflow:hidden;padding:0px 3px 0px 3px;vertical-align:bottom;font-weight:bold;text-align:center;">LT-value</td> <td data-sheets-value='{"1":2,"2":"g-value"}' style="overflow:hidden;padding:0px 3px 0px 3px;vertical-align:bottom;font-weight:bold;text-align:center;">g-value</td> <td data-sheets-value='{"1":2,"2":"Rw-value "}' style="overflow:hidden;padding:0px 3px 0px 3px;vertical-align:bottom;font-weight:bold;text-align:center;">Rw-value </td> </tr> <tr style="height:20px;"> <td style="overflow:hidden;padding:0px 3px 0px 3px;vertical-align:bottom;"></td> <td style="overflow:hidden;padding:0px 3px 0px 3px;vertical-align:bottom;"></td> <td style="overflow:hidden;padding:0px 3px 0px 3px;vertical-align:bottom;"></td> <td data-sheets-numberformat='{"1":2,"2":"0.00","3":1}' data-sheets-value='{"1":2,"2":"EN 1873 : 2014"}' style="overflow:hidden;padding:0px 3px 0px 3px;vertical-align:bottom;text-align:center;">EN 1873 : 2014</td> <td data-sheets-numberformat='{"1":2,"2":"0","3":1}' data-sheets-value='{"1":2,"2":"EN ISO 13468 EN 16153 EN 410"}' style="overflow:hidden;padding:0px 3px 0px 3px;vertical-align:bottom;text-align:center;">EN ISO 13468 EN 16153 EN 410</td> <td data-sheets-numberformat='{"1":2,"2":"0","3":1}' data-sheets-value='{"1":2,"2":"EN 410"}' style="overflow:hidden;padding:0px 3px 0px 3px;vertical-align:bottom;text-align:center;">EN 410</td> <td data-sheets-value='{"1":2,"2":"EN ISO 140-3\t\t"}' style="overflow:hidden;padding:0px 3px 0px 3px;vertical-align:bottom;text-align:center;">EN ISO 140-3 </td> </tr> <tr style="height:20px;"> <td data-sheets-value='{"1":2,"2":"Material"}' style="border-bottom:1px solid #000000;overflow:hidden;padding:0px 3px 0px 3px;vertical-align:bottom;background-color:#000000;font-weight:bold;color:#ffffff;">Material</td> <td data-sheets-value='{"1":2,"2":"Walls"}' style="border-bottom:1px solid #000000;overflow:hidden;padding:0px 3px 0px 3px;vertical-align:bottom;background-color:#000000;font-weight:bold;color:#ffffff;">Walls</td> <td data-sheets-value='{"1":2,"2":"Shells"}' style="border-bottom:1px solid #000000;overflow:hidden;padding:0px 3px 0px 3px;vertical-align:bottom;background-color:#000000;font-weight:bold;color:#ffffff;">Shells</td> <td data-sheets-numberformat='{"1":2,"2":"0.00","3":1}' data-sheets-value='{"1":2,"2":"(W/m²K)\t"}' style="border-bottom:1px solid #000000;overflow:hidden;padding:0px 3px 0px 3px;vertical-align:bottom;background-color:#000000;font-weight:bold;color:#ffffff;text-align:center;">(W/m²K) </td> <td data-sheets-numberformat='{"1":2,"2":"0","3":1}' data-sheets-value='{"1":2,"2":"(%)"}' style="border-bottom:1px solid #000000;overflow:hidden;padding:0px 3px 0px 3px;vertical-align:bottom;background-color:#000000;font-weight:bold;color:#ffffff;text-align:center;">(%)</td> <td data-sheets-numberformat='{"1":2,"2":"0","3":1}' data-sheets-value='{"1":2,"2":"(%)"}' style="border-bottom:1px solid #000000;overflow:hidden;padding:0px 3px 0px 3px;vertical-align:bottom;background-color:#000000;font-weight:bold;color:#ffffff;text-align:center;">(%)</td> <td data-sheets-value='{"1":2,"2":"(dB)"}' style="border-bottom:1px solid #000000;overflow:hidden;padding:0px 3px 0px 3px;vertical-align:bottom;background-color:#000000;font-weight:bold;color:#ffffff;text-align:center;">(dB)</td> </tr> <tr style="height:20px;"> <td data-sheets-value='{"1":2,"2":"Acrylic"}' style="border-left:1px solid #000000;overflow:hidden;padding:0px 3px 0px 3px;vertical-align:bottom;font-weight:bold;">Acrylic</td> <td data-sheets-value='{"1":2,"2":"Single-walled"}' style="overflow:hidden;padding:0px 3px 0px 3px;vertical-align:bottom;font-weight:bold;">Single-walled</td> <td data-sheets-value='{"1":2,"2":"Clear (H)"}' style="border-right:1px solid #000000;overflow:hidden;padding:0px 3px 0px 3px;vertical-align:bottom;font-weight:bold;">Clear (H)</td> <td data-sheets-numberformat='{"1":2,"2":"0.00","3":1}' data-sheets-value='{"1":3,"3":5.17}' style="overflow:hidden;padding:0px 3px 0px 3px;vertical-align:bottom;text-align:center;">5.17</td> <td data-sheets-numberformat='{"1":2,"2":"0","3":1}' data-sheets-value='{"1":3,"3":90}' style="overflow:hidden;padding:0px 3px 0px 3px;vertical-align:bottom;text-align:center;">90</td> <td data-sheets-numberformat='{"1":2,"2":"0","3":1}' data-sheets-value='{"1":3,"3":87}' style="overflow:hidden;padding:0px 3px 0px 3px;vertical-align:bottom;text-align:center;">87</td> <td data-sheets-numberformat='{"1":2,"2":"0","3":1}' data-sheets-value='{"1":2,"2":"-"}' style="border-right:1px solid #000000;overflow:hidden;padding:0px 3px 0px 3px;vertical-align:bottom;text-align:center;">-</td> </tr> <tr style="height:20px;"> <td data-sheets-value='{"1":2,"2":"PMMA"}' style="border-left:1px solid #000000;overflow:hidden;padding:0px 3px 0px 3px;vertical-align:bottom;font-weight:bold;">PMMA</td> <td data-sheets-value='{"1":2,"2":"Single-walled"}' style="overflow:hidden;padding:0px 3px 0px 3px;vertical-align:bottom;font-weight:bold;">Single-walled</td> <td data-sheets-value='{"1":2,"2":"Opal (O)"}' style="border-right:1px solid #000000;overflow:hidden;padding:0px 3px 0px 3px;vertical-align:bottom;font-weight:bold;">Opal (O)</td> <td data-sheets-numberformat='{"1":2,"2":"0.00","3":1}' data-sheets-value='{"1":3,"3":5.17}' style="overflow:hidden;padding:0px 3px 0px 3px;vertical-align:bottom;text-align:center;">5.17</td> <td data-sheets-numberformat='{"1":2,"2":"0","3":1}' data-sheets-value='{"1":3,"3":83}' style="overflow:hidden;padding:0px 3px 0px 3px;vertical-align:bottom;text-align:center;">83</td> <td data-sheets-numberformat='{"1":2,"2":"0","3":1}' data-sheets-value='{"1":3,"3":76}' style="overflow:hidden;padding:0px 3px 0px 3px;vertical-align:bottom;text-align:center;">76</td> <td data-sheets-numberformat='{"1":2,"2":"0","3":1}' data-sheets-value='{"1":2,"2":"-"}' style="border-right:1px solid #000000;overflow:hidden;padding:0px 3px 0px 3px;vertical-align:bottom;text-align:center;">-</td> </tr> <tr style="height:20px;"> <td style="border-left:1px solid #000000;overflow:hidden;padding:0px 3px 0px 3px;vertical-align:bottom;font-weight:bold;"></td> <td data-sheets-value='{"1":2,"2":"Double-walled"}' style="overflow:hidden;padding:0px 3px 0px 3px;vertical-align:bottom;font-weight:bold;">Double-walled</td> <td data-sheets-value='{"1":2,"2":"Clear (H/H)"}' style="border-right:1px solid #000000;overflow:hidden;padding:0px 3px 0px 3px;vertical-align:bottom;font-weight:bold;">Clear (H/H)</td> <td data-sheets-numberformat='{"1":2,"2":"0.00","3":1}' data-sheets-value='{"1":3,"3":2.9}' style="overflow:hidden;padding:0px 3px 0px 3px;vertical-align:bottom;text-align:center;">2.90</td> <td data-sheets-numberformat='{"1":2,"2":"0","3":1}' data-sheets-value='{"1":3,"3":81}' style="overflow:hidden;padding:0px 3px 0px 3px;vertical-align:bottom;text-align:center;">81</td> <td data-sheets-numberformat='{"1":2,"2":"0","3":1}' data-sheets-value='{"1":3,"3":75}' style="overflow:hidden;padding:0px 3px 0px 3px;vertical-align:bottom;text-align:center;">75</td> <td data-sheets-numberformat='{"1":2,"2":"0","3":1}' data-sheets-value='{"1":3,"3":20}' style="border-right:1px solid #000000;overflow:hidden;padding:0px 3px 0px 3px;vertical-align:bottom;text-align:center;">20</td> </tr> <tr style="height:20px;"> <td style="border-left:1px solid #000000;overflow:hidden;padding:0px 3px 0px 3px;vertical-align:bottom;font-weight:bold;"></td> <td data-sheets-value='{"1":2,"2":"Double-walled"}' style="overflow:hidden;padding:0px 3px 0px 3px;vertical-align:bottom;font-weight:bold;">Double-walled</td> <td data-sheets-value='{"1":2,"2":"Opal (O/O)"}' style="border-right:1px solid #000000;overflow:hidden;padding:0px 3px 0px 3px;vertical-align:bottom;font-weight:bold;">Opal (O/O)</td> <td data-sheets-numberformat='{"1":2,"2":"0.00","3":1}' data-sheets-value='{"1":3,"3":2.9}' style="overflow:hidden;padding:0px 3px 0px 3px;vertical-align:bottom;text-align:center;">2.90</td> <td data-sheets-numberformat='{"1":2,"2":"0","3":1}' data-sheets-value='{"1":3,"3":69}' style="overflow:hidden;padding:0px 3px 0px 3px;vertical-align:bottom;text-align:center;">69</td> <td data-sheets-numberformat='{"1":2,"2":"0","3":1}' data-sheets-value='{"1":3,"3":58}' style="overflow:hidden;padding:0px 3px 0px 3px;vertical-align:bottom;text-align:center;">58</td> <td data-sheets-numberformat='{"1":2,"2":"0","3":1}' data-sheets-value='{"1":3,"3":20}' style="border-right:1px solid #000000;overflow:hidden;padding:0px 3px 0px 3px;vertical-align:bottom;text-align:center;">20</td> </tr> <tr style="height:20px;"> <td style="border-left:1px solid #000000;overflow:hidden;padding:0px 3px 0px 3px;vertical-align:bottom;font-weight:bold;"></td> <td data-sheets-value='{"1":2,"2":"Triple-walled"}' style="overflow:hidden;padding:0px 3px 0px 3px;vertical-align:bottom;font-weight:bold;">Triple-walled</td> <td data-sheets-value='{"1":2,"2":"Clear (H/H/H)"}' style="border-right:1px solid #000000;overflow:hidden;padding:0px 3px 0px 3px;vertical-align:bottom;font-weight:bold;">Clear (H/H/H)</td> <td data-sheets-numberformat='{"1":2,"2":"0.00","3":1}' data-sheets-value='{"1":3,"3":1.7}' style="overflow:hidden;padding:0px 3px 0px 3px;vertical-align:bottom;text-align:center;">1.70</td> <td data-sheets-numberformat='{"1":2,"2":"0","3":1}' data-sheets-value='{"1":3,"3":73}' style="overflow:hidden;padding:0px 3px 0px 3px;vertical-align:bottom;text-align:center;">73</td> <td data-sheets-numberformat='{"1":2,"2":"0","3":1}' data-sheets-value='{"1":3,"3":65}' style="overflow:hidden;padding:0px 3px 0px 3px;vertical-align:bottom;text-align:center;">65</td> <td data-sheets-numberformat='{"1":2,"2":"0","3":1}' data-sheets-value='{"1":3,"3":22}' style="border-right:1px solid #000000;overflow:hidden;padding:0px 3px 0px 3px;vertical-align:bottom;text-align:center;">22</td> </tr> <tr style="height:20px;"> <td style="border-left:1px solid #000000;overflow:hidden;padding:0px 3px 0px 3px;vertical-align:bottom;font-weight:bold;"></td> <td data-sheets-value='{"1":2,"2":"Triple-walled"}' style="overflow:hidden;padding:0px 3px 0px 3px;vertical-align:bottom;font-weight:bold;">Triple-walled</td> <td data-sheets-value='{"1":2,"2":"Opal (O/H/O)"}' style="border-right:1px solid #000000;overflow:hidden;padding:0px 3px 0px 3px;vertical-align:bottom;font-weight:bold;">Opal (O/H/O)</td> <td data-sheets-numberformat='{"1":2,"2":"0.00","3":1}' data-sheets-value='{"1":3,"3":1.7}' style="overflow:hidden;padding:0px 3px 0px 3px;vertical-align:bottom;text-align:center;">1.70</td> <td data-sheets-numberformat='{"1":2,"2":"0","3":1}' data-sheets-value='{"1":3,"3":62}' style="overflow:hidden;padding:0px 3px 0px 3px;vertical-align:bottom;text-align:center;">62</td> <td data-sheets-numberformat='{"1":2,"2":"0","3":1}' data-sheets-value='{"1":3,"3":51}' style="overflow:hidden;padding:0px 3px 0px 3px;vertical-align:bottom;text-align:center;">51</td> <td data-sheets-numberformat='{"1":2,"2":"0","3":1}' data-sheets-value='{"1":3,"3":22}' style="border-right:1px solid #000000;overflow:hidden;padding:0px 3px 0px 3px;vertical-align:bottom;text-align:center;">22</td> </tr> <tr style="height:20px;"> <td style="border-left:1px solid #000000;overflow:hidden;padding:0px 3px 0px 3px;vertical-align:bottom;font-weight:bold;"></td> <td data-sheets-value='{"1":2,"2":"Four-walled"}' style="overflow:hidden;padding:0px 3px 0px 3px;vertical-align:bottom;font-weight:bold;">Four-walled</td> <td data-sheets-value='{"1":2,"2":"Clear (H/H/H/H)"}' style="border-right:1px solid #000000;overflow:hidden;padding:0px 3px 0px 3px;vertical-align:bottom;font-weight:bold;">Clear (H/H/H/H)</td> <td data-sheets-numberformat='{"1":2,"2":"0.00","3":1}' data-sheets-value='{"1":3,"3":1.28}' style="overflow:hidden;padding:0px 3px 0px 3px;vertical-align:bottom;text-align:center;">1.28</td> <td data-sheets-numberformat='{"1":2,"2":"0","3":1}' data-sheets-value='{"1":3,"3":64}' style="overflow:hidden;padding:0px 3px 0px 3px;vertical-align:bottom;text-align:center;">64</td> <td data-sheets-numberformat='{"1":2,"2":"0","3":1}' data-sheets-value='{"1":3,"3":54}' style="overflow:hidden;padding:0px 3px 0px 3px;vertical-align:bottom;text-align:center;">54</td> <td data-sheets-numberformat='{"1":2,"2":"0","3":1}' data-sheets-value='{"1":3,"3":23}' style="border-right:1px solid #000000;overflow:hidden;padding:0px 3px 0px 3px;vertical-align:bottom;text-align:center;">23</td> </tr> <tr style="height:20px;"> <td style="border-bottom:1px solid #000000;border-left:1px solid #000000;overflow:hidden;padding:0px 3px 0px 3px;vertical-align:bottom;"></td> <td data-sheets-value='{"1":2,"2":"Four-walled"}' style="border-bottom:1px solid #000000;overflow:hidden;padding:0px 3px 0px 3px;vertical-align:bottom;font-weight:bold;">Four-walled</td> <td data-sheets-value='{"1":2,"2":"Opal (H/H/O/H)"}' style="border-right:1px solid #000000;border-bottom:1px solid #000000;overflow:hidden;padding:0px 3px 0px 3px;vertical-align:bottom;font-weight:bold;">Opal (H/H/O/H)</td> <td data-sheets-numberformat='{"1":2,"2":"0.00","3":1}' data-sheets-value='{"1":3,"3":1.28}' style="border-bottom:1px solid #000000;overflow:hidden;padding:0px 3px 0px 3px;vertical-align:bottom;text-align:center;">1.28</td> <td data-sheets-numberformat='{"1":2,"2":"0","3":1}' data-sheets-value='{"1":3,"3":59}' style="border-bottom:1px solid #000000;overflow:hidden;padding:0px 3px 0px 3px;vertical-align:bottom;text-align:center;">59</td> <td data-sheets-numberformat='{"1":2,"2":"0","3":1}' data-sheets-value='{"1":3,"3":48}' style="border-bottom:1px solid #000000;overflow:hidden;padding:0px 3px 0px 3px;vertical-align:bottom;text-align:center;">48</td> <td data-sheets-numberformat='{"1":2,"2":"0","3":1}' data-sheets-value='{"1":3,"3":23}' style="border-right:1px solid #000000;border-bottom:1px solid #000000;overflow:hidden;padding:0px 3px 0px 3px;vertical-align:bottom;text-align:center;">23</td> </tr> <tr style="height:20px;"> <td data-sheets-value='{"1":2,"2":"Polycarbonate "}' style="border-left:1px solid #000000;overflow:hidden;padding:0px 3px 0px 3px;vertical-align:bottom;font-weight:bold;">Polycarbonate </td> <td data-sheets-value='{"1":2,"2":"Single-walled"}' style="overflow:hidden;padding:0px 3px 0px 3px;vertical-align:bottom;font-weight:bold;">Single-walled</td> <td data-sheets-value='{"1":2,"2":"Clear (A)"}' style="border-right:1px solid #000000;overflow:hidden;padding:0px 3px 0px 3px;vertical-align:bottom;font-weight:bold;">Clear (A)</td> <td data-sheets-numberformat='{"1":2,"2":"0.00","3":1}' data-sheets-value='{"1":3,"3":5.17}' style="overflow:hidden;padding:0px 3px 0px 3px;vertical-align:bottom;text-align:center;">5.17</td> <td data-sheets-numberformat='{"1":2,"2":"0","3":1}' data-sheets-value='{"1":3,"3":88}' style="overflow:hidden;padding:0px 3px 0px 3px;vertical-align:bottom;text-align:center;">88</td> <td data-sheets-numberformat='{"1":2,"2":"0","3":1}' data-sheets-value='{"1":3,"3":83}' style="overflow:hidden;padding:0px 3px 0px 3px;vertical-align:bottom;text-align:center;">83</td> <td data-sheets-numberformat='{"1":2,"2":"0","3":1}' data-sheets-value='{"1":2,"2":"-"}' style="border-right:1px solid #000000;overflow:hidden;padding:0px 3px 0px 3px;vertical-align:bottom;text-align:center;">-</td> </tr> <tr style="height:20px;"> <td data-sheets-value='{"1":2,"2":"PC"}' style="border-left:1px solid #000000;overflow:hidden;padding:0px 3px 0px 3px;vertical-align:bottom;font-weight:bold;">PC</td> <td data-sheets-value='{"1":2,"2":"Single-walled"}' style="overflow:hidden;padding:0px 3px 0px 3px;vertical-align:bottom;font-weight:bold;">Single-walled</td> <td data-sheets-value='{"1":2,"2":"Opal (D)"}' style="border-right:1px solid #000000;overflow:hidden;padding:0px 3px 0px 3px;vertical-align:bottom;font-weight:bold;">Opal (D)</td> <td data-sheets-numberformat='{"1":2,"2":"0.00","3":1}' data-sheets-value='{"1":3,"3":5.17}' style="overflow:hidden;padding:0px 3px 0px 3px;vertical-align:bottom;text-align:center;">5.17</td> <td data-sheets-numberformat='{"1":2,"2":"0","3":1}' data-sheets-value='{"1":3,"3":58}' style="overflow:hidden;padding:0px 3px 0px 3px;vertical-align:bottom;text-align:center;">58</td> <td data-sheets-numberformat='{"1":2,"2":"0","3":1}' data-sheets-value='{"1":3,"3":60}' style="overflow:hidden;padding:0px 3px 0px 3px;vertical-align:bottom;text-align:center;">60</td> <td data-sheets-numberformat='{"1":2,"2":"0","3":1}' data-sheets-value='{"1":2,"2":"-"}' style="border-right:1px solid #000000;overflow:hidden;padding:0px 3px 0px 3px;vertical-align:bottom;text-align:center;">-</td> </tr> <tr style="height:20px;"> <td style="border-left:1px solid #000000;overflow:hidden;padding:0px 3px 0px 3px;vertical-align:bottom;font-weight:bold;"></td> <td data-sheets-value='{"1":2,"2":"Double-walled"}' style="overflow:hidden;padding:0px 3px 0px 3px;vertical-align:bottom;font-weight:bold;">Double-walled</td> <td data-sheets-value='{"1":2,"2":"Clear (A/H)"}' style="border-right:1px solid #000000;overflow:hidden;padding:0px 3px 0px 3px;vertical-align:bottom;font-weight:bold;">Clear (A/H)</td> <td data-sheets-numberformat='{"1":2,"2":"0.00","3":1}' data-sheets-value='{"1":3,"3":2.9}' style="overflow:hidden;padding:0px 3px 0px 3px;vertical-align:bottom;text-align:center;">2.90</td> <td data-sheets-numberformat='{"1":2,"2":"0","3":1}' data-sheets-value='{"1":3,"3":79}' style="overflow:hidden;padding:0px 3px 0px 3px;vertical-align:bottom;text-align:center;">79</td> <td data-sheets-numberformat='{"1":2,"2":"0","3":1}' data-sheets-value='{"1":3,"3":72}' style="overflow:hidden;padding:0px 3px 0px 3px;vertical-align:bottom;text-align:center;">72</td> <td data-sheets-numberformat='{"1":2,"2":"0","3":1}' data-sheets-value='{"1":3,"3":20}' style="border-right:1px solid #000000;overflow:hidden;padding:0px 3px 0px 3px;vertical-align:bottom;text-align:center;">20</td> </tr> <tr style="height:20px;"> <td style="border-left:1px solid #000000;overflow:hidden;padding:0px 3px 0px 3px;vertical-align:bottom;font-weight:bold;"></td> <td data-sheets-value='{"1":2,"2":"Double-walled"}' style="overflow:hidden;padding:0px 3px 0px 3px;vertical-align:bottom;font-weight:bold;">Double-walled</td> <td data-sheets-value='{"1":2,"2":"Clear (A/A)"}' style="border-right:1px solid #000000;overflow:hidden;padding:0px 3px 0px 3px;vertical-align:bottom;font-weight:bold;">Clear (A/A)</td> <td data-sheets-numberformat='{"1":2,"2":"0.00","3":1}' data-sheets-value='{"1":3,"3":2.9}' style="overflow:hidden;padding:0px 3px 0px 3px;vertical-align:bottom;text-align:center;">2.90</td> <td data-sheets-numberformat='{"1":2,"2":"0","3":1}' data-sheets-value='{"1":3,"3":77}' style="overflow:hidden;padding:0px 3px 0px 3px;vertical-align:bottom;text-align:center;">77</td> <td data-sheets-numberformat='{"1":2,"2":"0","3":1}' data-sheets-value='{"1":3,"3":69}' style="overflow:hidden;padding:0px 3px 0px 3px;vertical-align:bottom;text-align:center;">69</td> <td data-sheets-numberformat='{"1":2,"2":"0","3":1}' data-sheets-value='{"1":3,"3":20}' style="border-right:1px solid #000000;overflow:hidden;padding:0px 3px 0px 3px;vertical-align:bottom;text-align:center;">20</td> </tr> <tr style="height:20px;"> <td style="border-left:1px solid #000000;overflow:hidden;padding:0px 3px 0px 3px;vertical-align:bottom;font-weight:bold;"></td> <td data-sheets-value='{"1":2,"2":"Double-walled"}' style="overflow:hidden;padding:0px 3px 0px 3px;vertical-align:bottom;font-weight:bold;">Double-walled</td> <td data-sheets-value='{"1":2,"2":"Opal (A/O)"}' style="border-right:1px solid #000000;overflow:hidden;padding:0px 3px 0px 3px;vertical-align:bottom;font-weight:bold;">Opal (A/O)</td> <td data-sheets-numberformat='{"1":2,"2":"0.00","3":1}' data-sheets-value='{"1":3,"3":2.9}' style="overflow:hidden;padding:0px 3px 0px 3px;vertical-align:bottom;text-align:center;">2.90</td> <td data-sheets-numberformat='{"1":2,"2":"0","3":1}' data-sheets-value='{"1":3,"3":73}' style="overflow:hidden;padding:0px 3px 0px 3px;vertical-align:bottom;text-align:center;">73</td> <td data-sheets-numberformat='{"1":2,"2":"0","3":1}' data-sheets-value='{"1":3,"3":63}' style="overflow:hidden;padding:0px 3px 0px 3px;vertical-align:bottom;text-align:center;">63</td> <td data-sheets-numberformat='{"1":2,"2":"0","3":1}' data-sheets-value='{"1":3,"3":20}' style="border-right:1px solid #000000;overflow:hidden;padding:0px 3px 0px 3px;vertical-align:bottom;text-align:center;">20</td> </tr> <tr style="height:20px;"> <td style="border-left:1px solid #000000;overflow:hidden;padding:0px 3px 0px 3px;vertical-align:bottom;font-weight:bold;"></td> <td data-sheets-value='{"1":2,"2":"Double-walled"}' style="overflow:hidden;padding:0px 3px 0px 3px;vertical-align:bottom;font-weight:bold;">Double-walled</td> <td data-sheets-value='{"1":2,"2":"Opal (A/D)"}' style="border-right:1px solid #000000;overflow:hidden;padding:0px 3px 0px 3px;vertical-align:bottom;font-weight:bold;">Opal (A/D)</td> <td data-sheets-numberformat='{"1":2,"2":"0.00","3":1}' data-sheets-value='{"1":3,"3":2.9}' style="overflow:hidden;padding:0px 3px 0px 3px;vertical-align:bottom;text-align:center;">2.90</td> <td data-sheets-numberformat='{"1":2,"2":"0","3":1}' data-sheets-value='{"1":3,"3":51}' style="overflow:hidden;padding:0px 3px 0px 3px;vertical-align:bottom;text-align:center;">51</td> <td data-sheets-numberformat='{"1":2,"2":"0","3":1}' data-sheets-value='{"1":3,"3":50}' style="overflow:hidden;padding:0px 3px 0px 3px;vertical-align:bottom;text-align:center;">50</td> <td data-sheets-numberformat='{"1":2,"2":"0","3":1}' data-sheets-value='{"1":3,"3":20}' style="border-right:1px solid #000000;overflow:hidden;padding:0px 3px 0px 3px;vertical-align:bottom;text-align:center;">20</td> </tr> <tr style="height:20px;"> <td style="border-left:1px solid #000000;overflow:hidden;padding:0px 3px 0px 3px;vertical-align:bottom;font-weight:bold;"></td> <td data-sheets-value='{"1":2,"2":"Triple-walled"}' style="overflow:hidden;padding:0px 3px 0px 3px;vertical-align:bottom;font-weight:bold;">Triple-walled</td> <td data-sheets-value='{"1":2,"2":"Clear (A/H/H)"}' style="border-right:1px solid #000000;overflow:hidden;padding:0px 3px 0px 3px;vertical-align:bottom;font-weight:bold;">Clear (A/H/H)</td> <td data-sheets-numberformat='{"1":2,"2":"0.00","3":1}' data-sheets-value='{"1":3,"3":1.7}' style="overflow:hidden;padding:0px 3px 0px 3px;vertical-align:bottom;text-align:center;">1.70</td> <td data-sheets-numberformat='{"1":2,"2":"0","3":1}' data-sheets-value='{"1":3,"3":71}' style="overflow:hidden;padding:0px 3px 0px 3px;vertical-align:bottom;text-align:center;">71</td> <td data-sheets-numberformat='{"1":2,"2":"0","3":1}' data-sheets-value='{"1":3,"3":63}' style="overflow:hidden;padding:0px 3px 0px 3px;vertical-align:bottom;text-align:center;">63</td> <td data-sheets-numberformat='{"1":2,"2":"0","3":1}' data-sheets-value='{"1":3,"3":22}' style="border-right:1px solid #000000;overflow:hidden;padding:0px 3px 0px 3px;vertical-align:bottom;text-align:center;">22</td> </tr> <tr style="height:20px;"> <td style="border-left:1px solid #000000;overflow:hidden;padding:0px 3px 0px 3px;vertical-align:bottom;font-weight:bold;"></td> <td data-sheets-value='{"1":2,"2":"Triple-walled"}' style="overflow:hidden;padding:0px 3px 0px 3px;vertical-align:bottom;font-weight:bold;">Triple-walled</td> <td data-sheets-value='{"1":2,"2":"Opal (A/O/O)"}' style="border-right:1px solid #000000;overflow:hidden;padding:0px 3px 0px 3px;vertical-align:bottom;font-weight:bold;">Opal (A/O/O)</td> <td data-sheets-numberformat='{"1":2,"2":"0.00","3":1}' data-sheets-value='{"1":3,"3":1.7}' style="overflow:hidden;padding:0px 3px 0px 3px;vertical-align:bottom;text-align:center;">1.70</td> <td data-sheets-numberformat='{"1":2,"2":"0","3":1}' data-sheets-value='{"1":3,"3":61}' style="overflow:hidden;padding:0px 3px 0px 3px;vertical-align:bottom;text-align:center;">61</td> <td data-sheets-numberformat='{"1":2,"2":"0","3":1}' data-sheets-value='{"1":3,"3":48}' style="overflow:hidden;padding:0px 3px 0px 3px;vertical-align:bottom;text-align:center;">48</td> <td data-sheets-numberformat='{"1":2,"2":"0","3":1}' data-sheets-value='{"1":3,"3":22}' style="border-right:1px solid #000000;overflow:hidden;padding:0px 3px 0px 3px;vertical-align:bottom;text-align:center;">22</td> </tr> <tr style="height:20px;"> <td style="border-left:1px solid #000000;overflow:hidden;padding:0px 3px 0px 3px;vertical-align:bottom;font-weight:bold;"></td> <td data-sheets-value='{"1":2,"2":"Four-walled"}' style="overflow:hidden;padding:0px 3px 0px 3px;vertical-align:bottom;font-weight:bold;">Four-walled</td> <td data-sheets-value='{"1":2,"2":"Clear (A/H/H/H)"}' style="border-right:1px solid #000000;overflow:hidden;padding:0px 3px 0px 3px;vertical-align:bottom;font-weight:bold;">Clear (A/H/H/H)</td> <td data-sheets-numberformat='{"1":2,"2":"0.00","3":1}' data-sheets-value='{"1":3,"3":1.28}' style="overflow:hidden;padding:0px 3px 0px 3px;vertical-align:bottom;text-align:center;">1.28</td> <td data-sheets-numberformat='{"1":2,"2":"0","3":1}' data-sheets-value='{"1":3,"3":64}' style="overflow:hidden;padding:0px 3px 0px 3px;vertical-align:bottom;text-align:center;">64</td> <td data-sheets-numberformat='{"1":2,"2":"0","3":1}' data-sheets-value='{"1":3,"3":52}' style="overflow:hidden;padding:0px 3px 0px 3px;vertical-align:bottom;text-align:center;">52</td> <td data-sheets-numberformat='{"1":2,"2":"0","3":1}' data-sheets-value='{"1":3,"3":23}' style="border-right:1px solid #000000;overflow:hidden;padding:0px 3px 0px 3px;vertical-align:bottom;text-align:center;">23</td> </tr> <tr style="height:20px;"> <td style="border-bottom:1px solid #000000;border-left:1px solid #000000;overflow:hidden;padding:0px 3px 0px 3px;vertical-align:bottom;"></td> <td data-sheets-value='{"1":2,"2":"Four-walled"}' style="border-bottom:1px solid #000000;overflow:hidden;padding:0px 3px 0px 3px;vertical-align:bottom;font-weight:bold;">Four-walled</td> <td data-sheets-value='{"1":2,"2":"Opal (A/H/O/H)"}' style="border-right:1px solid #000000;border-bottom:1px solid #000000;overflow:hidden;padding:0px 3px 0px 3px;vertical-align:bottom;font-weight:bold;">Opal (A/H/O/H)</td> <td data-sheets-numberformat='{"1":2,"2":"0.00","3":1}' data-sheets-value='{"1":3,"3":1.28}' style="border-bottom:1px solid #000000;overflow:hidden;padding:0px 3px 0px 3px;vertical-align:bottom;text-align:center;">1.28</td> <td data-sheets-numberformat='{"1":2,"2":"0","3":1}' data-sheets-value='{"1":3,"3":59}' style="border-bottom:1px solid #000000;overflow:hidden;padding:0px 3px 0px 3px;vertical-align:bottom;text-align:center;">59</td> <td data-sheets-numberformat='{"1":2,"2":"0","3":1}' data-sheets-value='{"1":3,"3":46}' style="border-bottom:1px solid #000000;overflow:hidden;padding:0px 3px 0px 3px;vertical-align:bottom;text-align:center;">46</td> <td data-sheets-numberformat='{"1":2,"2":"0","3":1}' data-sheets-value='{"1":3,"3":23}' style="border-right:1px solid #000000;border-bottom:1px solid #000000;overflow:hidden;padding:0px 3px 0px 3px;vertical-align:bottom;text-align:center;">23</td> </tr> <tr style="height:20px;"> <td data-sheets-value='{"1":2,"2":"Polycarbonate"}' style="border-left:1px solid #000000;overflow:hidden;padding:0px 3px 0px 3px;vertical-align:bottom;font-weight:bold;">Polycarbonate</td> <td data-sheets-value='{"1":2,"2":"Single-walled"}' style="overflow:hidden;padding:0px 3px 0px 3px;vertical-align:bottom;font-weight:bold;">Single-walled</td> <td data-sheets-value='{"1":2,"2":"Heatstop Opal (T)"}' style="border-right:1px solid #000000;overflow:hidden;padding:0px 3px 0px 3px;vertical-align:bottom;font-weight:bold;">Heatstop Opal (T)</td> <td data-sheets-numberformat='{"1":2,"2":"0.00","3":1}' data-sheets-value='{"1":3,"3":5.17}' style="overflow:hidden;padding:0px 3px 0px 3px;vertical-align:bottom;text-align:center;">5.17</td> <td data-sheets-numberformat='{"1":2,"2":"0","3":1}' data-sheets-value='{"1":3,"3":49}' style="overflow:hidden;padding:0px 3px 0px 3px;vertical-align:bottom;text-align:center;">49</td> <td data-sheets-numberformat='{"1":2,"2":"0","3":1}' data-sheets-value='{"1":3,"3":59}' style="overflow:hidden;padding:0px 3px 0px 3px;vertical-align:bottom;text-align:center;">59</td> <td data-sheets-numberformat='{"1":2,"2":"0","3":1}' data-sheets-value='{"1":2,"2":"-"}' style="border-right:1px solid #000000;overflow:hidden;padding:0px 3px 0px 3px;vertical-align:bottom;text-align:center;">-</td> </tr> <tr style="height:20px;"> <td data-sheets-value='{"1":2,"2":"Heatstop PC"}' style="border-left:1px solid #000000;overflow:hidden;padding:0px 3px 0px 3px;vertical-align:bottom;font-weight:bold;">Heatstop PC</td> <td data-sheets-value='{"1":2,"2":"Double-walled"}' style="overflow:hidden;padding:0px 3px 0px 3px;vertical-align:bottom;font-weight:bold;">Double-walled</td> <td data-sheets-value='{"1":2,"2":"Clear (T/H)"}' style="border-right:1px solid #000000;overflow:hidden;padding:0px 3px 0px 3px;vertical-align:bottom;font-weight:bold;">Clear (T/H)</td> <td data-sheets-numberformat='{"1":2,"2":"0.00","3":1}' data-sheets-value='{"1":3,"3":2.9}' style="overflow:hidden;padding:0px 3px 0px 3px;vertical-align:bottom;text-align:center;">2.90</td> <td data-sheets-numberformat='{"1":2,"2":"0","3":1}' data-sheets-value='{"1":3,"3":44}' style="overflow:hidden;padding:0px 3px 0px 3px;vertical-align:bottom;text-align:center;">44</td> <td data-sheets-numberformat='{"1":2,"2":"0","3":1}' data-sheets-value='{"1":3,"3":51}' style="overflow:hidden;padding:0px 3px 0px 3px;vertical-align:bottom;text-align:center;">51</td> <td data-sheets-numberformat='{"1":2,"2":"0","3":1}' data-sheets-value='{"1":3,"3":20}' style="border-right:1px solid #000000;overflow:hidden;padding:0px 3px 0px 3px;vertical-align:bottom;text-align:center;">20</td> </tr> <tr style="height:20px;"> <td style="border-left:1px solid #000000;overflow:hidden;padding:0px 3px 0px 3px;vertical-align:bottom;font-weight:bold;"></td> <td data-sheets-value='{"1":2,"2":"Double-walled"}' style="overflow:hidden;padding:0px 3px 0px 3px;vertical-align:bottom;font-weight:bold;">Double-walled</td> <td data-sheets-value='{"1":2,"2":"Opal (T/O)"}' style="border-right:1px solid #000000;overflow:hidden;padding:0px 3px 0px 3px;vertical-align:bottom;font-weight:bold;">Opal (T/O)</td> <td data-sheets-numberformat='{"1":2,"2":"0.00","3":1}' data-sheets-value='{"1":3,"3":2.9}' style="overflow:hidden;padding:0px 3px 0px 3px;vertical-align:bottom;text-align:center;">2.90</td> <td data-sheets-numberformat='{"1":2,"2":"0","3":1}' data-sheets-value='{"1":3,"3":41}' style="overflow:hidden;padding:0px 3px 0px 3px;vertical-align:bottom;text-align:center;">41</td> <td data-sheets-numberformat='{"1":2,"2":"0","3":1}' data-sheets-value='{"1":3,"3":45}' style="overflow:hidden;padding:0px 3px 0px 3px;vertical-align:bottom;text-align:center;">45</td> <td data-sheets-numberformat='{"1":2,"2":"0","3":1}' data-sheets-value='{"1":3,"3":20}' style="border-right:1px solid #000000;overflow:hidden;padding:0px 3px 0px 3px;vertical-align:bottom;text-align:center;">20</td> </tr> <tr style="height:20px;"> <td style="border-left:1px solid #000000;overflow:hidden;padding:0px 3px 0px 3px;vertical-align:bottom;font-weight:bold;"></td> <td data-sheets-value='{"1":2,"2":"Triple-walled"}' style="overflow:hidden; | skylux-160-ce-met-koepel-en-pvc-opstand-30-20-met-lm-motor-1000-x-2500-mm | 8586030678349 | 46872351441229
Smoke and heat exhaust (SHEV) | SHE system | Skylux | Skylux 160° CE with skylight and PVC curb 30/20 with double LM-actuator 1000 x 2800 mm |  | 33877 | 5412970338772 | 7900.1 | Yes | 30-45 | 133.01 | 1000 x 2800 mm | 2800 | 1000 |  | PVC 30/20 (30 cm high & roof opening = 20 cm larger than daylight size) | Rectangular | 5.17 W/m²K - 1.28 W/m²K | 87% - 32% | 90% - 32% | 20dB - 23dB | 160° CE (for industry) | skylight | without spoiler | E | Double actuator | Maximum four-walled skylight possible for this product | Ut-value LT-value g-value Rw-value EN 1873 : 2014 EN ISO 13468 EN 16153 EN 410 EN 410 EN ISO 140-3 Material Walls Shells (W/m²K) (%) (%) (dB) Acrylic Single-walled Clear (H) 5.17 90 87 - PMMA Single-walled Opal (O) 5.17 83 76 - Double-walled Clear (H/H) 2.90 81 75 20 Double-walled Opal (O/O) 2.90 69 58 20 Triple-walled Clear (H/H/H) 1.70 73 65 22 Triple-walled Opal (O/H/O) 1.70 62 51 22 Four-walled Clear (H/H/H/H) 1.28 64 54 23 Four-walled Opal (H/H/O/H) 1.28 59 48 23 Polycarbonate Single-walled Clear (A) 5.17 88 83 - PC Single-walled Opal (D) 5.17 58 60 - Double-walled Clear (A/H) 2.90 79 72 20 Double-walled Clear (A/A) 2.90 77 69 20 Double-walled Opal (A/O) 2.90 73 63 20 Double-walled Opal (A/D) 2.90 51 50 20 Triple-walled Clear (A/H/H) 1.70 71 63 22 Triple-walled Opal (A/O/O) 1.70 61 48 22 Four-walled Clear (A/H/H/H) 1.28 64 52 23 Four-walled Opal (A/H/O/H) 1.28 59 46 23 Polycarbonate Single-walled Heatstop Opal (T) 5.17 49 59 - Heatstop PC Double-walled Clear (T/H) 2.90 44 51 20 Double-walled Opal (T/O) 2.90 41 45 20 Triple-walled Clear (T/H/H) 1.70 40 <td data-sheets-numberformat='{"1":2,"2":"0","3":1}' data-sheets-value='{"1":3,"3":44}' style="overflow:hidden;paddin | https://skylux.eu/en/products/skylux-160-ce-met-koepel-en-pvc-opstand-30-20-met-lm-motor-1000-x-2800-mm | https://skylux.eu/cdn/shop/files/Skylux-160deg-CE-met-koepel-en-pvc-opstand-3020-met-dubbele-LM-motor-1000-x-2800-mm-RWA-systeem.jpg?v=1702980467&width=1600 | https://skylux.eu/cdn/shop/files/e5a82811-1bb0-48e4-a776-cacb59c7c092_9455fec4-fbd0-4a6e-9a1d-3cec5c22e5f6.jpg?v=1688551136&width=1600 | //skylux.eu/cdn/shop/files/E_MH_Mounting_instructions_Skylux_160_CE_LM.pdf?v=12406716259046007223 | //skylux.eu/cdn/shop/files/E_TD_Technical_File_Skylux_Skylux_160_CE_Electric.pdf?v=3667116872303399239 | <style type="text/css" id="isPasted"> <!--td { border: 1px solid #cccccc; } br { mso-data-placement: same-cell; } --> </style> <table border="1" cellpadding="0" cellspacing="0" dir="ltr" style="table-layout:fixed;font-size:10pt;font-family:Arial;border-collapse:collapse;border:none;"><tbody> <tr style="height:20px;"> <td style="overflow:hidden;padding:0px 3px 0px 3px;vertical-align:bottom;"></td> <td style="overflow:hidden;padding:0px 3px 0px 3px;vertical-align:bottom;"></td> <td style="overflow:hidden;padding:0px 3px 0px 3px;vertical-align:bottom;"></td> <td data-sheets-value='{"1":2,"2":"Ut-value"}' style="overflow:hidden;padding:0px 3px 0px 3px;vertical-align:bottom;font-weight:bold;text-align:center;">Ut-value</td> <td data-sheets-value='{"1":2,"2":"LT-value"}' style="overflow:hidden;padding:0px 3px 0px 3px;vertical-align:bottom;font-weight:bold;text-align:center;">LT-value</td> <td data-sheets-value='{"1":2,"2":"g-value"}' style="overflow:hidden;padding:0px 3px 0px 3px;vertical-align:bottom;font-weight:bold;text-align:center;">g-value</td> <td data-sheets-value='{"1":2,"2":"Rw-value "}' style="overflow:hidden;padding:0px 3px 0px 3px;vertical-align:bottom;font-weight:bold;text-align:center;">Rw-value </td> </tr> <tr style="height:20px;"> <td style="overflow:hidden;padding:0px 3px 0px 3px;vertical-align:bottom;"></td> <td style="overflow:hidden;padding:0px 3px 0px 3px;vertical-align:bottom;"></td> <td style="overflow:hidden;padding:0px 3px 0px 3px;vertical-align:bottom;"></td> <td data-sheets-numberformat='{"1":2,"2":"0.00","3":1}' data-sheets-value='{"1":2,"2":"EN 1873 : 2014"}' style="overflow:hidden;padding:0px 3px 0px 3px;vertical-align:bottom;text-align:center;">EN 1873 : 2014</td> <td data-sheets-numberformat='{"1":2,"2":"0","3":1}' data-sheets-value='{"1":2,"2":"EN ISO 13468 EN 16153 EN 410"}' style="overflow:hidden;padding:0px 3px 0px 3px;vertical-align:bottom;text-align:center;">EN ISO 13468 EN 16153 EN 410</td> <td data-sheets-numberformat='{"1":2,"2":"0","3":1}' data-sheets-value='{"1":2,"2":"EN 410"}' style="overflow:hidden;padding:0px 3px 0px 3px;vertical-align:bottom;text-align:center;">EN 410</td> <td data-sheets-value='{"1":2,"2":"EN ISO 140-3\t\t"}' style="overflow:hidden;padding:0px 3px 0px 3px;vertical-align:bottom;text-align:center;">EN ISO 140-3 </td> </tr> <tr style="height:20px;"> <td data-sheets-value='{"1":2,"2":"Material"}' style="border-bottom:1px solid #000000;overflow:hidden;padding:0px 3px 0px 3px;vertical-align:bottom;background-color:#000000;font-weight:bold;color:#ffffff;">Material</td> <td data-sheets-value='{"1":2,"2":"Walls"}' style="border-bottom:1px solid #000000;overflow:hidden;padding:0px 3px 0px 3px;vertical-align:bottom;background-color:#000000;font-weight:bold;color:#ffffff;">Walls</td> <td data-sheets-value='{"1":2,"2":"Shells"}' style="border-bottom:1px solid #000000;overflow:hidden;padding:0px 3px 0px 3px;vertical-align:bottom;background-color:#000000;font-weight:bold;color:#ffffff;">Shells</td> <td data-sheets-numberformat='{"1":2,"2":"0.00","3":1}' data-sheets-value='{"1":2,"2":"(W/m²K)\t"}' style="border-bottom:1px solid #000000;overflow:hidden;padding:0px 3px 0px 3px;vertical-align:bottom;background-color:#000000;font-weight:bold;color:#ffffff;text-align:center;">(W/m²K) </td> <td data-sheets-numberformat='{"1":2,"2":"0","3":1}' data-sheets-value='{"1":2,"2":"(%)"}' style="border-bottom:1px solid #000000;overflow:hidden;padding:0px 3px 0px 3px;vertical-align:bottom;background-color:#000000;font-weight:bold;color:#ffffff;text-align:center;">(%)</td> <td data-sheets-numberformat='{"1":2,"2":"0","3":1}' data-sheets-value='{"1":2,"2":"(%)"}' style="border-bottom:1px solid #000000;overflow:hidden;padding:0px 3px 0px 3px;vertical-align:bottom;background-color:#000000;font-weight:bold;color:#ffffff;text-align:center;">(%)</td> <td data-sheets-value='{"1":2,"2":"(dB)"}' style="border-bottom:1px solid #000000;overflow:hidden;padding:0px 3px 0px 3px;vertical-align:bottom;background-color:#000000;font-weight:bold;color:#ffffff;text-align:center;">(dB)</td> </tr> <tr style="height:20px;"> <td data-sheets-value='{"1":2,"2":"Acrylic"}' style="border-left:1px solid #000000;overflow:hidden;padding:0px 3px 0px 3px;vertical-align:bottom;font-weight:bold;">Acrylic</td> <td data-sheets-value='{"1":2,"2":"Single-walled"}' style="overflow:hidden;padding:0px 3px 0px 3px;vertical-align:bottom;font-weight:bold;">Single-walled</td> <td data-sheets-value='{"1":2,"2":"Clear (H)"}' style="border-right:1px solid #000000;overflow:hidden;padding:0px 3px 0px 3px;vertical-align:bottom;font-weight:bold;">Clear (H)</td> <td data-sheets-numberformat='{"1":2,"2":"0.00","3":1}' data-sheets-value='{"1":3,"3":5.17}' style="overflow:hidden;padding:0px 3px 0px 3px;vertical-align:bottom;text-align:center;">5.17</td> <td data-sheets-numberformat='{"1":2,"2":"0","3":1}' data-sheets-value='{"1":3,"3":90}' style="overflow:hidden;padding:0px 3px 0px 3px;vertical-align:bottom;text-align:center;">90</td> <td data-sheets-numberformat='{"1":2,"2":"0","3":1}' data-sheets-value='{"1":3,"3":87}' style="overflow:hidden;padding:0px 3px 0px 3px;vertical-align:bottom;text-align:center;">87</td> <td data-sheets-numberformat='{"1":2,"2":"0","3":1}' data-sheets-value='{"1":2,"2":"-"}' style="border-right:1px solid #000000;overflow:hidden;padding:0px 3px 0px 3px;vertical-align:bottom;text-align:center;">-</td> </tr> <tr style="height:20px;"> <td data-sheets-value='{"1":2,"2":"PMMA"}' style="border-left:1px solid #000000;overflow:hidden;padding:0px 3px 0px 3px;vertical-align:bottom;font-weight:bold;">PMMA</td> <td data-sheets-value='{"1":2,"2":"Single-walled"}' style="overflow:hidden;padding:0px 3px 0px 3px;vertical-align:bottom;font-weight:bold;">Single-walled</td> <td data-sheets-value='{"1":2,"2":"Opal (O)"}' style="border-right:1px solid #000000;overflow:hidden;padding:0px 3px 0px 3px;vertical-align:bottom;font-weight:bold;">Opal (O)</td> <td data-sheets-numberformat='{"1":2,"2":"0.00","3":1}' data-sheets-value='{"1":3,"3":5.17}' style="overflow:hidden;padding:0px 3px 0px 3px;vertical-align:bottom;text-align:center;">5.17</td> <td data-sheets-numberformat='{"1":2,"2":"0","3":1}' data-sheets-value='{"1":3,"3":83}' style="overflow:hidden;padding:0px 3px 0px 3px;vertical-align:bottom;text-align:center;">83</td> <td data-sheets-numberformat='{"1":2,"2":"0","3":1}' data-sheets-value='{"1":3,"3":76}' style="overflow:hidden;padding:0px 3px 0px 3px;vertical-align:bottom;text-align:center;">76</td> <td data-sheets-numberformat='{"1":2,"2":"0","3":1}' data-sheets-value='{"1":2,"2":"-"}' style="border-right:1px solid #000000;overflow:hidden;padding:0px 3px 0px 3px;vertical-align:bottom;text-align:center;">-</td> </tr> <tr style="height:20px;"> <td style="border-left:1px solid #000000;overflow:hidden;padding:0px 3px 0px 3px;vertical-align:bottom;font-weight:bold;"></td> <td data-sheets-value='{"1":2,"2":"Double-walled"}' style="overflow:hidden;padding:0px 3px 0px 3px;vertical-align:bottom;font-weight:bold;">Double-walled</td> <td data-sheets-value='{"1":2,"2":"Clear (H/H)"}' style="border-right:1px solid #000000;overflow:hidden;padding:0px 3px 0px 3px;vertical-align:bottom;font-weight:bold;">Clear (H/H)</td> <td data-sheets-numberformat='{"1":2,"2":"0.00","3":1}' data-sheets-value='{"1":3,"3":2.9}' style="overflow:hidden;padding:0px 3px 0px 3px;vertical-align:bottom;text-align:center;">2.90</td> <td data-sheets-numberformat='{"1":2,"2":"0","3":1}' data-sheets-value='{"1":3,"3":81}' style="overflow:hidden;padding:0px 3px 0px 3px;vertical-align:bottom;text-align:center;">81</td> <td data-sheets-numberformat='{"1":2,"2":"0","3":1}' data-sheets-value='{"1":3,"3":75}' style="overflow:hidden;padding:0px 3px 0px 3px;vertical-align:bottom;text-align:center;">75</td> <td data-sheets-numberformat='{"1":2,"2":"0","3":1}' data-sheets-value='{"1":3,"3":20}' style="border-right:1px solid #000000;overflow:hidden;padding:0px 3px 0px 3px;vertical-align:bottom;text-align:center;">20</td> </tr> <tr style="height:20px;"> <td style="border-left:1px solid #000000;overflow:hidden;padding:0px 3px 0px 3px;vertical-align:bottom;font-weight:bold;"></td> <td data-sheets-value='{"1":2,"2":"Double-walled"}' style="overflow:hidden;padding:0px 3px 0px 3px;vertical-align:bottom;font-weight:bold;">Double-walled</td> <td data-sheets-value='{"1":2,"2":"Opal (O/O)"}' style="border-right:1px solid #000000;overflow:hidden;padding:0px 3px 0px 3px;vertical-align:bottom;font-weight:bold;">Opal (O/O)</td> <td data-sheets-numberformat='{"1":2,"2":"0.00","3":1}' data-sheets-value='{"1":3,"3":2.9}' style="overflow:hidden;padding:0px 3px 0px 3px;vertical-align:bottom;text-align:center;">2.90</td> <td data-sheets-numberformat='{"1":2,"2":"0","3":1}' data-sheets-value='{"1":3,"3":69}' style="overflow:hidden;padding:0px 3px 0px 3px;vertical-align:bottom;text-align:center;">69</td> <td data-sheets-numberformat='{"1":2,"2":"0","3":1}' data-sheets-value='{"1":3,"3":58}' style="overflow:hidden;padding:0px 3px 0px 3px;vertical-align:bottom;text-align:center;">58</td> <td data-sheets-numberformat='{"1":2,"2":"0","3":1}' data-sheets-value='{"1":3,"3":20}' style="border-right:1px solid #000000;overflow:hidden;padding:0px 3px 0px 3px;vertical-align:bottom;text-align:center;">20</td> </tr> <tr style="height:20px;"> <td style="border-left:1px solid #000000;overflow:hidden;padding:0px 3px 0px 3px;vertical-align:bottom;font-weight:bold;"></td> <td data-sheets-value='{"1":2,"2":"Triple-walled"}' style="overflow:hidden;padding:0px 3px 0px 3px;vertical-align:bottom;font-weight:bold;">Triple-walled</td> <td data-sheets-value='{"1":2,"2":"Clear (H/H/H)"}' style="border-right:1px solid #000000;overflow:hidden;padding:0px 3px 0px 3px;vertical-align:bottom;font-weight:bold;">Clear (H/H/H)</td> <td data-sheets-numberformat='{"1":2,"2":"0.00","3":1}' data-sheets-value='{"1":3,"3":1.7}' style="overflow:hidden;padding:0px 3px 0px 3px;vertical-align:bottom;text-align:center;">1.70</td> <td data-sheets-numberformat='{"1":2,"2":"0","3":1}' data-sheets-value='{"1":3,"3":73}' style="overflow:hidden;padding:0px 3px 0px 3px;vertical-align:bottom;text-align:center;">73</td> <td data-sheets-numberformat='{"1":2,"2":"0","3":1}' data-sheets-value='{"1":3,"3":65}' style="overflow:hidden;padding:0px 3px 0px 3px;vertical-align:bottom;text-align:center;">65</td> <td data-sheets-numberformat='{"1":2,"2":"0","3":1}' data-sheets-value='{"1":3,"3":22}' style="border-right:1px solid #000000;overflow:hidden;padding:0px 3px 0px 3px;vertical-align:bottom;text-align:center;">22</td> </tr> <tr style="height:20px;"> <td style="border-left:1px solid #000000;overflow:hidden;padding:0px 3px 0px 3px;vertical-align:bottom;font-weight:bold;"></td> <td data-sheets-value='{"1":2,"2":"Triple-walled"}' style="overflow:hidden;padding:0px 3px 0px 3px;vertical-align:bottom;font-weight:bold;">Triple-walled</td> <td data-sheets-value='{"1":2,"2":"Opal (O/H/O)"}' style="border-right:1px solid #000000;overflow:hidden;padding:0px 3px 0px 3px;vertical-align:bottom;font-weight:bold;">Opal (O/H/O)</td> <td data-sheets-numberformat='{"1":2,"2":"0.00","3":1}' data-sheets-value='{"1":3,"3":1.7}' style="overflow:hidden;padding:0px 3px 0px 3px;vertical-align:bottom;text-align:center;">1.70</td> <td data-sheets-numberformat='{"1":2,"2":"0","3":1}' data-sheets-value='{"1":3,"3":62}' style="overflow:hidden;padding:0px 3px 0px 3px;vertical-align:bottom;text-align:center;">62</td> <td data-sheets-numberformat='{"1":2,"2":"0","3":1}' data-sheets-value='{"1":3,"3":51}' style="overflow:hidden;padding:0px 3px 0px 3px;vertical-align:bottom;text-align:center;">51</td> <td data-sheets-numberformat='{"1":2,"2":"0","3":1}' data-sheets-value='{"1":3,"3":22}' style="border-right:1px solid #000000;overflow:hidden;padding:0px 3px 0px 3px;vertical-align:bottom;text-align:center;">22</td> </tr> <tr style="height:20px;"> <td style="border-left:1px solid #000000;overflow:hidden;padding:0px 3px 0px 3px;vertical-align:bottom;font-weight:bold;"></td> <td data-sheets-value='{"1":2,"2":"Four-walled"}' style="overflow:hidden;padding:0px 3px 0px 3px;vertical-align:bottom;font-weight:bold;">Four-walled</td> <td data-sheets-value='{"1":2,"2":"Clear (H/H/H/H)"}' style="border-right:1px solid #000000;overflow:hidden;padding:0px 3px 0px 3px;vertical-align:bottom;font-weight:bold;">Clear (H/H/H/H)</td> <td data-sheets-numberformat='{"1":2,"2":"0.00","3":1}' data-sheets-value='{"1":3,"3":1.28}' style="overflow:hidden;padding:0px 3px 0px 3px;vertical-align:bottom;text-align:center;">1.28</td> <td data-sheets-numberformat='{"1":2,"2":"0","3":1}' data-sheets-value='{"1":3,"3":64}' style="overflow:hidden;padding:0px 3px 0px 3px;vertical-align:bottom;text-align:center;">64</td> <td data-sheets-numberformat='{"1":2,"2":"0","3":1}' data-sheets-value='{"1":3,"3":54}' style="overflow:hidden;padding:0px 3px 0px 3px;vertical-align:bottom;text-align:center;">54</td> <td data-sheets-numberformat='{"1":2,"2":"0","3":1}' data-sheets-value='{"1":3,"3":23}' style="border-right:1px solid #000000;overflow:hidden;padding:0px 3px 0px 3px;vertical-align:bottom;text-align:center;">23</td> </tr> <tr style="height:20px;"> <td style="border-bottom:1px solid #000000;border-left:1px solid #000000;overflow:hidden;padding:0px 3px 0px 3px;vertical-align:bottom;"></td> <td data-sheets-value='{"1":2,"2":"Four-walled"}' style="border-bottom:1px solid #000000;overflow:hidden;padding:0px 3px 0px 3px;vertical-align:bottom;font-weight:bold;">Four-walled</td> <td data-sheets-value='{"1":2,"2":"Opal (H/H/O/H)"}' style="border-right:1px solid #000000;border-bottom:1px solid #000000;overflow:hidden;padding:0px 3px 0px 3px;vertical-align:bottom;font-weight:bold;">Opal (H/H/O/H)</td> <td data-sheets-numberformat='{"1":2,"2":"0.00","3":1}' data-sheets-value='{"1":3,"3":1.28}' style="border-bottom:1px solid #000000;overflow:hidden;padding:0px 3px 0px 3px;vertical-align:bottom;text-align:center;">1.28</td> <td data-sheets-numberformat='{"1":2,"2":"0","3":1}' data-sheets-value='{"1":3,"3":59}' style="border-bottom:1px solid #000000;overflow:hidden;padding:0px 3px 0px 3px;vertical-align:bottom;text-align:center;">59</td> <td data-sheets-numberformat='{"1":2,"2":"0","3":1}' data-sheets-value='{"1":3,"3":48}' style="border-bottom:1px solid #000000;overflow:hidden;padding:0px 3px 0px 3px;vertical-align:bottom;text-align:center;">48</td> <td data-sheets-numberformat='{"1":2,"2":"0","3":1}' data-sheets-value='{"1":3,"3":23}' style="border-right:1px solid #000000;border-bottom:1px solid #000000;overflow:hidden;padding:0px 3px 0px 3px;vertical-align:bottom;text-align:center;">23</td> </tr> <tr style="height:20px;"> <td data-sheets-value='{"1":2,"2":"Polycarbonate "}' style="border-left:1px solid #000000;overflow:hidden;padding:0px 3px 0px 3px;vertical-align:bottom;font-weight:bold;">Polycarbonate </td> <td data-sheets-value='{"1":2,"2":"Single-walled"}' style="overflow:hidden;padding:0px 3px 0px 3px;vertical-align:bottom;font-weight:bold;">Single-walled</td> <td data-sheets-value='{"1":2,"2":"Clear (A)"}' style="border-right:1px solid #000000;overflow:hidden;padding:0px 3px 0px 3px;vertical-align:bottom;font-weight:bold;">Clear (A)</td> <td data-sheets-numberformat='{"1":2,"2":"0.00","3":1}' data-sheets-value='{"1":3,"3":5.17}' style="overflow:hidden;padding:0px 3px 0px 3px;vertical-align:bottom;text-align:center;">5.17</td> <td data-sheets-numberformat='{"1":2,"2":"0","3":1}' data-sheets-value='{"1":3,"3":88}' style="overflow:hidden;padding:0px 3px 0px 3px;vertical-align:bottom;text-align:center;">88</td> <td data-sheets-numberformat='{"1":2,"2":"0","3":1}' data-sheets-value='{"1":3,"3":83}' style="overflow:hidden;padding:0px 3px 0px 3px;vertical-align:bottom;text-align:center;">83</td> <td data-sheets-numberformat='{"1":2,"2":"0","3":1}' data-sheets-value='{"1":2,"2":"-"}' style="border-right:1px solid #000000;overflow:hidden;padding:0px 3px 0px 3px;vertical-align:bottom;text-align:center;">-</td> </tr> <tr style="height:20px;"> <td data-sheets-value='{"1":2,"2":"PC"}' style="border-left:1px solid #000000;overflow:hidden;padding:0px 3px 0px 3px;vertical-align:bottom;font-weight:bold;">PC</td> <td data-sheets-value='{"1":2,"2":"Single-walled"}' style="overflow:hidden;padding:0px 3px 0px 3px;vertical-align:bottom;font-weight:bold;">Single-walled</td> <td data-sheets-value='{"1":2,"2":"Opal (D)"}' style="border-right:1px solid #000000;overflow:hidden;padding:0px 3px 0px 3px;vertical-align:bottom;font-weight:bold;">Opal (D)</td> <td data-sheets-numberformat='{"1":2,"2":"0.00","3":1}' data-sheets-value='{"1":3,"3":5.17}' style="overflow:hidden;padding:0px 3px 0px 3px;vertical-align:bottom;text-align:center;">5.17</td> <td data-sheets-numberformat='{"1":2,"2":"0","3":1}' data-sheets-value='{"1":3,"3":58}' style="overflow:hidden;padding:0px 3px 0px 3px;vertical-align:bottom;text-align:center;">58</td> <td data-sheets-numberformat='{"1":2,"2":"0","3":1}' data-sheets-value='{"1":3,"3":60}' style="overflow:hidden;padding:0px 3px 0px 3px;vertical-align:bottom;text-align:center;">60</td> <td data-sheets-numberformat='{"1":2,"2":"0","3":1}' data-sheets-value='{"1":2,"2":"-"}' style="border-right:1px solid #000000;overflow:hidden;padding:0px 3px 0px 3px;vertical-align:bottom;text-align:center;">-</td> </tr> <tr style="height:20px;"> <td style="border-left:1px solid #000000;overflow:hidden;padding:0px 3px 0px 3px;vertical-align:bottom;font-weight:bold;"></td> <td data-sheets-value='{"1":2,"2":"Double-walled"}' style="overflow:hidden;padding:0px 3px 0px 3px;vertical-align:bottom;font-weight:bold;">Double-walled</td> <td data-sheets-value='{"1":2,"2":"Clear (A/H)"}' style="border-right:1px solid #000000;overflow:hidden;padding:0px 3px 0px 3px;vertical-align:bottom;font-weight:bold;">Clear (A/H)</td> <td data-sheets-numberformat='{"1":2,"2":"0.00","3":1}' data-sheets-value='{"1":3,"3":2.9}' style="overflow:hidden;padding:0px 3px 0px 3px;vertical-align:bottom;text-align:center;">2.90</td> <td data-sheets-numberformat='{"1":2,"2":"0","3":1}' data-sheets-value='{"1":3,"3":79}' style="overflow:hidden;padding:0px 3px 0px 3px;vertical-align:bottom;text-align:center;">79</td> <td data-sheets-numberformat='{"1":2,"2":"0","3":1}' data-sheets-value='{"1":3,"3":72}' style="overflow:hidden;padding:0px 3px 0px 3px;vertical-align:bottom;text-align:center;">72</td> <td data-sheets-numberformat='{"1":2,"2":"0","3":1}' data-sheets-value='{"1":3,"3":20}' style="border-right:1px solid #000000;overflow:hidden;padding:0px 3px 0px 3px;vertical-align:bottom;text-align:center;">20</td> </tr> <tr style="height:20px;"> <td style="border-left:1px solid #000000;overflow:hidden;padding:0px 3px 0px 3px;vertical-align:bottom;font-weight:bold;"></td> <td data-sheets-value='{"1":2,"2":"Double-walled"}' style="overflow:hidden;padding:0px 3px 0px 3px;vertical-align:bottom;font-weight:bold;">Double-walled</td> <td data-sheets-value='{"1":2,"2":"Clear (A/A)"}' style="border-right:1px solid #000000;overflow:hidden;padding:0px 3px 0px 3px;vertical-align:bottom;font-weight:bold;">Clear (A/A)</td> <td data-sheets-numberformat='{"1":2,"2":"0.00","3":1}' data-sheets-value='{"1":3,"3":2.9}' style="overflow:hidden;padding:0px 3px 0px 3px;vertical-align:bottom;text-align:center;">2.90</td> <td data-sheets-numberformat='{"1":2,"2":"0","3":1}' data-sheets-value='{"1":3,"3":77}' style="overflow:hidden;padding:0px 3px 0px 3px;vertical-align:bottom;text-align:center;">77</td> <td data-sheets-numberformat='{"1":2,"2":"0","3":1}' data-sheets-value='{"1":3,"3":69}' style="overflow:hidden;padding:0px 3px 0px 3px;vertical-align:bottom;text-align:center;">69</td> <td data-sheets-numberformat='{"1":2,"2":"0","3":1}' data-sheets-value='{"1":3,"3":20}' style="border-right:1px solid #000000;overflow:hidden;padding:0px 3px 0px 3px;vertical-align:bottom;text-align:center;">20</td> </tr> <tr style="height:20px;"> <td style="border-left:1px solid #000000;overflow:hidden;padding:0px 3px 0px 3px;vertical-align:bottom;font-weight:bold;"></td> <td data-sheets-value='{"1":2,"2":"Double-walled"}' style="overflow:hidden;padding:0px 3px 0px 3px;vertical-align:bottom;font-weight:bold;">Double-walled</td> <td data-sheets-value='{"1":2,"2":"Opal (A/O)"}' style="border-right:1px solid #000000;overflow:hidden;padding:0px 3px 0px 3px;vertical-align:bottom;font-weight:bold;">Opal (A/O)</td> <td data-sheets-numberformat='{"1":2,"2":"0.00","3":1}' data-sheets-value='{"1":3,"3":2.9}' style="overflow:hidden;padding:0px 3px 0px 3px;vertical-align:bottom;text-align:center;">2.90</td> <td data-sheets-numberformat='{"1":2,"2":"0","3":1}' data-sheets-value='{"1":3,"3":73}' style="overflow:hidden;padding:0px 3px 0px 3px;vertical-align:bottom;text-align:center;">73</td> <td data-sheets-numberformat='{"1":2,"2":"0","3":1}' data-sheets-value='{"1":3,"3":63}' style="overflow:hidden;padding:0px 3px 0px 3px;vertical-align:bottom;text-align:center;">63</td> <td data-sheets-numberformat='{"1":2,"2":"0","3":1}' data-sheets-value='{"1":3,"3":20}' style="border-right:1px solid #000000;overflow:hidden;padding:0px 3px 0px 3px;vertical-align:bottom;text-align:center;">20</td> </tr> <tr style="height:20px;"> <td style="border-left:1px solid #000000;overflow:hidden;padding:0px 3px 0px 3px;vertical-align:bottom;font-weight:bold;"></td> <td data-sheets-value='{"1":2,"2":"Double-walled"}' style="overflow:hidden;padding:0px 3px 0px 3px;vertical-align:bottom;font-weight:bold;">Double-walled</td> <td data-sheets-value='{"1":2,"2":"Opal (A/D)"}' style="border-right:1px solid #000000;overflow:hidden;padding:0px 3px 0px 3px;vertical-align:bottom;font-weight:bold;">Opal (A/D)</td> <td data-sheets-numberformat='{"1":2,"2":"0.00","3":1}' data-sheets-value='{"1":3,"3":2.9}' style="overflow:hidden;padding:0px 3px 0px 3px;vertical-align:bottom;text-align:center;">2.90</td> <td data-sheets-numberformat='{"1":2,"2":"0","3":1}' data-sheets-value='{"1":3,"3":51}' style="overflow:hidden;padding:0px 3px 0px 3px;vertical-align:bottom;text-align:center;">51</td> <td data-sheets-numberformat='{"1":2,"2":"0","3":1}' data-sheets-value='{"1":3,"3":50}' style="overflow:hidden;padding:0px 3px 0px 3px;vertical-align:bottom;text-align:center;">50</td> <td data-sheets-numberformat='{"1":2,"2":"0","3":1}' data-sheets-value='{"1":3,"3":20}' style="border-right:1px solid #000000;overflow:hidden;padding:0px 3px 0px 3px;vertical-align:bottom;text-align:center;">20</td> </tr> <tr style="height:20px;"> <td style="border-left:1px solid #000000;overflow:hidden;padding:0px 3px 0px 3px;vertical-align:bottom;font-weight:bold;"></td> <td data-sheets-value='{"1":2,"2":"Triple-walled"}' style="overflow:hidden;padding:0px 3px 0px 3px;vertical-align:bottom;font-weight:bold;">Triple-walled</td> <td data-sheets-value='{"1":2,"2":"Clear (A/H/H)"}' style="border-right:1px solid #000000;overflow:hidden;padding:0px 3px 0px 3px;vertical-align:bottom;font-weight:bold;">Clear (A/H/H)</td> <td data-sheets-numberformat='{"1":2,"2":"0.00","3":1}' data-sheets-value='{"1":3,"3":1.7}' style="overflow:hidden;padding:0px 3px 0px 3px;vertical-align:bottom;text-align:center;">1.70</td> <td data-sheets-numberformat='{"1":2,"2":"0","3":1}' data-sheets-value='{"1":3,"3":71}' style="overflow:hidden;padding:0px 3px 0px 3px;vertical-align:bottom;text-align:center;">71</td> <td data-sheets-numberformat='{"1":2,"2":"0","3":1}' data-sheets-value='{"1":3,"3":63}' style="overflow:hidden;padding:0px 3px 0px 3px;vertical-align:bottom;text-align:center;">63</td> <td data-sheets-numberformat='{"1":2,"2":"0","3":1}' data-sheets-value='{"1":3,"3":22}' style="border-right:1px solid #000000;overflow:hidden;padding:0px 3px 0px 3px;vertical-align:bottom;text-align:center;">22</td> </tr> <tr style="height:20px;"> <td style="border-left:1px solid #000000;overflow:hidden;padding:0px 3px 0px 3px;vertical-align:bottom;font-weight:bold;"></td> <td data-sheets-value='{"1":2,"2":"Triple-walled"}' style="overflow:hidden;padding:0px 3px 0px 3px;vertical-align:bottom;font-weight:bold;">Triple-walled</td> <td data-sheets-value='{"1":2,"2":"Opal (A/O/O)"}' style="border-right:1px solid #000000;overflow:hidden;padding:0px 3px 0px 3px;vertical-align:bottom;font-weight:bold;">Opal (A/O/O)</td> <td data-sheets-numberformat='{"1":2,"2":"0.00","3":1}' data-sheets-value='{"1":3,"3":1.7}' style="overflow:hidden;padding:0px 3px 0px 3px;vertical-align:bottom;text-align:center;">1.70</td> <td data-sheets-numberformat='{"1":2,"2":"0","3":1}' data-sheets-value='{"1":3,"3":61}' style="overflow:hidden;padding:0px 3px 0px 3px;vertical-align:bottom;text-align:center;">61</td> <td data-sheets-numberformat='{"1":2,"2":"0","3":1}' data-sheets-value='{"1":3,"3":48}' style="overflow:hidden;padding:0px 3px 0px 3px;vertical-align:bottom;text-align:center;">48</td> <td data-sheets-numberformat='{"1":2,"2":"0","3":1}' data-sheets-value='{"1":3,"3":22}' style="border-right:1px solid #000000;overflow:hidden;padding:0px 3px 0px 3px;vertical-align:bottom;text-align:center;">22</td> </tr> <tr style="height:20px;"> <td style="border-left:1px solid #000000;overflow:hidden;padding:0px 3px 0px 3px;vertical-align:bottom;font-weight:bold;"></td> <td data-sheets-value='{"1":2,"2":"Four-walled"}' style="overflow:hidden;padding:0px 3px 0px 3px;vertical-align:bottom;font-weight:bold;">Four-walled</td> <td data-sheets-value='{"1":2,"2":"Clear (A/H/H/H)"}' style="border-right:1px solid #000000;overflow:hidden;padding:0px 3px 0px 3px;vertical-align:bottom;font-weight:bold;">Clear (A/H/H/H)</td> <td data-sheets-numberformat='{"1":2,"2":"0.00","3":1}' data-sheets-value='{"1":3,"3":1.28}' style="overflow:hidden;padding:0px 3px 0px 3px;vertical-align:bottom;text-align:center;">1.28</td> <td data-sheets-numberformat='{"1":2,"2":"0","3":1}' data-sheets-value='{"1":3,"3":64}' style="overflow:hidden;padding:0px 3px 0px 3px;vertical-align:bottom;text-align:center;">64</td> <td data-sheets-numberformat='{"1":2,"2":"0","3":1}' data-sheets-value='{"1":3,"3":52}' style="overflow:hidden;padding:0px 3px 0px 3px;vertical-align:bottom;text-align:center;">52</td> <td data-sheets-numberformat='{"1":2,"2":"0","3":1}' data-sheets-value='{"1":3,"3":23}' style="border-right:1px solid #000000;overflow:hidden;padding:0px 3px 0px 3px;vertical-align:bottom;text-align:center;">23</td> </tr> <tr style="height:20px;"> <td style="border-bottom:1px solid #000000;border-left:1px solid #000000;overflow:hidden;padding:0px 3px 0px 3px;vertical-align:bottom;"></td> <td data-sheets-value='{"1":2,"2":"Four-walled"}' style="border-bottom:1px solid #000000;overflow:hidden;padding:0px 3px 0px 3px;vertical-align:bottom;font-weight:bold;">Four-walled</td> <td data-sheets-value='{"1":2,"2":"Opal (A/H/O/H)"}' style="border-right:1px solid #000000;border-bottom:1px solid #000000;overflow:hidden;padding:0px 3px 0px 3px;vertical-align:bottom;font-weight:bold;">Opal (A/H/O/H)</td> <td data-sheets-numberformat='{"1":2,"2":"0.00","3":1}' data-sheets-value='{"1":3,"3":1.28}' style="border-bottom:1px solid #000000;overflow:hidden;padding:0px 3px 0px 3px;vertical-align:bottom;text-align:center;">1.28</td> <td data-sheets-numberformat='{"1":2,"2":"0","3":1}' data-sheets-value='{"1":3,"3":59}' style="border-bottom:1px solid #000000;overflow:hidden;padding:0px 3px 0px 3px;vertical-align:bottom;text-align:center;">59</td> <td data-sheets-numberformat='{"1":2,"2":"0","3":1}' data-sheets-value='{"1":3,"3":46}' style="border-bottom:1px solid #000000;overflow:hidden;padding:0px 3px 0px 3px;vertical-align:bottom;text-align:center;">46</td> <td data-sheets-numberformat='{"1":2,"2":"0","3":1}' data-sheets-value='{"1":3,"3":23}' style="border-right:1px solid #000000;border-bottom:1px solid #000000;overflow:hidden;padding:0px 3px 0px 3px;vertical-align:bottom;text-align:center;">23</td> </tr> <tr style="height:20px;"> <td data-sheets-value='{"1":2,"2":"Polycarbonate"}' style="border-left:1px solid #000000;overflow:hidden;padding:0px 3px 0px 3px;vertical-align:bottom;font-weight:bold;">Polycarbonate</td> <td data-sheets-value='{"1":2,"2":"Single-walled"}' style="overflow:hidden;padding:0px 3px 0px 3px;vertical-align:bottom;font-weight:bold;">Single-walled</td> <td data-sheets-value='{"1":2,"2":"Heatstop Opal (T)"}' style="border-right:1px solid #000000;overflow:hidden;padding:0px 3px 0px 3px;vertical-align:bottom;font-weight:bold;">Heatstop Opal (T)</td> <td data-sheets-numberformat='{"1":2,"2":"0.00","3":1}' data-sheets-value='{"1":3,"3":5.17}' style="overflow:hidden;padding:0px 3px 0px 3px;vertical-align:bottom;text-align:center;">5.17</td> <td data-sheets-numberformat='{"1":2,"2":"0","3":1}' data-sheets-value='{"1":3,"3":49}' style="overflow:hidden;padding:0px 3px 0px 3px;vertical-align:bottom;text-align:center;">49</td> <td data-sheets-numberformat='{"1":2,"2":"0","3":1}' data-sheets-value='{"1":3,"3":59}' style="overflow:hidden;padding:0px 3px 0px 3px;vertical-align:bottom;text-align:center;">59</td> <td data-sheets-numberformat='{"1":2,"2":"0","3":1}' data-sheets-value='{"1":2,"2":"-"}' style="border-right:1px solid #000000;overflow:hidden;padding:0px 3px 0px 3px;vertical-align:bottom;text-align:center;">-</td> </tr> <tr style="height:20px;"> <td data-sheets-value='{"1":2,"2":"Heatstop PC"}' style="border-left:1px solid #000000;overflow:hidden;padding:0px 3px 0px 3px;vertical-align:bottom;font-weight:bold;">Heatstop PC</td> <td data-sheets-value='{"1":2,"2":"Double-walled"}' style="overflow:hidden;padding:0px 3px 0px 3px;vertical-align:bottom;font-weight:bold;">Double-walled</td> <td data-sheets-value='{"1":2,"2":"Clear (T/H)"}' style="border-right:1px solid #000000;overflow:hidden;padding:0px 3px 0px 3px;vertical-align:bottom;font-weight:bold;">Clear (T/H)</td> <td data-sheets-numberformat='{"1":2,"2":"0.00","3":1}' data-sheets-value='{"1":3,"3":2.9}' style="overflow:hidden;padding:0px 3px 0px 3px;vertical-align:bottom;text-align:center;">2.90</td> <td data-sheets-numberformat='{"1":2,"2":"0","3":1}' data-sheets-value='{"1":3,"3":44}' style="overflow:hidden;padding:0px 3px 0px 3px;vertical-align:bottom;text-align:center;">44</td> <td data-sheets-numberformat='{"1":2,"2":"0","3":1}' data-sheets-value='{"1":3,"3":51}' style="overflow:hidden;padding:0px 3px 0px 3px;vertical-align:bottom;text-align:center;">51</td> <td data-sheets-numberformat='{"1":2,"2":"0","3":1}' data-sheets-value='{"1":3,"3":20}' style="border-right:1px solid #000000;overflow:hidden;padding:0px 3px 0px 3px;vertical-align:bottom;text-align:center;">20</td> </tr> <tr style="height:20px;"> <td style="border-left:1px solid #000000;overflow:hidden;padding:0px 3px 0px 3px;vertical-align:bottom;font-weight:bold;"></td> <td data-sheets-value='{"1":2,"2":"Double-walled"}' style="overflow:hidden;padding:0px 3px 0px 3px;vertical-align:bottom;font-weight:bold;">Double-walled</td> <td data-sheets-value='{"1":2,"2":"Opal (T/O)"}' style="border-right:1px solid #000000;overflow:hidden;padding:0px 3px 0px 3px;vertical-align:bottom;font-weight:bold;">Opal (T/O)</td> <td data-sheets-numberformat='{"1":2,"2":"0.00","3":1}' data-sheets-value='{"1":3,"3":2.9}' style="overflow:hidden;padding:0px 3px 0px 3px;vertical-align:bottom;text-align:center;">2.90</td> <td data-sheets-numberformat='{"1":2,"2":"0","3":1}' data-sheets-value='{"1":3,"3":41}' style="overflow:hidden;padding:0px 3px 0px 3px;vertical-align:bottom;text-align:center;">41</td> <td data-sheets-numberformat='{"1":2,"2":"0","3":1}' data-sheets-value='{"1":3,"3":45}' style="overflow:hidden;padding:0px 3px 0px 3px;vertical-align:bottom;text-align:center;">45</td> <td data-sheets-numberformat='{"1":2,"2":"0","3":1}' data-sheets-value='{"1":3,"3":20}' style="border-right:1px solid #000000;overflow:hidden;padding:0px 3px 0px 3px;vertical-align:bottom;text-align:center;">20</td> </tr> <tr style="height:20px;"> <td style="border-left:1px solid #000000;overflow:hidden;padding:0px 3px 0px 3px;vertical-align:bottom;font-weight:bold;"></td> <td data-sheets-value='{"1":2,"2":"Triple-walled"}' style="overflow:hidden; | skylux-160-ce-met-koepel-en-pvc-opstand-30-20-met-lm-motor-1000-x-2800-mm | 8586030711117 | 46872351473997
Smoke and heat exhaust (SHEV) | SHE system | Skylux | Skylux 160° CE with skylight and PVC curb 30/20 with double LM-actuator 1200 x 2400 mm |  | 36196 | 5412970361961 | 7846.85 | Yes | 30-45 | 141.61 | 1200 x 2400 mm | 2400 | 1200 |  | PVC 30/20 (30 cm high & roof opening = 20 cm larger than daylight size) | Rectangular | 5.17 W/m²K - 1.28 W/m²K | 87% - 32% | 90% - 32% | 20dB - 23dB | 160° CE (for industry) | skylight | without spoiler | E | Double actuator | Maximum four-walled skylight possible for this product | Ut-value LT-value g-value Rw-value EN 1873 : 2014 EN ISO 13468 EN 16153 EN 410 EN 410 EN ISO 140-3 Material Walls Shells (W/m²K) (%) (%) (dB) Acrylic Single-walled Clear (H) 5.17 90 87 - PMMA Single-walled Opal (O) 5.17 83 76 - Double-walled Clear (H/H) 2.90 81 75 20 Double-walled Opal (O/O) 2.90 69 58 20 Triple-walled Clear (H/H/H) 1.70 73 65 22 Triple-walled Opal (O/H/O) 1.70 62 51 22 Four-walled Clear (H/H/H/H) 1.28 64 54 23 Four-walled Opal (H/H/O/H) 1.28 59 48 23 Polycarbonate Single-walled Clear (A) 5.17 88 83 - PC Single-walled Opal (D) 5.17 58 60 - Double-walled Clear (A/H) 2.90 79 72 20 Double-walled Clear (A/A) 2.90 77 69 20 Double-walled Opal (A/O) 2.90 73 63 20 Double-walled Opal (A/D) 2.90 51 50 20 Triple-walled Clear (A/H/H) 1.70 71 63 22 Triple-walled Opal (A/O/O) 1.70 61 48 22 Four-walled Clear (A/H/H/H) 1.28 64 52 23 Four-walled Opal (A/H/O/H) 1.28 59 46 23 Polycarbonate Single-walled Heatstop Opal (T) 5.17 49 59 - Heatstop PC Double-walled Clear (T/H) 2.90 44 51 20 Double-walled Opal (T/O) 2.90 41 45 20 Triple-walled Clear (T/H/H) 1.70 40 <td data-sheets-numberformat='{"1":2,"2":"0","3":1}' data-sheets-value='{"1":3,"3":44}' style="overflow:hidden;paddin | https://skylux.eu/en/products/skylux-160-ce-met-koepel-en-pvc-opstand-30-20-met-lm-motor-1200-x-2400-mm | https://skylux.eu/cdn/shop/files/Skylux-160deg-CE-met-koepel-en-pvc-opstand-3020-met-dubbele-LM-motor-1200-x-2400-mm-RWA-systeem.jpg?v=1702980537&width=1600 | https://skylux.eu/cdn/shop/files/e5a82811-1bb0-48e4-a776-cacb59c7c092_85394288-de9e-4fa1-b300-a2ab68ed25ce.jpg?v=1688551151&width=1600 | //skylux.eu/cdn/shop/files/E_MH_Mounting_instructions_Skylux_160_CE_LM.pdf?v=12406716259046007223 | //skylux.eu/cdn/shop/files/E_TD_Technical_File_Skylux_Skylux_160_CE_Electric.pdf?v=3667116872303399239 | <style type="text/css" id="isPasted"> <!--td { border: 1px solid #cccccc; } br { mso-data-placement: same-cell; } --> </style> <table border="1" cellpadding="0" cellspacing="0" dir="ltr" style="table-layout:fixed;font-size:10pt;font-family:Arial;border-collapse:collapse;border:none;"><tbody> <tr style="height:20px;"> <td style="overflow:hidden;padding:0px 3px 0px 3px;vertical-align:bottom;"></td> <td style="overflow:hidden;padding:0px 3px 0px 3px;vertical-align:bottom;"></td> <td style="overflow:hidden;padding:0px 3px 0px 3px;vertical-align:bottom;"></td> <td data-sheets-value='{"1":2,"2":"Ut-value"}' style="overflow:hidden;padding:0px 3px 0px 3px;vertical-align:bottom;font-weight:bold;text-align:center;">Ut-value</td> <td data-sheets-value='{"1":2,"2":"LT-value"}' style="overflow:hidden;padding:0px 3px 0px 3px;vertical-align:bottom;font-weight:bold;text-align:center;">LT-value</td> <td data-sheets-value='{"1":2,"2":"g-value"}' style="overflow:hidden;padding:0px 3px 0px 3px;vertical-align:bottom;font-weight:bold;text-align:center;">g-value</td> <td data-sheets-value='{"1":2,"2":"Rw-value "}' style="overflow:hidden;padding:0px 3px 0px 3px;vertical-align:bottom;font-weight:bold;text-align:center;">Rw-value </td> </tr> <tr style="height:20px;"> <td style="overflow:hidden;padding:0px 3px 0px 3px;vertical-align:bottom;"></td> <td style="overflow:hidden;padding:0px 3px 0px 3px;vertical-align:bottom;"></td> <td style="overflow:hidden;padding:0px 3px 0px 3px;vertical-align:bottom;"></td> <td data-sheets-numberformat='{"1":2,"2":"0.00","3":1}' data-sheets-value='{"1":2,"2":"EN 1873 : 2014"}' style="overflow:hidden;padding:0px 3px 0px 3px;vertical-align:bottom;text-align:center;">EN 1873 : 2014</td> <td data-sheets-numberformat='{"1":2,"2":"0","3":1}' data-sheets-value='{"1":2,"2":"EN ISO 13468 EN 16153 EN 410"}' style="overflow:hidden;padding:0px 3px 0px 3px;vertical-align:bottom;text-align:center;">EN ISO 13468 EN 16153 EN 410</td> <td data-sheets-numberformat='{"1":2,"2":"0","3":1}' data-sheets-value='{"1":2,"2":"EN 410"}' style="overflow:hidden;padding:0px 3px 0px 3px;vertical-align:bottom;text-align:center;">EN 410</td> <td data-sheets-value='{"1":2,"2":"EN ISO 140-3\t\t"}' style="overflow:hidden;padding:0px 3px 0px 3px;vertical-align:bottom;text-align:center;">EN ISO 140-3 </td> </tr> <tr style="height:20px;"> <td data-sheets-value='{"1":2,"2":"Material"}' style="border-bottom:1px solid #000000;overflow:hidden;padding:0px 3px 0px 3px;vertical-align:bottom;background-color:#000000;font-weight:bold;color:#ffffff;">Material</td> <td data-sheets-value='{"1":2,"2":"Walls"}' style="border-bottom:1px solid #000000;overflow:hidden;padding:0px 3px 0px 3px;vertical-align:bottom;background-color:#000000;font-weight:bold;color:#ffffff;">Walls</td> <td data-sheets-value='{"1":2,"2":"Shells"}' style="border-bottom:1px solid #000000;overflow:hidden;padding:0px 3px 0px 3px;vertical-align:bottom;background-color:#000000;font-weight:bold;color:#ffffff;">Shells</td> <td data-sheets-numberformat='{"1":2,"2":"0.00","3":1}' data-sheets-value='{"1":2,"2":"(W/m²K)\t"}' style="border-bottom:1px solid #000000;overflow:hidden;padding:0px 3px 0px 3px;vertical-align:bottom;background-color:#000000;font-weight:bold;color:#ffffff;text-align:center;">(W/m²K) </td> <td data-sheets-numberformat='{"1":2,"2":"0","3":1}' data-sheets-value='{"1":2,"2":"(%)"}' style="border-bottom:1px solid #000000;overflow:hidden;padding:0px 3px 0px 3px;vertical-align:bottom;background-color:#000000;font-weight:bold;color:#ffffff;text-align:center;">(%)</td> <td data-sheets-numberformat='{"1":2,"2":"0","3":1}' data-sheets-value='{"1":2,"2":"(%)"}' style="border-bottom:1px solid #000000;overflow:hidden;padding:0px 3px 0px 3px;vertical-align:bottom;background-color:#000000;font-weight:bold;color:#ffffff;text-align:center;">(%)</td> <td data-sheets-value='{"1":2,"2":"(dB)"}' style="border-bottom:1px solid #000000;overflow:hidden;padding:0px 3px 0px 3px;vertical-align:bottom;background-color:#000000;font-weight:bold;color:#ffffff;text-align:center;">(dB)</td> </tr> <tr style="height:20px;"> <td data-sheets-value='{"1":2,"2":"Acrylic"}' style="border-left:1px solid #000000;overflow:hidden;padding:0px 3px 0px 3px;vertical-align:bottom;font-weight:bold;">Acrylic</td> <td data-sheets-value='{"1":2,"2":"Single-walled"}' style="overflow:hidden;padding:0px 3px 0px 3px;vertical-align:bottom;font-weight:bold;">Single-walled</td> <td data-sheets-value='{"1":2,"2":"Clear (H)"}' style="border-right:1px solid #000000;overflow:hidden;padding:0px 3px 0px 3px;vertical-align:bottom;font-weight:bold;">Clear (H)</td> <td data-sheets-numberformat='{"1":2,"2":"0.00","3":1}' data-sheets-value='{"1":3,"3":5.17}' style="overflow:hidden;padding:0px 3px 0px 3px;vertical-align:bottom;text-align:center;">5.17</td> <td data-sheets-numberformat='{"1":2,"2":"0","3":1}' data-sheets-value='{"1":3,"3":90}' style="overflow:hidden;padding:0px 3px 0px 3px;vertical-align:bottom;text-align:center;">90</td> <td data-sheets-numberformat='{"1":2,"2":"0","3":1}' data-sheets-value='{"1":3,"3":87}' style="overflow:hidden;padding:0px 3px 0px 3px;vertical-align:bottom;text-align:center;">87</td> <td data-sheets-numberformat='{"1":2,"2":"0","3":1}' data-sheets-value='{"1":2,"2":"-"}' style="border-right:1px solid #000000;overflow:hidden;padding:0px 3px 0px 3px;vertical-align:bottom;text-align:center;">-</td> </tr> <tr style="height:20px;"> <td data-sheets-value='{"1":2,"2":"PMMA"}' style="border-left:1px solid #000000;overflow:hidden;padding:0px 3px 0px 3px;vertical-align:bottom;font-weight:bold;">PMMA</td> <td data-sheets-value='{"1":2,"2":"Single-walled"}' style="overflow:hidden;padding:0px 3px 0px 3px;vertical-align:bottom;font-weight:bold;">Single-walled</td> <td data-sheets-value='{"1":2,"2":"Opal (O)"}' style="border-right:1px solid #000000;overflow:hidden;padding:0px 3px 0px 3px;vertical-align:bottom;font-weight:bold;">Opal (O)</td> <td data-sheets-numberformat='{"1":2,"2":"0.00","3":1}' data-sheets-value='{"1":3,"3":5.17}' style="overflow:hidden;padding:0px 3px 0px 3px;vertical-align:bottom;text-align:center;">5.17</td> <td data-sheets-numberformat='{"1":2,"2":"0","3":1}' data-sheets-value='{"1":3,"3":83}' style="overflow:hidden;padding:0px 3px 0px 3px;vertical-align:bottom;text-align:center;">83</td> <td data-sheets-numberformat='{"1":2,"2":"0","3":1}' data-sheets-value='{"1":3,"3":76}' style="overflow:hidden;padding:0px 3px 0px 3px;vertical-align:bottom;text-align:center;">76</td> <td data-sheets-numberformat='{"1":2,"2":"0","3":1}' data-sheets-value='{"1":2,"2":"-"}' style="border-right:1px solid #000000;overflow:hidden;padding:0px 3px 0px 3px;vertical-align:bottom;text-align:center;">-</td> </tr> <tr style="height:20px;"> <td style="border-left:1px solid #000000;overflow:hidden;padding:0px 3px 0px 3px;vertical-align:bottom;font-weight:bold;"></td> <td data-sheets-value='{"1":2,"2":"Double-walled"}' style="overflow:hidden;padding:0px 3px 0px 3px;vertical-align:bottom;font-weight:bold;">Double-walled</td> <td data-sheets-value='{"1":2,"2":"Clear (H/H)"}' style="border-right:1px solid #000000;overflow:hidden;padding:0px 3px 0px 3px;vertical-align:bottom;font-weight:bold;">Clear (H/H)</td> <td data-sheets-numberformat='{"1":2,"2":"0.00","3":1}' data-sheets-value='{"1":3,"3":2.9}' style="overflow:hidden;padding:0px 3px 0px 3px;vertical-align:bottom;text-align:center;">2.90</td> <td data-sheets-numberformat='{"1":2,"2":"0","3":1}' data-sheets-value='{"1":3,"3":81}' style="overflow:hidden;padding:0px 3px 0px 3px;vertical-align:bottom;text-align:center;">81</td> <td data-sheets-numberformat='{"1":2,"2":"0","3":1}' data-sheets-value='{"1":3,"3":75}' style="overflow:hidden;padding:0px 3px 0px 3px;vertical-align:bottom;text-align:center;">75</td> <td data-sheets-numberformat='{"1":2,"2":"0","3":1}' data-sheets-value='{"1":3,"3":20}' style="border-right:1px solid #000000;overflow:hidden;padding:0px 3px 0px 3px;vertical-align:bottom;text-align:center;">20</td> </tr> <tr style="height:20px;"> <td style="border-left:1px solid #000000;overflow:hidden;padding:0px 3px 0px 3px;vertical-align:bottom;font-weight:bold;"></td> <td data-sheets-value='{"1":2,"2":"Double-walled"}' style="overflow:hidden;padding:0px 3px 0px 3px;vertical-align:bottom;font-weight:bold;">Double-walled</td> <td data-sheets-value='{"1":2,"2":"Opal (O/O)"}' style="border-right:1px solid #000000;overflow:hidden;padding:0px 3px 0px 3px;vertical-align:bottom;font-weight:bold;">Opal (O/O)</td> <td data-sheets-numberformat='{"1":2,"2":"0.00","3":1}' data-sheets-value='{"1":3,"3":2.9}' style="overflow:hidden;padding:0px 3px 0px 3px;vertical-align:bottom;text-align:center;">2.90</td> <td data-sheets-numberformat='{"1":2,"2":"0","3":1}' data-sheets-value='{"1":3,"3":69}' style="overflow:hidden;padding:0px 3px 0px 3px;vertical-align:bottom;text-align:center;">69</td> <td data-sheets-numberformat='{"1":2,"2":"0","3":1}' data-sheets-value='{"1":3,"3":58}' style="overflow:hidden;padding:0px 3px 0px 3px;vertical-align:bottom;text-align:center;">58</td> <td data-sheets-numberformat='{"1":2,"2":"0","3":1}' data-sheets-value='{"1":3,"3":20}' style="border-right:1px solid #000000;overflow:hidden;padding:0px 3px 0px 3px;vertical-align:bottom;text-align:center;">20</td> </tr> <tr style="height:20px;"> <td style="border-left:1px solid #000000;overflow:hidden;padding:0px 3px 0px 3px;vertical-align:bottom;font-weight:bold;"></td> <td data-sheets-value='{"1":2,"2":"Triple-walled"}' style="overflow:hidden;padding:0px 3px 0px 3px;vertical-align:bottom;font-weight:bold;">Triple-walled</td> <td data-sheets-value='{"1":2,"2":"Clear (H/H/H)"}' style="border-right:1px solid #000000;overflow:hidden;padding:0px 3px 0px 3px;vertical-align:bottom;font-weight:bold;">Clear (H/H/H)</td> <td data-sheets-numberformat='{"1":2,"2":"0.00","3":1}' data-sheets-value='{"1":3,"3":1.7}' style="overflow:hidden;padding:0px 3px 0px 3px;vertical-align:bottom;text-align:center;">1.70</td> <td data-sheets-numberformat='{"1":2,"2":"0","3":1}' data-sheets-value='{"1":3,"3":73}' style="overflow:hidden;padding:0px 3px 0px 3px;vertical-align:bottom;text-align:center;">73</td> <td data-sheets-numberformat='{"1":2,"2":"0","3":1}' data-sheets-value='{"1":3,"3":65}' style="overflow:hidden;padding:0px 3px 0px 3px;vertical-align:bottom;text-align:center;">65</td> <td data-sheets-numberformat='{"1":2,"2":"0","3":1}' data-sheets-value='{"1":3,"3":22}' style="border-right:1px solid #000000;overflow:hidden;padding:0px 3px 0px 3px;vertical-align:bottom;text-align:center;">22</td> </tr> <tr style="height:20px;"> <td style="border-left:1px solid #000000;overflow:hidden;padding:0px 3px 0px 3px;vertical-align:bottom;font-weight:bold;"></td> <td data-sheets-value='{"1":2,"2":"Triple-walled"}' style="overflow:hidden;padding:0px 3px 0px 3px;vertical-align:bottom;font-weight:bold;">Triple-walled</td> <td data-sheets-value='{"1":2,"2":"Opal (O/H/O)"}' style="border-right:1px solid #000000;overflow:hidden;padding:0px 3px 0px 3px;vertical-align:bottom;font-weight:bold;">Opal (O/H/O)</td> <td data-sheets-numberformat='{"1":2,"2":"0.00","3":1}' data-sheets-value='{"1":3,"3":1.7}' style="overflow:hidden;padding:0px 3px 0px 3px;vertical-align:bottom;text-align:center;">1.70</td> <td data-sheets-numberformat='{"1":2,"2":"0","3":1}' data-sheets-value='{"1":3,"3":62}' style="overflow:hidden;padding:0px 3px 0px 3px;vertical-align:bottom;text-align:center;">62</td> <td data-sheets-numberformat='{"1":2,"2":"0","3":1}' data-sheets-value='{"1":3,"3":51}' style="overflow:hidden;padding:0px 3px 0px 3px;vertical-align:bottom;text-align:center;">51</td> <td data-sheets-numberformat='{"1":2,"2":"0","3":1}' data-sheets-value='{"1":3,"3":22}' style="border-right:1px solid #000000;overflow:hidden;padding:0px 3px 0px 3px;vertical-align:bottom;text-align:center;">22</td> </tr> <tr style="height:20px;"> <td style="border-left:1px solid #000000;overflow:hidden;padding:0px 3px 0px 3px;vertical-align:bottom;font-weight:bold;"></td> <td data-sheets-value='{"1":2,"2":"Four-walled"}' style="overflow:hidden;padding:0px 3px 0px 3px;vertical-align:bottom;font-weight:bold;">Four-walled</td> <td data-sheets-value='{"1":2,"2":"Clear (H/H/H/H)"}' style="border-right:1px solid #000000;overflow:hidden;padding:0px 3px 0px 3px;vertical-align:bottom;font-weight:bold;">Clear (H/H/H/H)</td> <td data-sheets-numberformat='{"1":2,"2":"0.00","3":1}' data-sheets-value='{"1":3,"3":1.28}' style="overflow:hidden;padding:0px 3px 0px 3px;vertical-align:bottom;text-align:center;">1.28</td> <td data-sheets-numberformat='{"1":2,"2":"0","3":1}' data-sheets-value='{"1":3,"3":64}' style="overflow:hidden;padding:0px 3px 0px 3px;vertical-align:bottom;text-align:center;">64</td> <td data-sheets-numberformat='{"1":2,"2":"0","3":1}' data-sheets-value='{"1":3,"3":54}' style="overflow:hidden;padding:0px 3px 0px 3px;vertical-align:bottom;text-align:center;">54</td> <td data-sheets-numberformat='{"1":2,"2":"0","3":1}' data-sheets-value='{"1":3,"3":23}' style="border-right:1px solid #000000;overflow:hidden;padding:0px 3px 0px 3px;vertical-align:bottom;text-align:center;">23</td> </tr> <tr style="height:20px;"> <td style="border-bottom:1px solid #000000;border-left:1px solid #000000;overflow:hidden;padding:0px 3px 0px 3px;vertical-align:bottom;"></td> <td data-sheets-value='{"1":2,"2":"Four-walled"}' style="border-bottom:1px solid #000000;overflow:hidden;padding:0px 3px 0px 3px;vertical-align:bottom;font-weight:bold;">Four-walled</td> <td data-sheets-value='{"1":2,"2":"Opal (H/H/O/H)"}' style="border-right:1px solid #000000;border-bottom:1px solid #000000;overflow:hidden;padding:0px 3px 0px 3px;vertical-align:bottom;font-weight:bold;">Opal (H/H/O/H)</td> <td data-sheets-numberformat='{"1":2,"2":"0.00","3":1}' data-sheets-value='{"1":3,"3":1.28}' style="border-bottom:1px solid #000000;overflow:hidden;padding:0px 3px 0px 3px;vertical-align:bottom;text-align:center;">1.28</td> <td data-sheets-numberformat='{"1":2,"2":"0","3":1}' data-sheets-value='{"1":3,"3":59}' style="border-bottom:1px solid #000000;overflow:hidden;padding:0px 3px 0px 3px;vertical-align:bottom;text-align:center;">59</td> <td data-sheets-numberformat='{"1":2,"2":"0","3":1}' data-sheets-value='{"1":3,"3":48}' style="border-bottom:1px solid #000000;overflow:hidden;padding:0px 3px 0px 3px;vertical-align:bottom;text-align:center;">48</td> <td data-sheets-numberformat='{"1":2,"2":"0","3":1}' data-sheets-value='{"1":3,"3":23}' style="border-right:1px solid #000000;border-bottom:1px solid #000000;overflow:hidden;padding:0px 3px 0px 3px;vertical-align:bottom;text-align:center;">23</td> </tr> <tr style="height:20px;"> <td data-sheets-value='{"1":2,"2":"Polycarbonate "}' style="border-left:1px solid #000000;overflow:hidden;padding:0px 3px 0px 3px;vertical-align:bottom;font-weight:bold;">Polycarbonate </td> <td data-sheets-value='{"1":2,"2":"Single-walled"}' style="overflow:hidden;padding:0px 3px 0px 3px;vertical-align:bottom;font-weight:bold;">Single-walled</td> <td data-sheets-value='{"1":2,"2":"Clear (A)"}' style="border-right:1px solid #000000;overflow:hidden;padding:0px 3px 0px 3px;vertical-align:bottom;font-weight:bold;">Clear (A)</td> <td data-sheets-numberformat='{"1":2,"2":"0.00","3":1}' data-sheets-value='{"1":3,"3":5.17}' style="overflow:hidden;padding:0px 3px 0px 3px;vertical-align:bottom;text-align:center;">5.17</td> <td data-sheets-numberformat='{"1":2,"2":"0","3":1}' data-sheets-value='{"1":3,"3":88}' style="overflow:hidden;padding:0px 3px 0px 3px;vertical-align:bottom;text-align:center;">88</td> <td data-sheets-numberformat='{"1":2,"2":"0","3":1}' data-sheets-value='{"1":3,"3":83}' style="overflow:hidden;padding:0px 3px 0px 3px;vertical-align:bottom;text-align:center;">83</td> <td data-sheets-numberformat='{"1":2,"2":"0","3":1}' data-sheets-value='{"1":2,"2":"-"}' style="border-right:1px solid #000000;overflow:hidden;padding:0px 3px 0px 3px;vertical-align:bottom;text-align:center;">-</td> </tr> <tr style="height:20px;"> <td data-sheets-value='{"1":2,"2":"PC"}' style="border-left:1px solid #000000;overflow:hidden;padding:0px 3px 0px 3px;vertical-align:bottom;font-weight:bold;">PC</td> <td data-sheets-value='{"1":2,"2":"Single-walled"}' style="overflow:hidden;padding:0px 3px 0px 3px;vertical-align:bottom;font-weight:bold;">Single-walled</td> <td data-sheets-value='{"1":2,"2":"Opal (D)"}' style="border-right:1px solid #000000;overflow:hidden;padding:0px 3px 0px 3px;vertical-align:bottom;font-weight:bold;">Opal (D)</td> <td data-sheets-numberformat='{"1":2,"2":"0.00","3":1}' data-sheets-value='{"1":3,"3":5.17}' style="overflow:hidden;padding:0px 3px 0px 3px;vertical-align:bottom;text-align:center;">5.17</td> <td data-sheets-numberformat='{"1":2,"2":"0","3":1}' data-sheets-value='{"1":3,"3":58}' style="overflow:hidden;padding:0px 3px 0px 3px;vertical-align:bottom;text-align:center;">58</td> <td data-sheets-numberformat='{"1":2,"2":"0","3":1}' data-sheets-value='{"1":3,"3":60}' style="overflow:hidden;padding:0px 3px 0px 3px;vertical-align:bottom;text-align:center;">60</td> <td data-sheets-numberformat='{"1":2,"2":"0","3":1}' data-sheets-value='{"1":2,"2":"-"}' style="border-right:1px solid #000000;overflow:hidden;padding:0px 3px 0px 3px;vertical-align:bottom;text-align:center;">-</td> </tr> <tr style="height:20px;"> <td style="border-left:1px solid #000000;overflow:hidden;padding:0px 3px 0px 3px;vertical-align:bottom;font-weight:bold;"></td> <td data-sheets-value='{"1":2,"2":"Double-walled"}' style="overflow:hidden;padding:0px 3px 0px 3px;vertical-align:bottom;font-weight:bold;">Double-walled</td> <td data-sheets-value='{"1":2,"2":"Clear (A/H)"}' style="border-right:1px solid #000000;overflow:hidden;padding:0px 3px 0px 3px;vertical-align:bottom;font-weight:bold;">Clear (A/H)</td> <td data-sheets-numberformat='{"1":2,"2":"0.00","3":1}' data-sheets-value='{"1":3,"3":2.9}' style="overflow:hidden;padding:0px 3px 0px 3px;vertical-align:bottom;text-align:center;">2.90</td> <td data-sheets-numberformat='{"1":2,"2":"0","3":1}' data-sheets-value='{"1":3,"3":79}' style="overflow:hidden;padding:0px 3px 0px 3px;vertical-align:bottom;text-align:center;">79</td> <td data-sheets-numberformat='{"1":2,"2":"0","3":1}' data-sheets-value='{"1":3,"3":72}' style="overflow:hidden;padding:0px 3px 0px 3px;vertical-align:bottom;text-align:center;">72</td> <td data-sheets-numberformat='{"1":2,"2":"0","3":1}' data-sheets-value='{"1":3,"3":20}' style="border-right:1px solid #000000;overflow:hidden;padding:0px 3px 0px 3px;vertical-align:bottom;text-align:center;">20</td> </tr> <tr style="height:20px;"> <td style="border-left:1px solid #000000;overflow:hidden;padding:0px 3px 0px 3px;vertical-align:bottom;font-weight:bold;"></td> <td data-sheets-value='{"1":2,"2":"Double-walled"}' style="overflow:hidden;padding:0px 3px 0px 3px;vertical-align:bottom;font-weight:bold;">Double-walled</td> <td data-sheets-value='{"1":2,"2":"Clear (A/A)"}' style="border-right:1px solid #000000;overflow:hidden;padding:0px 3px 0px 3px;vertical-align:bottom;font-weight:bold;">Clear (A/A)</td> <td data-sheets-numberformat='{"1":2,"2":"0.00","3":1}' data-sheets-value='{"1":3,"3":2.9}' style="overflow:hidden;padding:0px 3px 0px 3px;vertical-align:bottom;text-align:center;">2.90</td> <td data-sheets-numberformat='{"1":2,"2":"0","3":1}' data-sheets-value='{"1":3,"3":77}' style="overflow:hidden;padding:0px 3px 0px 3px;vertical-align:bottom;text-align:center;">77</td> <td data-sheets-numberformat='{"1":2,"2":"0","3":1}' data-sheets-value='{"1":3,"3":69}' style="overflow:hidden;padding:0px 3px 0px 3px;vertical-align:bottom;text-align:center;">69</td> <td data-sheets-numberformat='{"1":2,"2":"0","3":1}' data-sheets-value='{"1":3,"3":20}' style="border-right:1px solid #000000;overflow:hidden;padding:0px 3px 0px 3px;vertical-align:bottom;text-align:center;">20</td> </tr> <tr style="height:20px;"> <td style="border-left:1px solid #000000;overflow:hidden;padding:0px 3px 0px 3px;vertical-align:bottom;font-weight:bold;"></td> <td data-sheets-value='{"1":2,"2":"Double-walled"}' style="overflow:hidden;padding:0px 3px 0px 3px;vertical-align:bottom;font-weight:bold;">Double-walled</td> <td data-sheets-value='{"1":2,"2":"Opal (A/O)"}' style="border-right:1px solid #000000;overflow:hidden;padding:0px 3px 0px 3px;vertical-align:bottom;font-weight:bold;">Opal (A/O)</td> <td data-sheets-numberformat='{"1":2,"2":"0.00","3":1}' data-sheets-value='{"1":3,"3":2.9}' style="overflow:hidden;padding:0px 3px 0px 3px;vertical-align:bottom;text-align:center;">2.90</td> <td data-sheets-numberformat='{"1":2,"2":"0","3":1}' data-sheets-value='{"1":3,"3":73}' style="overflow:hidden;padding:0px 3px 0px 3px;vertical-align:bottom;text-align:center;">73</td> <td data-sheets-numberformat='{"1":2,"2":"0","3":1}' data-sheets-value='{"1":3,"3":63}' style="overflow:hidden;padding:0px 3px 0px 3px;vertical-align:bottom;text-align:center;">63</td> <td data-sheets-numberformat='{"1":2,"2":"0","3":1}' data-sheets-value='{"1":3,"3":20}' style="border-right:1px solid #000000;overflow:hidden;padding:0px 3px 0px 3px;vertical-align:bottom;text-align:center;">20</td> </tr> <tr style="height:20px;"> <td style="border-left:1px solid #000000;overflow:hidden;padding:0px 3px 0px 3px;vertical-align:bottom;font-weight:bold;"></td> <td data-sheets-value='{"1":2,"2":"Double-walled"}' style="overflow:hidden;padding:0px 3px 0px 3px;vertical-align:bottom;font-weight:bold;">Double-walled</td> <td data-sheets-value='{"1":2,"2":"Opal (A/D)"}' style="border-right:1px solid #000000;overflow:hidden;padding:0px 3px 0px 3px;vertical-align:bottom;font-weight:bold;">Opal (A/D)</td> <td data-sheets-numberformat='{"1":2,"2":"0.00","3":1}' data-sheets-value='{"1":3,"3":2.9}' style="overflow:hidden;padding:0px 3px 0px 3px;vertical-align:bottom;text-align:center;">2.90</td> <td data-sheets-numberformat='{"1":2,"2":"0","3":1}' data-sheets-value='{"1":3,"3":51}' style="overflow:hidden;padding:0px 3px 0px 3px;vertical-align:bottom;text-align:center;">51</td> <td data-sheets-numberformat='{"1":2,"2":"0","3":1}' data-sheets-value='{"1":3,"3":50}' style="overflow:hidden;padding:0px 3px 0px 3px;vertical-align:bottom;text-align:center;">50</td> <td data-sheets-numberformat='{"1":2,"2":"0","3":1}' data-sheets-value='{"1":3,"3":20}' style="border-right:1px solid #000000;overflow:hidden;padding:0px 3px 0px 3px;vertical-align:bottom;text-align:center;">20</td> </tr> <tr style="height:20px;"> <td style="border-left:1px solid #000000;overflow:hidden;padding:0px 3px 0px 3px;vertical-align:bottom;font-weight:bold;"></td> <td data-sheets-value='{"1":2,"2":"Triple-walled"}' style="overflow:hidden;padding:0px 3px 0px 3px;vertical-align:bottom;font-weight:bold;">Triple-walled</td> <td data-sheets-value='{"1":2,"2":"Clear (A/H/H)"}' style="border-right:1px solid #000000;overflow:hidden;padding:0px 3px 0px 3px;vertical-align:bottom;font-weight:bold;">Clear (A/H/H)</td> <td data-sheets-numberformat='{"1":2,"2":"0.00","3":1}' data-sheets-value='{"1":3,"3":1.7}' style="overflow:hidden;padding:0px 3px 0px 3px;vertical-align:bottom;text-align:center;">1.70</td> <td data-sheets-numberformat='{"1":2,"2":"0","3":1}' data-sheets-value='{"1":3,"3":71}' style="overflow:hidden;padding:0px 3px 0px 3px;vertical-align:bottom;text-align:center;">71</td> <td data-sheets-numberformat='{"1":2,"2":"0","3":1}' data-sheets-value='{"1":3,"3":63}' style="overflow:hidden;padding:0px 3px 0px 3px;vertical-align:bottom;text-align:center;">63</td> <td data-sheets-numberformat='{"1":2,"2":"0","3":1}' data-sheets-value='{"1":3,"3":22}' style="border-right:1px solid #000000;overflow:hidden;padding:0px 3px 0px 3px;vertical-align:bottom;text-align:center;">22</td> </tr> <tr style="height:20px;"> <td style="border-left:1px solid #000000;overflow:hidden;padding:0px 3px 0px 3px;vertical-align:bottom;font-weight:bold;"></td> <td data-sheets-value='{"1":2,"2":"Triple-walled"}' style="overflow:hidden;padding:0px 3px 0px 3px;vertical-align:bottom;font-weight:bold;">Triple-walled</td> <td data-sheets-value='{"1":2,"2":"Opal (A/O/O)"}' style="border-right:1px solid #000000;overflow:hidden;padding:0px 3px 0px 3px;vertical-align:bottom;font-weight:bold;">Opal (A/O/O)</td> <td data-sheets-numberformat='{"1":2,"2":"0.00","3":1}' data-sheets-value='{"1":3,"3":1.7}' style="overflow:hidden;padding:0px 3px 0px 3px;vertical-align:bottom;text-align:center;">1.70</td> <td data-sheets-numberformat='{"1":2,"2":"0","3":1}' data-sheets-value='{"1":3,"3":61}' style="overflow:hidden;padding:0px 3px 0px 3px;vertical-align:bottom;text-align:center;">61</td> <td data-sheets-numberformat='{"1":2,"2":"0","3":1}' data-sheets-value='{"1":3,"3":48}' style="overflow:hidden;padding:0px 3px 0px 3px;vertical-align:bottom;text-align:center;">48</td> <td data-sheets-numberformat='{"1":2,"2":"0","3":1}' data-sheets-value='{"1":3,"3":22}' style="border-right:1px solid #000000;overflow:hidden;padding:0px 3px 0px 3px;vertical-align:bottom;text-align:center;">22</td> </tr> <tr style="height:20px;"> <td style="border-left:1px solid #000000;overflow:hidden;padding:0px 3px 0px 3px;vertical-align:bottom;font-weight:bold;"></td> <td data-sheets-value='{"1":2,"2":"Four-walled"}' style="overflow:hidden;padding:0px 3px 0px 3px;vertical-align:bottom;font-weight:bold;">Four-walled</td> <td data-sheets-value='{"1":2,"2":"Clear (A/H/H/H)"}' style="border-right:1px solid #000000;overflow:hidden;padding:0px 3px 0px 3px;vertical-align:bottom;font-weight:bold;">Clear (A/H/H/H)</td> <td data-sheets-numberformat='{"1":2,"2":"0.00","3":1}' data-sheets-value='{"1":3,"3":1.28}' style="overflow:hidden;padding:0px 3px 0px 3px;vertical-align:bottom;text-align:center;">1.28</td> <td data-sheets-numberformat='{"1":2,"2":"0","3":1}' data-sheets-value='{"1":3,"3":64}' style="overflow:hidden;padding:0px 3px 0px 3px;vertical-align:bottom;text-align:center;">64</td> <td data-sheets-numberformat='{"1":2,"2":"0","3":1}' data-sheets-value='{"1":3,"3":52}' style="overflow:hidden;padding:0px 3px 0px 3px;vertical-align:bottom;text-align:center;">52</td> <td data-sheets-numberformat='{"1":2,"2":"0","3":1}' data-sheets-value='{"1":3,"3":23}' style="border-right:1px solid #000000;overflow:hidden;padding:0px 3px 0px 3px;vertical-align:bottom;text-align:center;">23</td> </tr> <tr style="height:20px;"> <td style="border-bottom:1px solid #000000;border-left:1px solid #000000;overflow:hidden;padding:0px 3px 0px 3px;vertical-align:bottom;"></td> <td data-sheets-value='{"1":2,"2":"Four-walled"}' style="border-bottom:1px solid #000000;overflow:hidden;padding:0px 3px 0px 3px;vertical-align:bottom;font-weight:bold;">Four-walled</td> <td data-sheets-value='{"1":2,"2":"Opal (A/H/O/H)"}' style="border-right:1px solid #000000;border-bottom:1px solid #000000;overflow:hidden;padding:0px 3px 0px 3px;vertical-align:bottom;font-weight:bold;">Opal (A/H/O/H)</td> <td data-sheets-numberformat='{"1":2,"2":"0.00","3":1}' data-sheets-value='{"1":3,"3":1.28}' style="border-bottom:1px solid #000000;overflow:hidden;padding:0px 3px 0px 3px;vertical-align:bottom;text-align:center;">1.28</td> <td data-sheets-numberformat='{"1":2,"2":"0","3":1}' data-sheets-value='{"1":3,"3":59}' style="border-bottom:1px solid #000000;overflow:hidden;padding:0px 3px 0px 3px;vertical-align:bottom;text-align:center;">59</td> <td data-sheets-numberformat='{"1":2,"2":"0","3":1}' data-sheets-value='{"1":3,"3":46}' style="border-bottom:1px solid #000000;overflow:hidden;padding:0px 3px 0px 3px;vertical-align:bottom;text-align:center;">46</td> <td data-sheets-numberformat='{"1":2,"2":"0","3":1}' data-sheets-value='{"1":3,"3":23}' style="border-right:1px solid #000000;border-bottom:1px solid #000000;overflow:hidden;padding:0px 3px 0px 3px;vertical-align:bottom;text-align:center;">23</td> </tr> <tr style="height:20px;"> <td data-sheets-value='{"1":2,"2":"Polycarbonate"}' style="border-left:1px solid #000000;overflow:hidden;padding:0px 3px 0px 3px;vertical-align:bottom;font-weight:bold;">Polycarbonate</td> <td data-sheets-value='{"1":2,"2":"Single-walled"}' style="overflow:hidden;padding:0px 3px 0px 3px;vertical-align:bottom;font-weight:bold;">Single-walled</td> <td data-sheets-value='{"1":2,"2":"Heatstop Opal (T)"}' style="border-right:1px solid #000000;overflow:hidden;padding:0px 3px 0px 3px;vertical-align:bottom;font-weight:bold;">Heatstop Opal (T)</td> <td data-sheets-numberformat='{"1":2,"2":"0.00","3":1}' data-sheets-value='{"1":3,"3":5.17}' style="overflow:hidden;padding:0px 3px 0px 3px;vertical-align:bottom;text-align:center;">5.17</td> <td data-sheets-numberformat='{"1":2,"2":"0","3":1}' data-sheets-value='{"1":3,"3":49}' style="overflow:hidden;padding:0px 3px 0px 3px;vertical-align:bottom;text-align:center;">49</td> <td data-sheets-numberformat='{"1":2,"2":"0","3":1}' data-sheets-value='{"1":3,"3":59}' style="overflow:hidden;padding:0px 3px 0px 3px;vertical-align:bottom;text-align:center;">59</td> <td data-sheets-numberformat='{"1":2,"2":"0","3":1}' data-sheets-value='{"1":2,"2":"-"}' style="border-right:1px solid #000000;overflow:hidden;padding:0px 3px 0px 3px;vertical-align:bottom;text-align:center;">-</td> </tr> <tr style="height:20px;"> <td data-sheets-value='{"1":2,"2":"Heatstop PC"}' style="border-left:1px solid #000000;overflow:hidden;padding:0px 3px 0px 3px;vertical-align:bottom;font-weight:bold;">Heatstop PC</td> <td data-sheets-value='{"1":2,"2":"Double-walled"}' style="overflow:hidden;padding:0px 3px 0px 3px;vertical-align:bottom;font-weight:bold;">Double-walled</td> <td data-sheets-value='{"1":2,"2":"Clear (T/H)"}' style="border-right:1px solid #000000;overflow:hidden;padding:0px 3px 0px 3px;vertical-align:bottom;font-weight:bold;">Clear (T/H)</td> <td data-sheets-numberformat='{"1":2,"2":"0.00","3":1}' data-sheets-value='{"1":3,"3":2.9}' style="overflow:hidden;padding:0px 3px 0px 3px;vertical-align:bottom;text-align:center;">2.90</td> <td data-sheets-numberformat='{"1":2,"2":"0","3":1}' data-sheets-value='{"1":3,"3":44}' style="overflow:hidden;padding:0px 3px 0px 3px;vertical-align:bottom;text-align:center;">44</td> <td data-sheets-numberformat='{"1":2,"2":"0","3":1}' data-sheets-value='{"1":3,"3":51}' style="overflow:hidden;padding:0px 3px 0px 3px;vertical-align:bottom;text-align:center;">51</td> <td data-sheets-numberformat='{"1":2,"2":"0","3":1}' data-sheets-value='{"1":3,"3":20}' style="border-right:1px solid #000000;overflow:hidden;padding:0px 3px 0px 3px;vertical-align:bottom;text-align:center;">20</td> </tr> <tr style="height:20px;"> <td style="border-left:1px solid #000000;overflow:hidden;padding:0px 3px 0px 3px;vertical-align:bottom;font-weight:bold;"></td> <td data-sheets-value='{"1":2,"2":"Double-walled"}' style="overflow:hidden;padding:0px 3px 0px 3px;vertical-align:bottom;font-weight:bold;">Double-walled</td> <td data-sheets-value='{"1":2,"2":"Opal (T/O)"}' style="border-right:1px solid #000000;overflow:hidden;padding:0px 3px 0px 3px;vertical-align:bottom;font-weight:bold;">Opal (T/O)</td> <td data-sheets-numberformat='{"1":2,"2":"0.00","3":1}' data-sheets-value='{"1":3,"3":2.9}' style="overflow:hidden;padding:0px 3px 0px 3px;vertical-align:bottom;text-align:center;">2.90</td> <td data-sheets-numberformat='{"1":2,"2":"0","3":1}' data-sheets-value='{"1":3,"3":41}' style="overflow:hidden;padding:0px 3px 0px 3px;vertical-align:bottom;text-align:center;">41</td> <td data-sheets-numberformat='{"1":2,"2":"0","3":1}' data-sheets-value='{"1":3,"3":45}' style="overflow:hidden;padding:0px 3px 0px 3px;vertical-align:bottom;text-align:center;">45</td> <td data-sheets-numberformat='{"1":2,"2":"0","3":1}' data-sheets-value='{"1":3,"3":20}' style="border-right:1px solid #000000;overflow:hidden;padding:0px 3px 0px 3px;vertical-align:bottom;text-align:center;">20</td> </tr> <tr style="height:20px;"> <td style="border-left:1px solid #000000;overflow:hidden;padding:0px 3px 0px 3px;vertical-align:bottom;font-weight:bold;"></td> <td data-sheets-value='{"1":2,"2":"Triple-walled"}' style="overflow:hidden; | skylux-160-ce-met-koepel-en-pvc-opstand-30-20-met-lm-motor-1200-x-2400-mm | 8586031464781 | 46872354816333
Smoke and heat exhaust (SHEV) | SHE system | Skylux | Skylux 160° CE with skylight and PVC curb 30/20 with double LM-actuator 1300 x 2500 mm |  | 35125 | 5412970351252 | 7918.25 | Yes | 30-45 | 144.37 | 1300 x 2500 mm | 2500 | 1300 |  | PVC 30/20 (30 cm high & roof opening = 20 cm larger than daylight size) | Rectangular | 5.17 W/m²K - 1.28 W/m²K | 87% - 32% | 90% - 32% | 20dB - 23dB | 160° CE (for industry) | skylight | without spoiler | E | Double actuator | Maximum four-walled skylight possible for this product | Ut-value LT-value g-value Rw-value EN 1873 : 2014 EN ISO 13468 EN 16153 EN 410 EN 410 EN ISO 140-3 Material Walls Shells (W/m²K) (%) (%) (dB) Acrylic Single-walled Clear (H) 5.17 90 87 - PMMA Single-walled Opal (O) 5.17 83 76 - Double-walled Clear (H/H) 2.90 81 75 20 Double-walled Opal (O/O) 2.90 69 58 20 Triple-walled Clear (H/H/H) 1.70 73 65 22 Triple-walled Opal (O/H/O) 1.70 62 51 22 Four-walled Clear (H/H/H/H) 1.28 64 54 23 Four-walled Opal (H/H/O/H) 1.28 59 48 23 Polycarbonate Single-walled Clear (A) 5.17 88 83 - PC Single-walled Opal (D) 5.17 58 60 - Double-walled Clear (A/H) 2.90 79 72 20 Double-walled Clear (A/A) 2.90 77 69 20 Double-walled Opal (A/O) 2.90 73 63 20 Double-walled Opal (A/D) 2.90 51 50 20 Triple-walled Clear (A/H/H) 1.70 71 63 22 Triple-walled Opal (A/O/O) 1.70 61 48 22 Four-walled Clear (A/H/H/H) 1.28 64 52 23 Four-walled Opal (A/H/O/H) 1.28 59 46 23 Polycarbonate Single-walled Heatstop Opal (T) 5.17 49 59 - Heatstop PC Double-walled Clear (T/H) 2.90 44 51 20 Double-walled Opal (T/O) 2.90 41 45 20 Triple-walled Clear (T/H/H) 1.70 40 <td data-sheets-numberformat='{"1":2,"2":"0","3":1}' data-sheets-value='{"1":3,"3":44}' style="overflow:hidden;paddin | https://skylux.eu/en/products/skylux-160-ce-met-koepel-en-pvc-opstand-30-20-met-lm-motor-1300-x-2500-mm | https://skylux.eu/cdn/shop/files/Skylux-160deg-CE-met-koepel-en-pvc-opstand-3020-met-dubbele-LM-motor-1300-x-2500-mm-RWA-systeem.jpg?v=1702980573&width=1600 | https://skylux.eu/cdn/shop/files/e5a82811-1bb0-48e4-a776-cacb59c7c092_398f5983-cb79-4574-81ae-02a020766706.jpg?v=1688551159&width=1600 | //skylux.eu/cdn/shop/files/E_MH_Mounting_instructions_Skylux_160_CE_LM.pdf?v=12406716259046007223 | //skylux.eu/cdn/shop/files/E_TD_Technical_File_Skylux_Skylux_160_CE_Electric.pdf?v=3667116872303399239 | <style type="text/css" id="isPasted"> <!--td { border: 1px solid #cccccc; } br { mso-data-placement: same-cell; } --> </style> <table border="1" cellpadding="0" cellspacing="0" dir="ltr" style="table-layout:fixed;font-size:10pt;font-family:Arial;border-collapse:collapse;border:none;"><tbody> <tr style="height:20px;"> <td style="overflow:hidden;padding:0px 3px 0px 3px;vertical-align:bottom;"></td> <td style="overflow:hidden;padding:0px 3px 0px 3px;vertical-align:bottom;"></td> <td style="overflow:hidden;padding:0px 3px 0px 3px;vertical-align:bottom;"></td> <td data-sheets-value='{"1":2,"2":"Ut-value"}' style="overflow:hidden;padding:0px 3px 0px 3px;vertical-align:bottom;font-weight:bold;text-align:center;">Ut-value</td> <td data-sheets-value='{"1":2,"2":"LT-value"}' style="overflow:hidden;padding:0px 3px 0px 3px;vertical-align:bottom;font-weight:bold;text-align:center;">LT-value</td> <td data-sheets-value='{"1":2,"2":"g-value"}' style="overflow:hidden;padding:0px 3px 0px 3px;vertical-align:bottom;font-weight:bold;text-align:center;">g-value</td> <td data-sheets-value='{"1":2,"2":"Rw-value "}' style="overflow:hidden;padding:0px 3px 0px 3px;vertical-align:bottom;font-weight:bold;text-align:center;">Rw-value </td> </tr> <tr style="height:20px;"> <td style="overflow:hidden;padding:0px 3px 0px 3px;vertical-align:bottom;"></td> <td style="overflow:hidden;padding:0px 3px 0px 3px;vertical-align:bottom;"></td> <td style="overflow:hidden;padding:0px 3px 0px 3px;vertical-align:bottom;"></td> <td data-sheets-numberformat='{"1":2,"2":"0.00","3":1}' data-sheets-value='{"1":2,"2":"EN 1873 : 2014"}' style="overflow:hidden;padding:0px 3px 0px 3px;vertical-align:bottom;text-align:center;">EN 1873 : 2014</td> <td data-sheets-numberformat='{"1":2,"2":"0","3":1}' data-sheets-value='{"1":2,"2":"EN ISO 13468 EN 16153 EN 410"}' style="overflow:hidden;padding:0px 3px 0px 3px;vertical-align:bottom;text-align:center;">EN ISO 13468 EN 16153 EN 410</td> <td data-sheets-numberformat='{"1":2,"2":"0","3":1}' data-sheets-value='{"1":2,"2":"EN 410"}' style="overflow:hidden;padding:0px 3px 0px 3px;vertical-align:bottom;text-align:center;">EN 410</td> <td data-sheets-value='{"1":2,"2":"EN ISO 140-3\t\t"}' style="overflow:hidden;padding:0px 3px 0px 3px;vertical-align:bottom;text-align:center;">EN ISO 140-3 </td> </tr> <tr style="height:20px;"> <td data-sheets-value='{"1":2,"2":"Material"}' style="border-bottom:1px solid #000000;overflow:hidden;padding:0px 3px 0px 3px;vertical-align:bottom;background-color:#000000;font-weight:bold;color:#ffffff;">Material</td> <td data-sheets-value='{"1":2,"2":"Walls"}' style="border-bottom:1px solid #000000;overflow:hidden;padding:0px 3px 0px 3px;vertical-align:bottom;background-color:#000000;font-weight:bold;color:#ffffff;">Walls</td> <td data-sheets-value='{"1":2,"2":"Shells"}' style="border-bottom:1px solid #000000;overflow:hidden;padding:0px 3px 0px 3px;vertical-align:bottom;background-color:#000000;font-weight:bold;color:#ffffff;">Shells</td> <td data-sheets-numberformat='{"1":2,"2":"0.00","3":1}' data-sheets-value='{"1":2,"2":"(W/m²K)\t"}' style="border-bottom:1px solid #000000;overflow:hidden;padding:0px 3px 0px 3px;vertical-align:bottom;background-color:#000000;font-weight:bold;color:#ffffff;text-align:center;">(W/m²K) </td> <td data-sheets-numberformat='{"1":2,"2":"0","3":1}' data-sheets-value='{"1":2,"2":"(%)"}' style="border-bottom:1px solid #000000;overflow:hidden;padding:0px 3px 0px 3px;vertical-align:bottom;background-color:#000000;font-weight:bold;color:#ffffff;text-align:center;">(%)</td> <td data-sheets-numberformat='{"1":2,"2":"0","3":1}' data-sheets-value='{"1":2,"2":"(%)"}' style="border-bottom:1px solid #000000;overflow:hidden;padding:0px 3px 0px 3px;vertical-align:bottom;background-color:#000000;font-weight:bold;color:#ffffff;text-align:center;">(%)</td> <td data-sheets-value='{"1":2,"2":"(dB)"}' style="border-bottom:1px solid #000000;overflow:hidden;padding:0px 3px 0px 3px;vertical-align:bottom;background-color:#000000;font-weight:bold;color:#ffffff;text-align:center;">(dB)</td> </tr> <tr style="height:20px;"> <td data-sheets-value='{"1":2,"2":"Acrylic"}' style="border-left:1px solid #000000;overflow:hidden;padding:0px 3px 0px 3px;vertical-align:bottom;font-weight:bold;">Acrylic</td> <td data-sheets-value='{"1":2,"2":"Single-walled"}' style="overflow:hidden;padding:0px 3px 0px 3px;vertical-align:bottom;font-weight:bold;">Single-walled</td> <td data-sheets-value='{"1":2,"2":"Clear (H)"}' style="border-right:1px solid #000000;overflow:hidden;padding:0px 3px 0px 3px;vertical-align:bottom;font-weight:bold;">Clear (H)</td> <td data-sheets-numberformat='{"1":2,"2":"0.00","3":1}' data-sheets-value='{"1":3,"3":5.17}' style="overflow:hidden;padding:0px 3px 0px 3px;vertical-align:bottom;text-align:center;">5.17</td> <td data-sheets-numberformat='{"1":2,"2":"0","3":1}' data-sheets-value='{"1":3,"3":90}' style="overflow:hidden;padding:0px 3px 0px 3px;vertical-align:bottom;text-align:center;">90</td> <td data-sheets-numberformat='{"1":2,"2":"0","3":1}' data-sheets-value='{"1":3,"3":87}' style="overflow:hidden;padding:0px 3px 0px 3px;vertical-align:bottom;text-align:center;">87</td> <td data-sheets-numberformat='{"1":2,"2":"0","3":1}' data-sheets-value='{"1":2,"2":"-"}' style="border-right:1px solid #000000;overflow:hidden;padding:0px 3px 0px 3px;vertical-align:bottom;text-align:center;">-</td> </tr> <tr style="height:20px;"> <td data-sheets-value='{"1":2,"2":"PMMA"}' style="border-left:1px solid #000000;overflow:hidden;padding:0px 3px 0px 3px;vertical-align:bottom;font-weight:bold;">PMMA</td> <td data-sheets-value='{"1":2,"2":"Single-walled"}' style="overflow:hidden;padding:0px 3px 0px 3px;vertical-align:bottom;font-weight:bold;">Single-walled</td> <td data-sheets-value='{"1":2,"2":"Opal (O)"}' style="border-right:1px solid #000000;overflow:hidden;padding:0px 3px 0px 3px;vertical-align:bottom;font-weight:bold;">Opal (O)</td> <td data-sheets-numberformat='{"1":2,"2":"0.00","3":1}' data-sheets-value='{"1":3,"3":5.17}' style="overflow:hidden;padding:0px 3px 0px 3px;vertical-align:bottom;text-align:center;">5.17</td> <td data-sheets-numberformat='{"1":2,"2":"0","3":1}' data-sheets-value='{"1":3,"3":83}' style="overflow:hidden;padding:0px 3px 0px 3px;vertical-align:bottom;text-align:center;">83</td> <td data-sheets-numberformat='{"1":2,"2":"0","3":1}' data-sheets-value='{"1":3,"3":76}' style="overflow:hidden;padding:0px 3px 0px 3px;vertical-align:bottom;text-align:center;">76</td> <td data-sheets-numberformat='{"1":2,"2":"0","3":1}' data-sheets-value='{"1":2,"2":"-"}' style="border-right:1px solid #000000;overflow:hidden;padding:0px 3px 0px 3px;vertical-align:bottom;text-align:center;">-</td> </tr> <tr style="height:20px;"> <td style="border-left:1px solid #000000;overflow:hidden;padding:0px 3px 0px 3px;vertical-align:bottom;font-weight:bold;"></td> <td data-sheets-value='{"1":2,"2":"Double-walled"}' style="overflow:hidden;padding:0px 3px 0px 3px;vertical-align:bottom;font-weight:bold;">Double-walled</td> <td data-sheets-value='{"1":2,"2":"Clear (H/H)"}' style="border-right:1px solid #000000;overflow:hidden;padding:0px 3px 0px 3px;vertical-align:bottom;font-weight:bold;">Clear (H/H)</td> <td data-sheets-numberformat='{"1":2,"2":"0.00","3":1}' data-sheets-value='{"1":3,"3":2.9}' style="overflow:hidden;padding:0px 3px 0px 3px;vertical-align:bottom;text-align:center;">2.90</td> <td data-sheets-numberformat='{"1":2,"2":"0","3":1}' data-sheets-value='{"1":3,"3":81}' style="overflow:hidden;padding:0px 3px 0px 3px;vertical-align:bottom;text-align:center;">81</td> <td data-sheets-numberformat='{"1":2,"2":"0","3":1}' data-sheets-value='{"1":3,"3":75}' style="overflow:hidden;padding:0px 3px 0px 3px;vertical-align:bottom;text-align:center;">75</td> <td data-sheets-numberformat='{"1":2,"2":"0","3":1}' data-sheets-value='{"1":3,"3":20}' style="border-right:1px solid #000000;overflow:hidden;padding:0px 3px 0px 3px;vertical-align:bottom;text-align:center;">20</td> </tr> <tr style="height:20px;"> <td style="border-left:1px solid #000000;overflow:hidden;padding:0px 3px 0px 3px;vertical-align:bottom;font-weight:bold;"></td> <td data-sheets-value='{"1":2,"2":"Double-walled"}' style="overflow:hidden;padding:0px 3px 0px 3px;vertical-align:bottom;font-weight:bold;">Double-walled</td> <td data-sheets-value='{"1":2,"2":"Opal (O/O)"}' style="border-right:1px solid #000000;overflow:hidden;padding:0px 3px 0px 3px;vertical-align:bottom;font-weight:bold;">Opal (O/O)</td> <td data-sheets-numberformat='{"1":2,"2":"0.00","3":1}' data-sheets-value='{"1":3,"3":2.9}' style="overflow:hidden;padding:0px 3px 0px 3px;vertical-align:bottom;text-align:center;">2.90</td> <td data-sheets-numberformat='{"1":2,"2":"0","3":1}' data-sheets-value='{"1":3,"3":69}' style="overflow:hidden;padding:0px 3px 0px 3px;vertical-align:bottom;text-align:center;">69</td> <td data-sheets-numberformat='{"1":2,"2":"0","3":1}' data-sheets-value='{"1":3,"3":58}' style="overflow:hidden;padding:0px 3px 0px 3px;vertical-align:bottom;text-align:center;">58</td> <td data-sheets-numberformat='{"1":2,"2":"0","3":1}' data-sheets-value='{"1":3,"3":20}' style="border-right:1px solid #000000;overflow:hidden;padding:0px 3px 0px 3px;vertical-align:bottom;text-align:center;">20</td> </tr> <tr style="height:20px;"> <td style="border-left:1px solid #000000;overflow:hidden;padding:0px 3px 0px 3px;vertical-align:bottom;font-weight:bold;"></td> <td data-sheets-value='{"1":2,"2":"Triple-walled"}' style="overflow:hidden;padding:0px 3px 0px 3px;vertical-align:bottom;font-weight:bold;">Triple-walled</td> <td data-sheets-value='{"1":2,"2":"Clear (H/H/H)"}' style="border-right:1px solid #000000;overflow:hidden;padding:0px 3px 0px 3px;vertical-align:bottom;font-weight:bold;">Clear (H/H/H)</td> <td data-sheets-numberformat='{"1":2,"2":"0.00","3":1}' data-sheets-value='{"1":3,"3":1.7}' style="overflow:hidden;padding:0px 3px 0px 3px;vertical-align:bottom;text-align:center;">1.70</td> <td data-sheets-numberformat='{"1":2,"2":"0","3":1}' data-sheets-value='{"1":3,"3":73}' style="overflow:hidden;padding:0px 3px 0px 3px;vertical-align:bottom;text-align:center;">73</td> <td data-sheets-numberformat='{"1":2,"2":"0","3":1}' data-sheets-value='{"1":3,"3":65}' style="overflow:hidden;padding:0px 3px 0px 3px;vertical-align:bottom;text-align:center;">65</td> <td data-sheets-numberformat='{"1":2,"2":"0","3":1}' data-sheets-value='{"1":3,"3":22}' style="border-right:1px solid #000000;overflow:hidden;padding:0px 3px 0px 3px;vertical-align:bottom;text-align:center;">22</td> </tr> <tr style="height:20px;"> <td style="border-left:1px solid #000000;overflow:hidden;padding:0px 3px 0px 3px;vertical-align:bottom;font-weight:bold;"></td> <td data-sheets-value='{"1":2,"2":"Triple-walled"}' style="overflow:hidden;padding:0px 3px 0px 3px;vertical-align:bottom;font-weight:bold;">Triple-walled</td> <td data-sheets-value='{"1":2,"2":"Opal (O/H/O)"}' style="border-right:1px solid #000000;overflow:hidden;padding:0px 3px 0px 3px;vertical-align:bottom;font-weight:bold;">Opal (O/H/O)</td> <td data-sheets-numberformat='{"1":2,"2":"0.00","3":1}' data-sheets-value='{"1":3,"3":1.7}' style="overflow:hidden;padding:0px 3px 0px 3px;vertical-align:bottom;text-align:center;">1.70</td> <td data-sheets-numberformat='{"1":2,"2":"0","3":1}' data-sheets-value='{"1":3,"3":62}' style="overflow:hidden;padding:0px 3px 0px 3px;vertical-align:bottom;text-align:center;">62</td> <td data-sheets-numberformat='{"1":2,"2":"0","3":1}' data-sheets-value='{"1":3,"3":51}' style="overflow:hidden;padding:0px 3px 0px 3px;vertical-align:bottom;text-align:center;">51</td> <td data-sheets-numberformat='{"1":2,"2":"0","3":1}' data-sheets-value='{"1":3,"3":22}' style="border-right:1px solid #000000;overflow:hidden;padding:0px 3px 0px 3px;vertical-align:bottom;text-align:center;">22</td> </tr> <tr style="height:20px;"> <td style="border-left:1px solid #000000;overflow:hidden;padding:0px 3px 0px 3px;vertical-align:bottom;font-weight:bold;"></td> <td data-sheets-value='{"1":2,"2":"Four-walled"}' style="overflow:hidden;padding:0px 3px 0px 3px;vertical-align:bottom;font-weight:bold;">Four-walled</td> <td data-sheets-value='{"1":2,"2":"Clear (H/H/H/H)"}' style="border-right:1px solid #000000;overflow:hidden;padding:0px 3px 0px 3px;vertical-align:bottom;font-weight:bold;">Clear (H/H/H/H)</td> <td data-sheets-numberformat='{"1":2,"2":"0.00","3":1}' data-sheets-value='{"1":3,"3":1.28}' style="overflow:hidden;padding:0px 3px 0px 3px;vertical-align:bottom;text-align:center;">1.28</td> <td data-sheets-numberformat='{"1":2,"2":"0","3":1}' data-sheets-value='{"1":3,"3":64}' style="overflow:hidden;padding:0px 3px 0px 3px;vertical-align:bottom;text-align:center;">64</td> <td data-sheets-numberformat='{"1":2,"2":"0","3":1}' data-sheets-value='{"1":3,"3":54}' style="overflow:hidden;padding:0px 3px 0px 3px;vertical-align:bottom;text-align:center;">54</td> <td data-sheets-numberformat='{"1":2,"2":"0","3":1}' data-sheets-value='{"1":3,"3":23}' style="border-right:1px solid #000000;overflow:hidden;padding:0px 3px 0px 3px;vertical-align:bottom;text-align:center;">23</td> </tr> <tr style="height:20px;"> <td style="border-bottom:1px solid #000000;border-left:1px solid #000000;overflow:hidden;padding:0px 3px 0px 3px;vertical-align:bottom;"></td> <td data-sheets-value='{"1":2,"2":"Four-walled"}' style="border-bottom:1px solid #000000;overflow:hidden;padding:0px 3px 0px 3px;vertical-align:bottom;font-weight:bold;">Four-walled</td> <td data-sheets-value='{"1":2,"2":"Opal (H/H/O/H)"}' style="border-right:1px solid #000000;border-bottom:1px solid #000000;overflow:hidden;padding:0px 3px 0px 3px;vertical-align:bottom;font-weight:bold;">Opal (H/H/O/H)</td> <td data-sheets-numberformat='{"1":2,"2":"0.00","3":1}' data-sheets-value='{"1":3,"3":1.28}' style="border-bottom:1px solid #000000;overflow:hidden;padding:0px 3px 0px 3px;vertical-align:bottom;text-align:center;">1.28</td> <td data-sheets-numberformat='{"1":2,"2":"0","3":1}' data-sheets-value='{"1":3,"3":59}' style="border-bottom:1px solid #000000;overflow:hidden;padding:0px 3px 0px 3px;vertical-align:bottom;text-align:center;">59</td> <td data-sheets-numberformat='{"1":2,"2":"0","3":1}' data-sheets-value='{"1":3,"3":48}' style="border-bottom:1px solid #000000;overflow:hidden;padding:0px 3px 0px 3px;vertical-align:bottom;text-align:center;">48</td> <td data-sheets-numberformat='{"1":2,"2":"0","3":1}' data-sheets-value='{"1":3,"3":23}' style="border-right:1px solid #000000;border-bottom:1px solid #000000;overflow:hidden;padding:0px 3px 0px 3px;vertical-align:bottom;text-align:center;">23</td> </tr> <tr style="height:20px;"> <td data-sheets-value='{"1":2,"2":"Polycarbonate "}' style="border-left:1px solid #000000;overflow:hidden;padding:0px 3px 0px 3px;vertical-align:bottom;font-weight:bold;">Polycarbonate </td> <td data-sheets-value='{"1":2,"2":"Single-walled"}' style="overflow:hidden;padding:0px 3px 0px 3px;vertical-align:bottom;font-weight:bold;">Single-walled</td> <td data-sheets-value='{"1":2,"2":"Clear (A)"}' style="border-right:1px solid #000000;overflow:hidden;padding:0px 3px 0px 3px;vertical-align:bottom;font-weight:bold;">Clear (A)</td> <td data-sheets-numberformat='{"1":2,"2":"0.00","3":1}' data-sheets-value='{"1":3,"3":5.17}' style="overflow:hidden;padding:0px 3px 0px 3px;vertical-align:bottom;text-align:center;">5.17</td> <td data-sheets-numberformat='{"1":2,"2":"0","3":1}' data-sheets-value='{"1":3,"3":88}' style="overflow:hidden;padding:0px 3px 0px 3px;vertical-align:bottom;text-align:center;">88</td> <td data-sheets-numberformat='{"1":2,"2":"0","3":1}' data-sheets-value='{"1":3,"3":83}' style="overflow:hidden;padding:0px 3px 0px 3px;vertical-align:bottom;text-align:center;">83</td> <td data-sheets-numberformat='{"1":2,"2":"0","3":1}' data-sheets-value='{"1":2,"2":"-"}' style="border-right:1px solid #000000;overflow:hidden;padding:0px 3px 0px 3px;vertical-align:bottom;text-align:center;">-</td> </tr> <tr style="height:20px;"> <td data-sheets-value='{"1":2,"2":"PC"}' style="border-left:1px solid #000000;overflow:hidden;padding:0px 3px 0px 3px;vertical-align:bottom;font-weight:bold;">PC</td> <td data-sheets-value='{"1":2,"2":"Single-walled"}' style="overflow:hidden;padding:0px 3px 0px 3px;vertical-align:bottom;font-weight:bold;">Single-walled</td> <td data-sheets-value='{"1":2,"2":"Opal (D)"}' style="border-right:1px solid #000000;overflow:hidden;padding:0px 3px 0px 3px;vertical-align:bottom;font-weight:bold;">Opal (D)</td> <td data-sheets-numberformat='{"1":2,"2":"0.00","3":1}' data-sheets-value='{"1":3,"3":5.17}' style="overflow:hidden;padding:0px 3px 0px 3px;vertical-align:bottom;text-align:center;">5.17</td> <td data-sheets-numberformat='{"1":2,"2":"0","3":1}' data-sheets-value='{"1":3,"3":58}' style="overflow:hidden;padding:0px 3px 0px 3px;vertical-align:bottom;text-align:center;">58</td> <td data-sheets-numberformat='{"1":2,"2":"0","3":1}' data-sheets-value='{"1":3,"3":60}' style="overflow:hidden;padding:0px 3px 0px 3px;vertical-align:bottom;text-align:center;">60</td> <td data-sheets-numberformat='{"1":2,"2":"0","3":1}' data-sheets-value='{"1":2,"2":"-"}' style="border-right:1px solid #000000;overflow:hidden;padding:0px 3px 0px 3px;vertical-align:bottom;text-align:center;">-</td> </tr> <tr style="height:20px;"> <td style="border-left:1px solid #000000;overflow:hidden;padding:0px 3px 0px 3px;vertical-align:bottom;font-weight:bold;"></td> <td data-sheets-value='{"1":2,"2":"Double-walled"}' style="overflow:hidden;padding:0px 3px 0px 3px;vertical-align:bottom;font-weight:bold;">Double-walled</td> <td data-sheets-value='{"1":2,"2":"Clear (A/H)"}' style="border-right:1px solid #000000;overflow:hidden;padding:0px 3px 0px 3px;vertical-align:bottom;font-weight:bold;">Clear (A/H)</td> <td data-sheets-numberformat='{"1":2,"2":"0.00","3":1}' data-sheets-value='{"1":3,"3":2.9}' style="overflow:hidden;padding:0px 3px 0px 3px;vertical-align:bottom;text-align:center;">2.90</td> <td data-sheets-numberformat='{"1":2,"2":"0","3":1}' data-sheets-value='{"1":3,"3":79}' style="overflow:hidden;padding:0px 3px 0px 3px;vertical-align:bottom;text-align:center;">79</td> <td data-sheets-numberformat='{"1":2,"2":"0","3":1}' data-sheets-value='{"1":3,"3":72}' style="overflow:hidden;padding:0px 3px 0px 3px;vertical-align:bottom;text-align:center;">72</td> <td data-sheets-numberformat='{"1":2,"2":"0","3":1}' data-sheets-value='{"1":3,"3":20}' style="border-right:1px solid #000000;overflow:hidden;padding:0px 3px 0px 3px;vertical-align:bottom;text-align:center;">20</td> </tr> <tr style="height:20px;"> <td style="border-left:1px solid #000000;overflow:hidden;padding:0px 3px 0px 3px;vertical-align:bottom;font-weight:bold;"></td> <td data-sheets-value='{"1":2,"2":"Double-walled"}' style="overflow:hidden;padding:0px 3px 0px 3px;vertical-align:bottom;font-weight:bold;">Double-walled</td> <td data-sheets-value='{"1":2,"2":"Clear (A/A)"}' style="border-right:1px solid #000000;overflow:hidden;padding:0px 3px 0px 3px;vertical-align:bottom;font-weight:bold;">Clear (A/A)</td> <td data-sheets-numberformat='{"1":2,"2":"0.00","3":1}' data-sheets-value='{"1":3,"3":2.9}' style="overflow:hidden;padding:0px 3px 0px 3px;vertical-align:bottom;text-align:center;">2.90</td> <td data-sheets-numberformat='{"1":2,"2":"0","3":1}' data-sheets-value='{"1":3,"3":77}' style="overflow:hidden;padding:0px 3px 0px 3px;vertical-align:bottom;text-align:center;">77</td> <td data-sheets-numberformat='{"1":2,"2":"0","3":1}' data-sheets-value='{"1":3,"3":69}' style="overflow:hidden;padding:0px 3px 0px 3px;vertical-align:bottom;text-align:center;">69</td> <td data-sheets-numberformat='{"1":2,"2":"0","3":1}' data-sheets-value='{"1":3,"3":20}' style="border-right:1px solid #000000;overflow:hidden;padding:0px 3px 0px 3px;vertical-align:bottom;text-align:center;">20</td> </tr> <tr style="height:20px;"> <td style="border-left:1px solid #000000;overflow:hidden;padding:0px 3px 0px 3px;vertical-align:bottom;font-weight:bold;"></td> <td data-sheets-value='{"1":2,"2":"Double-walled"}' style="overflow:hidden;padding:0px 3px 0px 3px;vertical-align:bottom;font-weight:bold;">Double-walled</td> <td data-sheets-value='{"1":2,"2":"Opal (A/O)"}' style="border-right:1px solid #000000;overflow:hidden;padding:0px 3px 0px 3px;vertical-align:bottom;font-weight:bold;">Opal (A/O)</td> <td data-sheets-numberformat='{"1":2,"2":"0.00","3":1}' data-sheets-value='{"1":3,"3":2.9}' style="overflow:hidden;padding:0px 3px 0px 3px;vertical-align:bottom;text-align:center;">2.90</td> <td data-sheets-numberformat='{"1":2,"2":"0","3":1}' data-sheets-value='{"1":3,"3":73}' style="overflow:hidden;padding:0px 3px 0px 3px;vertical-align:bottom;text-align:center;">73</td> <td data-sheets-numberformat='{"1":2,"2":"0","3":1}' data-sheets-value='{"1":3,"3":63}' style="overflow:hidden;padding:0px 3px 0px 3px;vertical-align:bottom;text-align:center;">63</td> <td data-sheets-numberformat='{"1":2,"2":"0","3":1}' data-sheets-value='{"1":3,"3":20}' style="border-right:1px solid #000000;overflow:hidden;padding:0px 3px 0px 3px;vertical-align:bottom;text-align:center;">20</td> </tr> <tr style="height:20px;"> <td style="border-left:1px solid #000000;overflow:hidden;padding:0px 3px 0px 3px;vertical-align:bottom;font-weight:bold;"></td> <td data-sheets-value='{"1":2,"2":"Double-walled"}' style="overflow:hidden;padding:0px 3px 0px 3px;vertical-align:bottom;font-weight:bold;">Double-walled</td> <td data-sheets-value='{"1":2,"2":"Opal (A/D)"}' style="border-right:1px solid #000000;overflow:hidden;padding:0px 3px 0px 3px;vertical-align:bottom;font-weight:bold;">Opal (A/D)</td> <td data-sheets-numberformat='{"1":2,"2":"0.00","3":1}' data-sheets-value='{"1":3,"3":2.9}' style="overflow:hidden;padding:0px 3px 0px 3px;vertical-align:bottom;text-align:center;">2.90</td> <td data-sheets-numberformat='{"1":2,"2":"0","3":1}' data-sheets-value='{"1":3,"3":51}' style="overflow:hidden;padding:0px 3px 0px 3px;vertical-align:bottom;text-align:center;">51</td> <td data-sheets-numberformat='{"1":2,"2":"0","3":1}' data-sheets-value='{"1":3,"3":50}' style="overflow:hidden;padding:0px 3px 0px 3px;vertical-align:bottom;text-align:center;">50</td> <td data-sheets-numberformat='{"1":2,"2":"0","3":1}' data-sheets-value='{"1":3,"3":20}' style="border-right:1px solid #000000;overflow:hidden;padding:0px 3px 0px 3px;vertical-align:bottom;text-align:center;">20</td> </tr> <tr style="height:20px;"> <td style="border-left:1px solid #000000;overflow:hidden;padding:0px 3px 0px 3px;vertical-align:bottom;font-weight:bold;"></td> <td data-sheets-value='{"1":2,"2":"Triple-walled"}' style="overflow:hidden;padding:0px 3px 0px 3px;vertical-align:bottom;font-weight:bold;">Triple-walled</td> <td data-sheets-value='{"1":2,"2":"Clear (A/H/H)"}' style="border-right:1px solid #000000;overflow:hidden;padding:0px 3px 0px 3px;vertical-align:bottom;font-weight:bold;">Clear (A/H/H)</td> <td data-sheets-numberformat='{"1":2,"2":"0.00","3":1}' data-sheets-value='{"1":3,"3":1.7}' style="overflow:hidden;padding:0px 3px 0px 3px;vertical-align:bottom;text-align:center;">1.70</td> <td data-sheets-numberformat='{"1":2,"2":"0","3":1}' data-sheets-value='{"1":3,"3":71}' style="overflow:hidden;padding:0px 3px 0px 3px;vertical-align:bottom;text-align:center;">71</td> <td data-sheets-numberformat='{"1":2,"2":"0","3":1}' data-sheets-value='{"1":3,"3":63}' style="overflow:hidden;padding:0px 3px 0px 3px;vertical-align:bottom;text-align:center;">63</td> <td data-sheets-numberformat='{"1":2,"2":"0","3":1}' data-sheets-value='{"1":3,"3":22}' style="border-right:1px solid #000000;overflow:hidden;padding:0px 3px 0px 3px;vertical-align:bottom;text-align:center;">22</td> </tr> <tr style="height:20px;"> <td style="border-left:1px solid #000000;overflow:hidden;padding:0px 3px 0px 3px;vertical-align:bottom;font-weight:bold;"></td> <td data-sheets-value='{"1":2,"2":"Triple-walled"}' style="overflow:hidden;padding:0px 3px 0px 3px;vertical-align:bottom;font-weight:bold;">Triple-walled</td> <td data-sheets-value='{"1":2,"2":"Opal (A/O/O)"}' style="border-right:1px solid #000000;overflow:hidden;padding:0px 3px 0px 3px;vertical-align:bottom;font-weight:bold;">Opal (A/O/O)</td> <td data-sheets-numberformat='{"1":2,"2":"0.00","3":1}' data-sheets-value='{"1":3,"3":1.7}' style="overflow:hidden;padding:0px 3px 0px 3px;vertical-align:bottom;text-align:center;">1.70</td> <td data-sheets-numberformat='{"1":2,"2":"0","3":1}' data-sheets-value='{"1":3,"3":61}' style="overflow:hidden;padding:0px 3px 0px 3px;vertical-align:bottom;text-align:center;">61</td> <td data-sheets-numberformat='{"1":2,"2":"0","3":1}' data-sheets-value='{"1":3,"3":48}' style="overflow:hidden;padding:0px 3px 0px 3px;vertical-align:bottom;text-align:center;">48</td> <td data-sheets-numberformat='{"1":2,"2":"0","3":1}' data-sheets-value='{"1":3,"3":22}' style="border-right:1px solid #000000;overflow:hidden;padding:0px 3px 0px 3px;vertical-align:bottom;text-align:center;">22</td> </tr> <tr style="height:20px;"> <td style="border-left:1px solid #000000;overflow:hidden;padding:0px 3px 0px 3px;vertical-align:bottom;font-weight:bold;"></td> <td data-sheets-value='{"1":2,"2":"Four-walled"}' style="overflow:hidden;padding:0px 3px 0px 3px;vertical-align:bottom;font-weight:bold;">Four-walled</td> <td data-sheets-value='{"1":2,"2":"Clear (A/H/H/H)"}' style="border-right:1px solid #000000;overflow:hidden;padding:0px 3px 0px 3px;vertical-align:bottom;font-weight:bold;">Clear (A/H/H/H)</td> <td data-sheets-numberformat='{"1":2,"2":"0.00","3":1}' data-sheets-value='{"1":3,"3":1.28}' style="overflow:hidden;padding:0px 3px 0px 3px;vertical-align:bottom;text-align:center;">1.28</td> <td data-sheets-numberformat='{"1":2,"2":"0","3":1}' data-sheets-value='{"1":3,"3":64}' style="overflow:hidden;padding:0px 3px 0px 3px;vertical-align:bottom;text-align:center;">64</td> <td data-sheets-numberformat='{"1":2,"2":"0","3":1}' data-sheets-value='{"1":3,"3":52}' style="overflow:hidden;padding:0px 3px 0px 3px;vertical-align:bottom;text-align:center;">52</td> <td data-sheets-numberformat='{"1":2,"2":"0","3":1}' data-sheets-value='{"1":3,"3":23}' style="border-right:1px solid #000000;overflow:hidden;padding:0px 3px 0px 3px;vertical-align:bottom;text-align:center;">23</td> </tr> <tr style="height:20px;"> <td style="border-bottom:1px solid #000000;border-left:1px solid #000000;overflow:hidden;padding:0px 3px 0px 3px;vertical-align:bottom;"></td> <td data-sheets-value='{"1":2,"2":"Four-walled"}' style="border-bottom:1px solid #000000;overflow:hidden;padding:0px 3px 0px 3px;vertical-align:bottom;font-weight:bold;">Four-walled</td> <td data-sheets-value='{"1":2,"2":"Opal (A/H/O/H)"}' style="border-right:1px solid #000000;border-bottom:1px solid #000000;overflow:hidden;padding:0px 3px 0px 3px;vertical-align:bottom;font-weight:bold;">Opal (A/H/O/H)</td> <td data-sheets-numberformat='{"1":2,"2":"0.00","3":1}' data-sheets-value='{"1":3,"3":1.28}' style="border-bottom:1px solid #000000;overflow:hidden;padding:0px 3px 0px 3px;vertical-align:bottom;text-align:center;">1.28</td> <td data-sheets-numberformat='{"1":2,"2":"0","3":1}' data-sheets-value='{"1":3,"3":59}' style="border-bottom:1px solid #000000;overflow:hidden;padding:0px 3px 0px 3px;vertical-align:bottom;text-align:center;">59</td> <td data-sheets-numberformat='{"1":2,"2":"0","3":1}' data-sheets-value='{"1":3,"3":46}' style="border-bottom:1px solid #000000;overflow:hidden;padding:0px 3px 0px 3px;vertical-align:bottom;text-align:center;">46</td> <td data-sheets-numberformat='{"1":2,"2":"0","3":1}' data-sheets-value='{"1":3,"3":23}' style="border-right:1px solid #000000;border-bottom:1px solid #000000;overflow:hidden;padding:0px 3px 0px 3px;vertical-align:bottom;text-align:center;">23</td> </tr> <tr style="height:20px;"> <td data-sheets-value='{"1":2,"2":"Polycarbonate"}' style="border-left:1px solid #000000;overflow:hidden;padding:0px 3px 0px 3px;vertical-align:bottom;font-weight:bold;">Polycarbonate</td> <td data-sheets-value='{"1":2,"2":"Single-walled"}' style="overflow:hidden;padding:0px 3px 0px 3px;vertical-align:bottom;font-weight:bold;">Single-walled</td> <td data-sheets-value='{"1":2,"2":"Heatstop Opal (T)"}' style="border-right:1px solid #000000;overflow:hidden;padding:0px 3px 0px 3px;vertical-align:bottom;font-weight:bold;">Heatstop Opal (T)</td> <td data-sheets-numberformat='{"1":2,"2":"0.00","3":1}' data-sheets-value='{"1":3,"3":5.17}' style="overflow:hidden;padding:0px 3px 0px 3px;vertical-align:bottom;text-align:center;">5.17</td> <td data-sheets-numberformat='{"1":2,"2":"0","3":1}' data-sheets-value='{"1":3,"3":49}' style="overflow:hidden;padding:0px 3px 0px 3px;vertical-align:bottom;text-align:center;">49</td> <td data-sheets-numberformat='{"1":2,"2":"0","3":1}' data-sheets-value='{"1":3,"3":59}' style="overflow:hidden;padding:0px 3px 0px 3px;vertical-align:bottom;text-align:center;">59</td> <td data-sheets-numberformat='{"1":2,"2":"0","3":1}' data-sheets-value='{"1":2,"2":"-"}' style="border-right:1px solid #000000;overflow:hidden;padding:0px 3px 0px 3px;vertical-align:bottom;text-align:center;">-</td> </tr> <tr style="height:20px;"> <td data-sheets-value='{"1":2,"2":"Heatstop PC"}' style="border-left:1px solid #000000;overflow:hidden;padding:0px 3px 0px 3px;vertical-align:bottom;font-weight:bold;">Heatstop PC</td> <td data-sheets-value='{"1":2,"2":"Double-walled"}' style="overflow:hidden;padding:0px 3px 0px 3px;vertical-align:bottom;font-weight:bold;">Double-walled</td> <td data-sheets-value='{"1":2,"2":"Clear (T/H)"}' style="border-right:1px solid #000000;overflow:hidden;padding:0px 3px 0px 3px;vertical-align:bottom;font-weight:bold;">Clear (T/H)</td> <td data-sheets-numberformat='{"1":2,"2":"0.00","3":1}' data-sheets-value='{"1":3,"3":2.9}' style="overflow:hidden;padding:0px 3px 0px 3px;vertical-align:bottom;text-align:center;">2.90</td> <td data-sheets-numberformat='{"1":2,"2":"0","3":1}' data-sheets-value='{"1":3,"3":44}' style="overflow:hidden;padding:0px 3px 0px 3px;vertical-align:bottom;text-align:center;">44</td> <td data-sheets-numberformat='{"1":2,"2":"0","3":1}' data-sheets-value='{"1":3,"3":51}' style="overflow:hidden;padding:0px 3px 0px 3px;vertical-align:bottom;text-align:center;">51</td> <td data-sheets-numberformat='{"1":2,"2":"0","3":1}' data-sheets-value='{"1":3,"3":20}' style="border-right:1px solid #000000;overflow:hidden;padding:0px 3px 0px 3px;vertical-align:bottom;text-align:center;">20</td> </tr> <tr style="height:20px;"> <td style="border-left:1px solid #000000;overflow:hidden;padding:0px 3px 0px 3px;vertical-align:bottom;font-weight:bold;"></td> <td data-sheets-value='{"1":2,"2":"Double-walled"}' style="overflow:hidden;padding:0px 3px 0px 3px;vertical-align:bottom;font-weight:bold;">Double-walled</td> <td data-sheets-value='{"1":2,"2":"Opal (T/O)"}' style="border-right:1px solid #000000;overflow:hidden;padding:0px 3px 0px 3px;vertical-align:bottom;font-weight:bold;">Opal (T/O)</td> <td data-sheets-numberformat='{"1":2,"2":"0.00","3":1}' data-sheets-value='{"1":3,"3":2.9}' style="overflow:hidden;padding:0px 3px 0px 3px;vertical-align:bottom;text-align:center;">2.90</td> <td data-sheets-numberformat='{"1":2,"2":"0","3":1}' data-sheets-value='{"1":3,"3":41}' style="overflow:hidden;padding:0px 3px 0px 3px;vertical-align:bottom;text-align:center;">41</td> <td data-sheets-numberformat='{"1":2,"2":"0","3":1}' data-sheets-value='{"1":3,"3":45}' style="overflow:hidden;padding:0px 3px 0px 3px;vertical-align:bottom;text-align:center;">45</td> <td data-sheets-numberformat='{"1":2,"2":"0","3":1}' data-sheets-value='{"1":3,"3":20}' style="border-right:1px solid #000000;overflow:hidden;padding:0px 3px 0px 3px;vertical-align:bottom;text-align:center;">20</td> </tr> <tr style="height:20px;"> <td style="border-left:1px solid #000000;overflow:hidden;padding:0px 3px 0px 3px;vertical-align:bottom;font-weight:bold;"></td> <td data-sheets-value='{"1":2,"2":"Triple-walled"}' style="overflow:hidden; | skylux-160-ce-met-koepel-en-pvc-opstand-30-20-met-lm-motor-1300-x-2500-mm | 8586031792461 | 46872356028749
Smoke and heat exhaust (SHEV) | SHE system | Skylux | Skylux 160° CE with skylight and PVC curb 30/20 with double LM-actuator 1300 x 2800 mm |  | 34803 | 5412970348030 | 8257.05 | Yes | 30-45 | 152.14 | 1300 x 2800 mm | 2800 | 1300 |  | PVC 30/20 (30 cm high & roof opening = 20 cm larger than daylight size) | Rectangular | 5.17 W/m²K - 1.28 W/m²K | 87% - 32% | 90% - 32% | 20dB - 23dB | 160° CE (for industry) | skylight | without spoiler | E | Double actuator | Maximum four-walled skylight possible for this product | Ut-value LT-value g-value Rw-value EN 1873 : 2014 EN ISO 13468 EN 16153 EN 410 EN 410 EN ISO 140-3 Material Walls Shells (W/m²K) (%) (%) (dB) Acrylic Single-walled Clear (H) 5.17 90 87 - PMMA Single-walled Opal (O) 5.17 83 76 - Double-walled Clear (H/H) 2.90 81 75 20 Double-walled Opal (O/O) 2.90 69 58 20 Triple-walled Clear (H/H/H) 1.70 73 65 22 Triple-walled Opal (O/H/O) 1.70 62 51 22 Four-walled Clear (H/H/H/H) 1.28 64 54 23 Four-walled Opal (H/H/O/H) 1.28 59 48 23 Polycarbonate Single-walled Clear (A) 5.17 88 83 - PC Single-walled Opal (D) 5.17 58 60 - Double-walled Clear (A/H) 2.90 79 72 20 Double-walled Clear (A/A) 2.90 77 69 20 Double-walled Opal (A/O) 2.90 73 63 20 Double-walled Opal (A/D) 2.90 51 50 20 Triple-walled Clear (A/H/H) 1.70 71 63 22 Triple-walled Opal (A/O/O) 1.70 61 48 22 Four-walled Clear (A/H/H/H) 1.28 64 52 23 Four-walled Opal (A/H/O/H) 1.28 59 46 23 Polycarbonate Single-walled Heatstop Opal (T) 5.17 49 59 - Heatstop PC Double-walled Clear (T/H) 2.90 44 51 20 Double-walled Opal (T/O) 2.90 41 45 20 Triple-walled Clear (T/H/H) 1.70 40 <td data-sheets-numberformat='{"1":2,"2":"0","3":1}' data-sheets-value='{"1":3,"3":44}' style="overflow:hidden;paddin | https://skylux.eu/en/products/skylux-160-ce-met-koepel-en-pvc-opstand-30-20-met-lm-motor-1300-x-2800-mm | https://skylux.eu/cdn/shop/files/Skylux-160deg-CE-met-koepel-en-pvc-opstand-3020-met-dubbele-LM-motor-1300-x-2800-mm-RWA-systeem.jpg?v=1702980579&width=1600 | https://skylux.eu/cdn/shop/files/e5a82811-1bb0-48e4-a776-cacb59c7c092_da24d62a-ead4-402b-90a1-1ef3f85b3542.jpg?v=1688551161&width=1600 | //skylux.eu/cdn/shop/files/E_MH_Mounting_instructions_Skylux_160_CE_LM.pdf?v=12406716259046007223 | //skylux.eu/cdn/shop/files/E_TD_Technical_File_Skylux_Skylux_160_CE_Electric.pdf?v=3667116872303399239 | <style type="text/css" id="isPasted"> <!--td { border: 1px solid #cccccc; } br { mso-data-placement: same-cell; } --> </style> <table border="1" cellpadding="0" cellspacing="0" dir="ltr" style="table-layout:fixed;font-size:10pt;font-family:Arial;border-collapse:collapse;border:none;"><tbody> <tr style="height:20px;"> <td style="overflow:hidden;padding:0px 3px 0px 3px;vertical-align:bottom;"></td> <td style="overflow:hidden;padding:0px 3px 0px 3px;vertical-align:bottom;"></td> <td style="overflow:hidden;padding:0px 3px 0px 3px;vertical-align:bottom;"></td> <td data-sheets-value='{"1":2,"2":"Ut-value"}' style="overflow:hidden;padding:0px 3px 0px 3px;vertical-align:bottom;font-weight:bold;text-align:center;">Ut-value</td> <td data-sheets-value='{"1":2,"2":"LT-value"}' style="overflow:hidden;padding:0px 3px 0px 3px;vertical-align:bottom;font-weight:bold;text-align:center;">LT-value</td> <td data-sheets-value='{"1":2,"2":"g-value"}' style="overflow:hidden;padding:0px 3px 0px 3px;vertical-align:bottom;font-weight:bold;text-align:center;">g-value</td> <td data-sheets-value='{"1":2,"2":"Rw-value "}' style="overflow:hidden;padding:0px 3px 0px 3px;vertical-align:bottom;font-weight:bold;text-align:center;">Rw-value </td> </tr> <tr style="height:20px;"> <td style="overflow:hidden;padding:0px 3px 0px 3px;vertical-align:bottom;"></td> <td style="overflow:hidden;padding:0px 3px 0px 3px;vertical-align:bottom;"></td> <td style="overflow:hidden;padding:0px 3px 0px 3px;vertical-align:bottom;"></td> <td data-sheets-numberformat='{"1":2,"2":"0.00","3":1}' data-sheets-value='{"1":2,"2":"EN 1873 : 2014"}' style="overflow:hidden;padding:0px 3px 0px 3px;vertical-align:bottom;text-align:center;">EN 1873 : 2014</td> <td data-sheets-numberformat='{"1":2,"2":"0","3":1}' data-sheets-value='{"1":2,"2":"EN ISO 13468 EN 16153 EN 410"}' style="overflow:hidden;padding:0px 3px 0px 3px;vertical-align:bottom;text-align:center;">EN ISO 13468 EN 16153 EN 410</td> <td data-sheets-numberformat='{"1":2,"2":"0","3":1}' data-sheets-value='{"1":2,"2":"EN 410"}' style="overflow:hidden;padding:0px 3px 0px 3px;vertical-align:bottom;text-align:center;">EN 410</td> <td data-sheets-value='{"1":2,"2":"EN ISO 140-3\t\t"}' style="overflow:hidden;padding:0px 3px 0px 3px;vertical-align:bottom;text-align:center;">EN ISO 140-3 </td> </tr> <tr style="height:20px;"> <td data-sheets-value='{"1":2,"2":"Material"}' style="border-bottom:1px solid #000000;overflow:hidden;padding:0px 3px 0px 3px;vertical-align:bottom;background-color:#000000;font-weight:bold;color:#ffffff;">Material</td> <td data-sheets-value='{"1":2,"2":"Walls"}' style="border-bottom:1px solid #000000;overflow:hidden;padding:0px 3px 0px 3px;vertical-align:bottom;background-color:#000000;font-weight:bold;color:#ffffff;">Walls</td> <td data-sheets-value='{"1":2,"2":"Shells"}' style="border-bottom:1px solid #000000;overflow:hidden;padding:0px 3px 0px 3px;vertical-align:bottom;background-color:#000000;font-weight:bold;color:#ffffff;">Shells</td> <td data-sheets-numberformat='{"1":2,"2":"0.00","3":1}' data-sheets-value='{"1":2,"2":"(W/m²K)\t"}' style="border-bottom:1px solid #000000;overflow:hidden;padding:0px 3px 0px 3px;vertical-align:bottom;background-color:#000000;font-weight:bold;color:#ffffff;text-align:center;">(W/m²K) </td> <td data-sheets-numberformat='{"1":2,"2":"0","3":1}' data-sheets-value='{"1":2,"2":"(%)"}' style="border-bottom:1px solid #000000;overflow:hidden;padding:0px 3px 0px 3px;vertical-align:bottom;background-color:#000000;font-weight:bold;color:#ffffff;text-align:center;">(%)</td> <td data-sheets-numberformat='{"1":2,"2":"0","3":1}' data-sheets-value='{"1":2,"2":"(%)"}' style="border-bottom:1px solid #000000;overflow:hidden;padding:0px 3px 0px 3px;vertical-align:bottom;background-color:#000000;font-weight:bold;color:#ffffff;text-align:center;">(%)</td> <td data-sheets-value='{"1":2,"2":"(dB)"}' style="border-bottom:1px solid #000000;overflow:hidden;padding:0px 3px 0px 3px;vertical-align:bottom;background-color:#000000;font-weight:bold;color:#ffffff;text-align:center;">(dB)</td> </tr> <tr style="height:20px;"> <td data-sheets-value='{"1":2,"2":"Acrylic"}' style="border-left:1px solid #000000;overflow:hidden;padding:0px 3px 0px 3px;vertical-align:bottom;font-weight:bold;">Acrylic</td> <td data-sheets-value='{"1":2,"2":"Single-walled"}' style="overflow:hidden;padding:0px 3px 0px 3px;vertical-align:bottom;font-weight:bold;">Single-walled</td> <td data-sheets-value='{"1":2,"2":"Clear (H)"}' style="border-right:1px solid #000000;overflow:hidden;padding:0px 3px 0px 3px;vertical-align:bottom;font-weight:bold;">Clear (H)</td> <td data-sheets-numberformat='{"1":2,"2":"0.00","3":1}' data-sheets-value='{"1":3,"3":5.17}' style="overflow:hidden;padding:0px 3px 0px 3px;vertical-align:bottom;text-align:center;">5.17</td> <td data-sheets-numberformat='{"1":2,"2":"0","3":1}' data-sheets-value='{"1":3,"3":90}' style="overflow:hidden;padding:0px 3px 0px 3px;vertical-align:bottom;text-align:center;">90</td> <td data-sheets-numberformat='{"1":2,"2":"0","3":1}' data-sheets-value='{"1":3,"3":87}' style="overflow:hidden;padding:0px 3px 0px 3px;vertical-align:bottom;text-align:center;">87</td> <td data-sheets-numberformat='{"1":2,"2":"0","3":1}' data-sheets-value='{"1":2,"2":"-"}' style="border-right:1px solid #000000;overflow:hidden;padding:0px 3px 0px 3px;vertical-align:bottom;text-align:center;">-</td> </tr> <tr style="height:20px;"> <td data-sheets-value='{"1":2,"2":"PMMA"}' style="border-left:1px solid #000000;overflow:hidden;padding:0px 3px 0px 3px;vertical-align:bottom;font-weight:bold;">PMMA</td> <td data-sheets-value='{"1":2,"2":"Single-walled"}' style="overflow:hidden;padding:0px 3px 0px 3px;vertical-align:bottom;font-weight:bold;">Single-walled</td> <td data-sheets-value='{"1":2,"2":"Opal (O)"}' style="border-right:1px solid #000000;overflow:hidden;padding:0px 3px 0px 3px;vertical-align:bottom;font-weight:bold;">Opal (O)</td> <td data-sheets-numberformat='{"1":2,"2":"0.00","3":1}' data-sheets-value='{"1":3,"3":5.17}' style="overflow:hidden;padding:0px 3px 0px 3px;vertical-align:bottom;text-align:center;">5.17</td> <td data-sheets-numberformat='{"1":2,"2":"0","3":1}' data-sheets-value='{"1":3,"3":83}' style="overflow:hidden;padding:0px 3px 0px 3px;vertical-align:bottom;text-align:center;">83</td> <td data-sheets-numberformat='{"1":2,"2":"0","3":1}' data-sheets-value='{"1":3,"3":76}' style="overflow:hidden;padding:0px 3px 0px 3px;vertical-align:bottom;text-align:center;">76</td> <td data-sheets-numberformat='{"1":2,"2":"0","3":1}' data-sheets-value='{"1":2,"2":"-"}' style="border-right:1px solid #000000;overflow:hidden;padding:0px 3px 0px 3px;vertical-align:bottom;text-align:center;">-</td> </tr> <tr style="height:20px;"> <td style="border-left:1px solid #000000;overflow:hidden;padding:0px 3px 0px 3px;vertical-align:bottom;font-weight:bold;"></td> <td data-sheets-value='{"1":2,"2":"Double-walled"}' style="overflow:hidden;padding:0px 3px 0px 3px;vertical-align:bottom;font-weight:bold;">Double-walled</td> <td data-sheets-value='{"1":2,"2":"Clear (H/H)"}' style="border-right:1px solid #000000;overflow:hidden;padding:0px 3px 0px 3px;vertical-align:bottom;font-weight:bold;">Clear (H/H)</td> <td data-sheets-numberformat='{"1":2,"2":"0.00","3":1}' data-sheets-value='{"1":3,"3":2.9}' style="overflow:hidden;padding:0px 3px 0px 3px;vertical-align:bottom;text-align:center;">2.90</td> <td data-sheets-numberformat='{"1":2,"2":"0","3":1}' data-sheets-value='{"1":3,"3":81}' style="overflow:hidden;padding:0px 3px 0px 3px;vertical-align:bottom;text-align:center;">81</td> <td data-sheets-numberformat='{"1":2,"2":"0","3":1}' data-sheets-value='{"1":3,"3":75}' style="overflow:hidden;padding:0px 3px 0px 3px;vertical-align:bottom;text-align:center;">75</td> <td data-sheets-numberformat='{"1":2,"2":"0","3":1}' data-sheets-value='{"1":3,"3":20}' style="border-right:1px solid #000000;overflow:hidden;padding:0px 3px 0px 3px;vertical-align:bottom;text-align:center;">20</td> </tr> <tr style="height:20px;"> <td style="border-left:1px solid #000000;overflow:hidden;padding:0px 3px 0px 3px;vertical-align:bottom;font-weight:bold;"></td> <td data-sheets-value='{"1":2,"2":"Double-walled"}' style="overflow:hidden;padding:0px 3px 0px 3px;vertical-align:bottom;font-weight:bold;">Double-walled</td> <td data-sheets-value='{"1":2,"2":"Opal (O/O)"}' style="border-right:1px solid #000000;overflow:hidden;padding:0px 3px 0px 3px;vertical-align:bottom;font-weight:bold;">Opal (O/O)</td> <td data-sheets-numberformat='{"1":2,"2":"0.00","3":1}' data-sheets-value='{"1":3,"3":2.9}' style="overflow:hidden;padding:0px 3px 0px 3px;vertical-align:bottom;text-align:center;">2.90</td> <td data-sheets-numberformat='{"1":2,"2":"0","3":1}' data-sheets-value='{"1":3,"3":69}' style="overflow:hidden;padding:0px 3px 0px 3px;vertical-align:bottom;text-align:center;">69</td> <td data-sheets-numberformat='{"1":2,"2":"0","3":1}' data-sheets-value='{"1":3,"3":58}' style="overflow:hidden;padding:0px 3px 0px 3px;vertical-align:bottom;text-align:center;">58</td> <td data-sheets-numberformat='{"1":2,"2":"0","3":1}' data-sheets-value='{"1":3,"3":20}' style="border-right:1px solid #000000;overflow:hidden;padding:0px 3px 0px 3px;vertical-align:bottom;text-align:center;">20</td> </tr> <tr style="height:20px;"> <td style="border-left:1px solid #000000;overflow:hidden;padding:0px 3px 0px 3px;vertical-align:bottom;font-weight:bold;"></td> <td data-sheets-value='{"1":2,"2":"Triple-walled"}' style="overflow:hidden;padding:0px 3px 0px 3px;vertical-align:bottom;font-weight:bold;">Triple-walled</td> <td data-sheets-value='{"1":2,"2":"Clear (H/H/H)"}' style="border-right:1px solid #000000;overflow:hidden;padding:0px 3px 0px 3px;vertical-align:bottom;font-weight:bold;">Clear (H/H/H)</td> <td data-sheets-numberformat='{"1":2,"2":"0.00","3":1}' data-sheets-value='{"1":3,"3":1.7}' style="overflow:hidden;padding:0px 3px 0px 3px;vertical-align:bottom;text-align:center;">1.70</td> <td data-sheets-numberformat='{"1":2,"2":"0","3":1}' data-sheets-value='{"1":3,"3":73}' style="overflow:hidden;padding:0px 3px 0px 3px;vertical-align:bottom;text-align:center;">73</td> <td data-sheets-numberformat='{"1":2,"2":"0","3":1}' data-sheets-value='{"1":3,"3":65}' style="overflow:hidden;padding:0px 3px 0px 3px;vertical-align:bottom;text-align:center;">65</td> <td data-sheets-numberformat='{"1":2,"2":"0","3":1}' data-sheets-value='{"1":3,"3":22}' style="border-right:1px solid #000000;overflow:hidden;padding:0px 3px 0px 3px;vertical-align:bottom;text-align:center;">22</td> </tr> <tr style="height:20px;"> <td style="border-left:1px solid #000000;overflow:hidden;padding:0px 3px 0px 3px;vertical-align:bottom;font-weight:bold;"></td> <td data-sheets-value='{"1":2,"2":"Triple-walled"}' style="overflow:hidden;padding:0px 3px 0px 3px;vertical-align:bottom;font-weight:bold;">Triple-walled</td> <td data-sheets-value='{"1":2,"2":"Opal (O/H/O)"}' style="border-right:1px solid #000000;overflow:hidden;padding:0px 3px 0px 3px;vertical-align:bottom;font-weight:bold;">Opal (O/H/O)</td> <td data-sheets-numberformat='{"1":2,"2":"0.00","3":1}' data-sheets-value='{"1":3,"3":1.7}' style="overflow:hidden;padding:0px 3px 0px 3px;vertical-align:bottom;text-align:center;">1.70</td> <td data-sheets-numberformat='{"1":2,"2":"0","3":1}' data-sheets-value='{"1":3,"3":62}' style="overflow:hidden;padding:0px 3px 0px 3px;vertical-align:bottom;text-align:center;">62</td> <td data-sheets-numberformat='{"1":2,"2":"0","3":1}' data-sheets-value='{"1":3,"3":51}' style="overflow:hidden;padding:0px 3px 0px 3px;vertical-align:bottom;text-align:center;">51</td> <td data-sheets-numberformat='{"1":2,"2":"0","3":1}' data-sheets-value='{"1":3,"3":22}' style="border-right:1px solid #000000;overflow:hidden;padding:0px 3px 0px 3px;vertical-align:bottom;text-align:center;">22</td> </tr> <tr style="height:20px;"> <td style="border-left:1px solid #000000;overflow:hidden;padding:0px 3px 0px 3px;vertical-align:bottom;font-weight:bold;"></td> <td data-sheets-value='{"1":2,"2":"Four-walled"}' style="overflow:hidden;padding:0px 3px 0px 3px;vertical-align:bottom;font-weight:bold;">Four-walled</td> <td data-sheets-value='{"1":2,"2":"Clear (H/H/H/H)"}' style="border-right:1px solid #000000;overflow:hidden;padding:0px 3px 0px 3px;vertical-align:bottom;font-weight:bold;">Clear (H/H/H/H)</td> <td data-sheets-numberformat='{"1":2,"2":"0.00","3":1}' data-sheets-value='{"1":3,"3":1.28}' style="overflow:hidden;padding:0px 3px 0px 3px;vertical-align:bottom;text-align:center;">1.28</td> <td data-sheets-numberformat='{"1":2,"2":"0","3":1}' data-sheets-value='{"1":3,"3":64}' style="overflow:hidden;padding:0px 3px 0px 3px;vertical-align:bottom;text-align:center;">64</td> <td data-sheets-numberformat='{"1":2,"2":"0","3":1}' data-sheets-value='{"1":3,"3":54}' style="overflow:hidden;padding:0px 3px 0px 3px;vertical-align:bottom;text-align:center;">54</td> <td data-sheets-numberformat='{"1":2,"2":"0","3":1}' data-sheets-value='{"1":3,"3":23}' style="border-right:1px solid #000000;overflow:hidden;padding:0px 3px 0px 3px;vertical-align:bottom;text-align:center;">23</td> </tr> <tr style="height:20px;"> <td style="border-bottom:1px solid #000000;border-left:1px solid #000000;overflow:hidden;padding:0px 3px 0px 3px;vertical-align:bottom;"></td> <td data-sheets-value='{"1":2,"2":"Four-walled"}' style="border-bottom:1px solid #000000;overflow:hidden;padding:0px 3px 0px 3px;vertical-align:bottom;font-weight:bold;">Four-walled</td> <td data-sheets-value='{"1":2,"2":"Opal (H/H/O/H)"}' style="border-right:1px solid #000000;border-bottom:1px solid #000000;overflow:hidden;padding:0px 3px 0px 3px;vertical-align:bottom;font-weight:bold;">Opal (H/H/O/H)</td> <td data-sheets-numberformat='{"1":2,"2":"0.00","3":1}' data-sheets-value='{"1":3,"3":1.28}' style="border-bottom:1px solid #000000;overflow:hidden;padding:0px 3px 0px 3px;vertical-align:bottom;text-align:center;">1.28</td> <td data-sheets-numberformat='{"1":2,"2":"0","3":1}' data-sheets-value='{"1":3,"3":59}' style="border-bottom:1px solid #000000;overflow:hidden;padding:0px 3px 0px 3px;vertical-align:bottom;text-align:center;">59</td> <td data-sheets-numberformat='{"1":2,"2":"0","3":1}' data-sheets-value='{"1":3,"3":48}' style="border-bottom:1px solid #000000;overflow:hidden;padding:0px 3px 0px 3px;vertical-align:bottom;text-align:center;">48</td> <td data-sheets-numberformat='{"1":2,"2":"0","3":1}' data-sheets-value='{"1":3,"3":23}' style="border-right:1px solid #000000;border-bottom:1px solid #000000;overflow:hidden;padding:0px 3px 0px 3px;vertical-align:bottom;text-align:center;">23</td> </tr> <tr style="height:20px;"> <td data-sheets-value='{"1":2,"2":"Polycarbonate "}' style="border-left:1px solid #000000;overflow:hidden;padding:0px 3px 0px 3px;vertical-align:bottom;font-weight:bold;">Polycarbonate </td> <td data-sheets-value='{"1":2,"2":"Single-walled"}' style="overflow:hidden;padding:0px 3px 0px 3px;vertical-align:bottom;font-weight:bold;">Single-walled</td> <td data-sheets-value='{"1":2,"2":"Clear (A)"}' style="border-right:1px solid #000000;overflow:hidden;padding:0px 3px 0px 3px;vertical-align:bottom;font-weight:bold;">Clear (A)</td> <td data-sheets-numberformat='{"1":2,"2":"0.00","3":1}' data-sheets-value='{"1":3,"3":5.17}' style="overflow:hidden;padding:0px 3px 0px 3px;vertical-align:bottom;text-align:center;">5.17</td> <td data-sheets-numberformat='{"1":2,"2":"0","3":1}' data-sheets-value='{"1":3,"3":88}' style="overflow:hidden;padding:0px 3px 0px 3px;vertical-align:bottom;text-align:center;">88</td> <td data-sheets-numberformat='{"1":2,"2":"0","3":1}' data-sheets-value='{"1":3,"3":83}' style="overflow:hidden;padding:0px 3px 0px 3px;vertical-align:bottom;text-align:center;">83</td> <td data-sheets-numberformat='{"1":2,"2":"0","3":1}' data-sheets-value='{"1":2,"2":"-"}' style="border-right:1px solid #000000;overflow:hidden;padding:0px 3px 0px 3px;vertical-align:bottom;text-align:center;">-</td> </tr> <tr style="height:20px;"> <td data-sheets-value='{"1":2,"2":"PC"}' style="border-left:1px solid #000000;overflow:hidden;padding:0px 3px 0px 3px;vertical-align:bottom;font-weight:bold;">PC</td> <td data-sheets-value='{"1":2,"2":"Single-walled"}' style="overflow:hidden;padding:0px 3px 0px 3px;vertical-align:bottom;font-weight:bold;">Single-walled</td> <td data-sheets-value='{"1":2,"2":"Opal (D)"}' style="border-right:1px solid #000000;overflow:hidden;padding:0px 3px 0px 3px;vertical-align:bottom;font-weight:bold;">Opal (D)</td> <td data-sheets-numberformat='{"1":2,"2":"0.00","3":1}' data-sheets-value='{"1":3,"3":5.17}' style="overflow:hidden;padding:0px 3px 0px 3px;vertical-align:bottom;text-align:center;">5.17</td> <td data-sheets-numberformat='{"1":2,"2":"0","3":1}' data-sheets-value='{"1":3,"3":58}' style="overflow:hidden;padding:0px 3px 0px 3px;vertical-align:bottom;text-align:center;">58</td> <td data-sheets-numberformat='{"1":2,"2":"0","3":1}' data-sheets-value='{"1":3,"3":60}' style="overflow:hidden;padding:0px 3px 0px 3px;vertical-align:bottom;text-align:center;">60</td> <td data-sheets-numberformat='{"1":2,"2":"0","3":1}' data-sheets-value='{"1":2,"2":"-"}' style="border-right:1px solid #000000;overflow:hidden;padding:0px 3px 0px 3px;vertical-align:bottom;text-align:center;">-</td> </tr> <tr style="height:20px;"> <td style="border-left:1px solid #000000;overflow:hidden;padding:0px 3px 0px 3px;vertical-align:bottom;font-weight:bold;"></td> <td data-sheets-value='{"1":2,"2":"Double-walled"}' style="overflow:hidden;padding:0px 3px 0px 3px;vertical-align:bottom;font-weight:bold;">Double-walled</td> <td data-sheets-value='{"1":2,"2":"Clear (A/H)"}' style="border-right:1px solid #000000;overflow:hidden;padding:0px 3px 0px 3px;vertical-align:bottom;font-weight:bold;">Clear (A/H)</td> <td data-sheets-numberformat='{"1":2,"2":"0.00","3":1}' data-sheets-value='{"1":3,"3":2.9}' style="overflow:hidden;padding:0px 3px 0px 3px;vertical-align:bottom;text-align:center;">2.90</td> <td data-sheets-numberformat='{"1":2,"2":"0","3":1}' data-sheets-value='{"1":3,"3":79}' style="overflow:hidden;padding:0px 3px 0px 3px;vertical-align:bottom;text-align:center;">79</td> <td data-sheets-numberformat='{"1":2,"2":"0","3":1}' data-sheets-value='{"1":3,"3":72}' style="overflow:hidden;padding:0px 3px 0px 3px;vertical-align:bottom;text-align:center;">72</td> <td data-sheets-numberformat='{"1":2,"2":"0","3":1}' data-sheets-value='{"1":3,"3":20}' style="border-right:1px solid #000000;overflow:hidden;padding:0px 3px 0px 3px;vertical-align:bottom;text-align:center;">20</td> </tr> <tr style="height:20px;"> <td style="border-left:1px solid #000000;overflow:hidden;padding:0px 3px 0px 3px;vertical-align:bottom;font-weight:bold;"></td> <td data-sheets-value='{"1":2,"2":"Double-walled"}' style="overflow:hidden;padding:0px 3px 0px 3px;vertical-align:bottom;font-weight:bold;">Double-walled</td> <td data-sheets-value='{"1":2,"2":"Clear (A/A)"}' style="border-right:1px solid #000000;overflow:hidden;padding:0px 3px 0px 3px;vertical-align:bottom;font-weight:bold;">Clear (A/A)</td> <td data-sheets-numberformat='{"1":2,"2":"0.00","3":1}' data-sheets-value='{"1":3,"3":2.9}' style="overflow:hidden;padding:0px 3px 0px 3px;vertical-align:bottom;text-align:center;">2.90</td> <td data-sheets-numberformat='{"1":2,"2":"0","3":1}' data-sheets-value='{"1":3,"3":77}' style="overflow:hidden;padding:0px 3px 0px 3px;vertical-align:bottom;text-align:center;">77</td> <td data-sheets-numberformat='{"1":2,"2":"0","3":1}' data-sheets-value='{"1":3,"3":69}' style="overflow:hidden;padding:0px 3px 0px 3px;vertical-align:bottom;text-align:center;">69</td> <td data-sheets-numberformat='{"1":2,"2":"0","3":1}' data-sheets-value='{"1":3,"3":20}' style="border-right:1px solid #000000;overflow:hidden;padding:0px 3px 0px 3px;vertical-align:bottom;text-align:center;">20</td> </tr> <tr style="height:20px;"> <td style="border-left:1px solid #000000;overflow:hidden;padding:0px 3px 0px 3px;vertical-align:bottom;font-weight:bold;"></td> <td data-sheets-value='{"1":2,"2":"Double-walled"}' style="overflow:hidden;padding:0px 3px 0px 3px;vertical-align:bottom;font-weight:bold;">Double-walled</td> <td data-sheets-value='{"1":2,"2":"Opal (A/O)"}' style="border-right:1px solid #000000;overflow:hidden;padding:0px 3px 0px 3px;vertical-align:bottom;font-weight:bold;">Opal (A/O)</td> <td data-sheets-numberformat='{"1":2,"2":"0.00","3":1}' data-sheets-value='{"1":3,"3":2.9}' style="overflow:hidden;padding:0px 3px 0px 3px;vertical-align:bottom;text-align:center;">2.90</td> <td data-sheets-numberformat='{"1":2,"2":"0","3":1}' data-sheets-value='{"1":3,"3":73}' style="overflow:hidden;padding:0px 3px 0px 3px;vertical-align:bottom;text-align:center;">73</td> <td data-sheets-numberformat='{"1":2,"2":"0","3":1}' data-sheets-value='{"1":3,"3":63}' style="overflow:hidden;padding:0px 3px 0px 3px;vertical-align:bottom;text-align:center;">63</td> <td data-sheets-numberformat='{"1":2,"2":"0","3":1}' data-sheets-value='{"1":3,"3":20}' style="border-right:1px solid #000000;overflow:hidden;padding:0px 3px 0px 3px;vertical-align:bottom;text-align:center;">20</td> </tr> <tr style="height:20px;"> <td style="border-left:1px solid #000000;overflow:hidden;padding:0px 3px 0px 3px;vertical-align:bottom;font-weight:bold;"></td> <td data-sheets-value='{"1":2,"2":"Double-walled"}' style="overflow:hidden;padding:0px 3px 0px 3px;vertical-align:bottom;font-weight:bold;">Double-walled</td> <td data-sheets-value='{"1":2,"2":"Opal (A/D)"}' style="border-right:1px solid #000000;overflow:hidden;padding:0px 3px 0px 3px;vertical-align:bottom;font-weight:bold;">Opal (A/D)</td> <td data-sheets-numberformat='{"1":2,"2":"0.00","3":1}' data-sheets-value='{"1":3,"3":2.9}' style="overflow:hidden;padding:0px 3px 0px 3px;vertical-align:bottom;text-align:center;">2.90</td> <td data-sheets-numberformat='{"1":2,"2":"0","3":1}' data-sheets-value='{"1":3,"3":51}' style="overflow:hidden;padding:0px 3px 0px 3px;vertical-align:bottom;text-align:center;">51</td> <td data-sheets-numberformat='{"1":2,"2":"0","3":1}' data-sheets-value='{"1":3,"3":50}' style="overflow:hidden;padding:0px 3px 0px 3px;vertical-align:bottom;text-align:center;">50</td> <td data-sheets-numberformat='{"1":2,"2":"0","3":1}' data-sheets-value='{"1":3,"3":20}' style="border-right:1px solid #000000;overflow:hidden;padding:0px 3px 0px 3px;vertical-align:bottom;text-align:center;">20</td> </tr> <tr style="height:20px;"> <td style="border-left:1px solid #000000;overflow:hidden;padding:0px 3px 0px 3px;vertical-align:bottom;font-weight:bold;"></td> <td data-sheets-value='{"1":2,"2":"Triple-walled"}' style="overflow:hidden;padding:0px 3px 0px 3px;vertical-align:bottom;font-weight:bold;">Triple-walled</td> <td data-sheets-value='{"1":2,"2":"Clear (A/H/H)"}' style="border-right:1px solid #000000;overflow:hidden;padding:0px 3px 0px 3px;vertical-align:bottom;font-weight:bold;">Clear (A/H/H)</td> <td data-sheets-numberformat='{"1":2,"2":"0.00","3":1}' data-sheets-value='{"1":3,"3":1.7}' style="overflow:hidden;padding:0px 3px 0px 3px;vertical-align:bottom;text-align:center;">1.70</td> <td data-sheets-numberformat='{"1":2,"2":"0","3":1}' data-sheets-value='{"1":3,"3":71}' style="overflow:hidden;padding:0px 3px 0px 3px;vertical-align:bottom;text-align:center;">71</td> <td data-sheets-numberformat='{"1":2,"2":"0","3":1}' data-sheets-value='{"1":3,"3":63}' style="overflow:hidden;padding:0px 3px 0px 3px;vertical-align:bottom;text-align:center;">63</td> <td data-sheets-numberformat='{"1":2,"2":"0","3":1}' data-sheets-value='{"1":3,"3":22}' style="border-right:1px solid #000000;overflow:hidden;padding:0px 3px 0px 3px;vertical-align:bottom;text-align:center;">22</td> </tr> <tr style="height:20px;"> <td style="border-left:1px solid #000000;overflow:hidden;padding:0px 3px 0px 3px;vertical-align:bottom;font-weight:bold;"></td> <td data-sheets-value='{"1":2,"2":"Triple-walled"}' style="overflow:hidden;padding:0px 3px 0px 3px;vertical-align:bottom;font-weight:bold;">Triple-walled</td> <td data-sheets-value='{"1":2,"2":"Opal (A/O/O)"}' style="border-right:1px solid #000000;overflow:hidden;padding:0px 3px 0px 3px;vertical-align:bottom;font-weight:bold;">Opal (A/O/O)</td> <td data-sheets-numberformat='{"1":2,"2":"0.00","3":1}' data-sheets-value='{"1":3,"3":1.7}' style="overflow:hidden;padding:0px 3px 0px 3px;vertical-align:bottom;text-align:center;">1.70</td> <td data-sheets-numberformat='{"1":2,"2":"0","3":1}' data-sheets-value='{"1":3,"3":61}' style="overflow:hidden;padding:0px 3px 0px 3px;vertical-align:bottom;text-align:center;">61</td> <td data-sheets-numberformat='{"1":2,"2":"0","3":1}' data-sheets-value='{"1":3,"3":48}' style="overflow:hidden;padding:0px 3px 0px 3px;vertical-align:bottom;text-align:center;">48</td> <td data-sheets-numberformat='{"1":2,"2":"0","3":1}' data-sheets-value='{"1":3,"3":22}' style="border-right:1px solid #000000;overflow:hidden;padding:0px 3px 0px 3px;vertical-align:bottom;text-align:center;">22</td> </tr> <tr style="height:20px;"> <td style="border-left:1px solid #000000;overflow:hidden;padding:0px 3px 0px 3px;vertical-align:bottom;font-weight:bold;"></td> <td data-sheets-value='{"1":2,"2":"Four-walled"}' style="overflow:hidden;padding:0px 3px 0px 3px;vertical-align:bottom;font-weight:bold;">Four-walled</td> <td data-sheets-value='{"1":2,"2":"Clear (A/H/H/H)"}' style="border-right:1px solid #000000;overflow:hidden;padding:0px 3px 0px 3px;vertical-align:bottom;font-weight:bold;">Clear (A/H/H/H)</td> <td data-sheets-numberformat='{"1":2,"2":"0.00","3":1}' data-sheets-value='{"1":3,"3":1.28}' style="overflow:hidden;padding:0px 3px 0px 3px;vertical-align:bottom;text-align:center;">1.28</td> <td data-sheets-numberformat='{"1":2,"2":"0","3":1}' data-sheets-value='{"1":3,"3":64}' style="overflow:hidden;padding:0px 3px 0px 3px;vertical-align:bottom;text-align:center;">64</td> <td data-sheets-numberformat='{"1":2,"2":"0","3":1}' data-sheets-value='{"1":3,"3":52}' style="overflow:hidden;padding:0px 3px 0px 3px;vertical-align:bottom;text-align:center;">52</td> <td data-sheets-numberformat='{"1":2,"2":"0","3":1}' data-sheets-value='{"1":3,"3":23}' style="border-right:1px solid #000000;overflow:hidden;padding:0px 3px 0px 3px;vertical-align:bottom;text-align:center;">23</td> </tr> <tr style="height:20px;"> <td style="border-bottom:1px solid #000000;border-left:1px solid #000000;overflow:hidden;padding:0px 3px 0px 3px;vertical-align:bottom;"></td> <td data-sheets-value='{"1":2,"2":"Four-walled"}' style="border-bottom:1px solid #000000;overflow:hidden;padding:0px 3px 0px 3px;vertical-align:bottom;font-weight:bold;">Four-walled</td> <td data-sheets-value='{"1":2,"2":"Opal (A/H/O/H)"}' style="border-right:1px solid #000000;border-bottom:1px solid #000000;overflow:hidden;padding:0px 3px 0px 3px;vertical-align:bottom;font-weight:bold;">Opal (A/H/O/H)</td> <td data-sheets-numberformat='{"1":2,"2":"0.00","3":1}' data-sheets-value='{"1":3,"3":1.28}' style="border-bottom:1px solid #000000;overflow:hidden;padding:0px 3px 0px 3px;vertical-align:bottom;text-align:center;">1.28</td> <td data-sheets-numberformat='{"1":2,"2":"0","3":1}' data-sheets-value='{"1":3,"3":59}' style="border-bottom:1px solid #000000;overflow:hidden;padding:0px 3px 0px 3px;vertical-align:bottom;text-align:center;">59</td> <td data-sheets-numberformat='{"1":2,"2":"0","3":1}' data-sheets-value='{"1":3,"3":46}' style="border-bottom:1px solid #000000;overflow:hidden;padding:0px 3px 0px 3px;vertical-align:bottom;text-align:center;">46</td> <td data-sheets-numberformat='{"1":2,"2":"0","3":1}' data-sheets-value='{"1":3,"3":23}' style="border-right:1px solid #000000;border-bottom:1px solid #000000;overflow:hidden;padding:0px 3px 0px 3px;vertical-align:bottom;text-align:center;">23</td> </tr> <tr style="height:20px;"> <td data-sheets-value='{"1":2,"2":"Polycarbonate"}' style="border-left:1px solid #000000;overflow:hidden;padding:0px 3px 0px 3px;vertical-align:bottom;font-weight:bold;">Polycarbonate</td> <td data-sheets-value='{"1":2,"2":"Single-walled"}' style="overflow:hidden;padding:0px 3px 0px 3px;vertical-align:bottom;font-weight:bold;">Single-walled</td> <td data-sheets-value='{"1":2,"2":"Heatstop Opal (T)"}' style="border-right:1px solid #000000;overflow:hidden;padding:0px 3px 0px 3px;vertical-align:bottom;font-weight:bold;">Heatstop Opal (T)</td> <td data-sheets-numberformat='{"1":2,"2":"0.00","3":1}' data-sheets-value='{"1":3,"3":5.17}' style="overflow:hidden;padding:0px 3px 0px 3px;vertical-align:bottom;text-align:center;">5.17</td> <td data-sheets-numberformat='{"1":2,"2":"0","3":1}' data-sheets-value='{"1":3,"3":49}' style="overflow:hidden;padding:0px 3px 0px 3px;vertical-align:bottom;text-align:center;">49</td> <td data-sheets-numberformat='{"1":2,"2":"0","3":1}' data-sheets-value='{"1":3,"3":59}' style="overflow:hidden;padding:0px 3px 0px 3px;vertical-align:bottom;text-align:center;">59</td> <td data-sheets-numberformat='{"1":2,"2":"0","3":1}' data-sheets-value='{"1":2,"2":"-"}' style="border-right:1px solid #000000;overflow:hidden;padding:0px 3px 0px 3px;vertical-align:bottom;text-align:center;">-</td> </tr> <tr style="height:20px;"> <td data-sheets-value='{"1":2,"2":"Heatstop PC"}' style="border-left:1px solid #000000;overflow:hidden;padding:0px 3px 0px 3px;vertical-align:bottom;font-weight:bold;">Heatstop PC</td> <td data-sheets-value='{"1":2,"2":"Double-walled"}' style="overflow:hidden;padding:0px 3px 0px 3px;vertical-align:bottom;font-weight:bold;">Double-walled</td> <td data-sheets-value='{"1":2,"2":"Clear (T/H)"}' style="border-right:1px solid #000000;overflow:hidden;padding:0px 3px 0px 3px;vertical-align:bottom;font-weight:bold;">Clear (T/H)</td> <td data-sheets-numberformat='{"1":2,"2":"0.00","3":1}' data-sheets-value='{"1":3,"3":2.9}' style="overflow:hidden;padding:0px 3px 0px 3px;vertical-align:bottom;text-align:center;">2.90</td> <td data-sheets-numberformat='{"1":2,"2":"0","3":1}' data-sheets-value='{"1":3,"3":44}' style="overflow:hidden;padding:0px 3px 0px 3px;vertical-align:bottom;text-align:center;">44</td> <td data-sheets-numberformat='{"1":2,"2":"0","3":1}' data-sheets-value='{"1":3,"3":51}' style="overflow:hidden;padding:0px 3px 0px 3px;vertical-align:bottom;text-align:center;">51</td> <td data-sheets-numberformat='{"1":2,"2":"0","3":1}' data-sheets-value='{"1":3,"3":20}' style="border-right:1px solid #000000;overflow:hidden;padding:0px 3px 0px 3px;vertical-align:bottom;text-align:center;">20</td> </tr> <tr style="height:20px;"> <td style="border-left:1px solid #000000;overflow:hidden;padding:0px 3px 0px 3px;vertical-align:bottom;font-weight:bold;"></td> <td data-sheets-value='{"1":2,"2":"Double-walled"}' style="overflow:hidden;padding:0px 3px 0px 3px;vertical-align:bottom;font-weight:bold;">Double-walled</td> <td data-sheets-value='{"1":2,"2":"Opal (T/O)"}' style="border-right:1px solid #000000;overflow:hidden;padding:0px 3px 0px 3px;vertical-align:bottom;font-weight:bold;">Opal (T/O)</td> <td data-sheets-numberformat='{"1":2,"2":"0.00","3":1}' data-sheets-value='{"1":3,"3":2.9}' style="overflow:hidden;padding:0px 3px 0px 3px;vertical-align:bottom;text-align:center;">2.90</td> <td data-sheets-numberformat='{"1":2,"2":"0","3":1}' data-sheets-value='{"1":3,"3":41}' style="overflow:hidden;padding:0px 3px 0px 3px;vertical-align:bottom;text-align:center;">41</td> <td data-sheets-numberformat='{"1":2,"2":"0","3":1}' data-sheets-value='{"1":3,"3":45}' style="overflow:hidden;padding:0px 3px 0px 3px;vertical-align:bottom;text-align:center;">45</td> <td data-sheets-numberformat='{"1":2,"2":"0","3":1}' data-sheets-value='{"1":3,"3":20}' style="border-right:1px solid #000000;overflow:hidden;padding:0px 3px 0px 3px;vertical-align:bottom;text-align:center;">20</td> </tr> <tr style="height:20px;"> <td style="border-left:1px solid #000000;overflow:hidden;padding:0px 3px 0px 3px;vertical-align:bottom;font-weight:bold;"></td> <td data-sheets-value='{"1":2,"2":"Triple-walled"}' style="overflow:hidden; | skylux-160-ce-met-koepel-en-pvc-opstand-30-20-met-lm-motor-1300-x-2800-mm | 8586031825229 | 46872356061517
Smoke and heat exhaust (SHEV) | SHE system | Skylux | Skylux 160° CE with skylight and PVC curb 30/20 with double LM-actuator 1600 x 2000 mm |  | 33439 | 5412970334392 | 8294.55 | Yes | 30-45 | 145.62 | 1600 x 2000 mm | 2000 | 1600 |  | PVC 30/20 (30 cm high & roof opening = 20 cm larger than daylight size) | Rectangular | 5.17 W/m²K - 1.28 W/m²K | 87% - 32% | 90% - 32% | 20dB - 23dB | 160° CE (for industry) | skylight | without spoiler | E | Double actuator | Maximum four-walled skylight possible for this product | Ut-value LT-value g-value Rw-value EN 1873 : 2014 EN ISO 13468 EN 16153 EN 410 EN 410 EN ISO 140-3 Material Walls Shells (W/m²K) (%) (%) (dB) Acrylic Single-walled Clear (H) 5.17 90 87 - PMMA Single-walled Opal (O) 5.17 83 76 - Double-walled Clear (H/H) 2.90 81 75 20 Double-walled Opal (O/O) 2.90 69 58 20 Triple-walled Clear (H/H/H) 1.70 73 65 22 Triple-walled Opal (O/H/O) 1.70 62 51 22 Four-walled Clear (H/H/H/H) 1.28 64 54 23 Four-walled Opal (H/H/O/H) 1.28 59 48 23 Polycarbonate Single-walled Clear (A) 5.17 88 83 - PC Single-walled Opal (D) 5.17 58 60 - Double-walled Clear (A/H) 2.90 79 72 20 Double-walled Clear (A/A) 2.90 77 69 20 Double-walled Opal (A/O) 2.90 73 63 20 Double-walled Opal (A/D) 2.90 51 50 20 Triple-walled Clear (A/H/H) 1.70 71 63 22 Triple-walled Opal (A/O/O) 1.70 61 48 22 Four-walled Clear (A/H/H/H) 1.28 64 52 23 Four-walled Opal (A/H/O/H) 1.28 59 46 23 Polycarbonate Single-walled Heatstop Opal (T) 5.17 49 59 - Heatstop PC Double-walled Clear (T/H) 2.90 44 51 20 Double-walled Opal (T/O) 2.90 41 45 20 Triple-walled Clear (T/H/H) 1.70 40 <td data-sheets-numberformat='{"1":2,"2":"0","3":1}' data-sheets-value='{"1":3,"3":44}' style="overflow:hidden;paddin | https://skylux.eu/en/products/skylux-160-ce-met-koepel-en-pvc-opstand-30-20-met-lm-motor-1600-x-2000-mm | https://skylux.eu/cdn/shop/files/Skylux-160deg-CE-met-koepel-en-pvc-opstand-3020-met-dubbele-LM-motor-1600-x-2000-mm-RWA-systeem.jpg?v=1702980611&width=1600 | https://skylux.eu/cdn/shop/files/e5a82811-1bb0-48e4-a776-cacb59c7c092_b232d483-82f9-456b-991a-5e4726a8c2ba.jpg?v=1688551168&width=1600 | //skylux.eu/cdn/shop/files/E_MH_Mounting_instructions_Skylux_160_CE_LM.pdf?v=12406716259046007223 | //skylux.eu/cdn/shop/files/E_TD_Technical_File_Skylux_Skylux_160_CE_Electric.pdf?v=3667116872303399239 | <style type="text/css" id="isPasted"> <!--td { border: 1px solid #cccccc; } br { mso-data-placement: same-cell; } --> </style> <table border="1" cellpadding="0" cellspacing="0" dir="ltr" style="table-layout:fixed;font-size:10pt;font-family:Arial;border-collapse:collapse;border:none;"><tbody> <tr style="height:20px;"> <td style="overflow:hidden;padding:0px 3px 0px 3px;vertical-align:bottom;"></td> <td style="overflow:hidden;padding:0px 3px 0px 3px;vertical-align:bottom;"></td> <td style="overflow:hidden;padding:0px 3px 0px 3px;vertical-align:bottom;"></td> <td data-sheets-value='{"1":2,"2":"Ut-value"}' style="overflow:hidden;padding:0px 3px 0px 3px;vertical-align:bottom;font-weight:bold;text-align:center;">Ut-value</td> <td data-sheets-value='{"1":2,"2":"LT-value"}' style="overflow:hidden;padding:0px 3px 0px 3px;vertical-align:bottom;font-weight:bold;text-align:center;">LT-value</td> <td data-sheets-value='{"1":2,"2":"g-value"}' style="overflow:hidden;padding:0px 3px 0px 3px;vertical-align:bottom;font-weight:bold;text-align:center;">g-value</td> <td data-sheets-value='{"1":2,"2":"Rw-value "}' style="overflow:hidden;padding:0px 3px 0px 3px;vertical-align:bottom;font-weight:bold;text-align:center;">Rw-value </td> </tr> <tr style="height:20px;"> <td style="overflow:hidden;padding:0px 3px 0px 3px;vertical-align:bottom;"></td> <td style="overflow:hidden;padding:0px 3px 0px 3px;vertical-align:bottom;"></td> <td style="overflow:hidden;padding:0px 3px 0px 3px;vertical-align:bottom;"></td> <td data-sheets-numberformat='{"1":2,"2":"0.00","3":1}' data-sheets-value='{"1":2,"2":"EN 1873 : 2014"}' style="overflow:hidden;padding:0px 3px 0px 3px;vertical-align:bottom;text-align:center;">EN 1873 : 2014</td> <td data-sheets-numberformat='{"1":2,"2":"0","3":1}' data-sheets-value='{"1":2,"2":"EN ISO 13468 EN 16153 EN 410"}' style="overflow:hidden;padding:0px 3px 0px 3px;vertical-align:bottom;text-align:center;">EN ISO 13468 EN 16153 EN 410</td> <td data-sheets-numberformat='{"1":2,"2":"0","3":1}' data-sheets-value='{"1":2,"2":"EN 410"}' style="overflow:hidden;padding:0px 3px 0px 3px;vertical-align:bottom;text-align:center;">EN 410</td> <td data-sheets-value='{"1":2,"2":"EN ISO 140-3\t\t"}' style="overflow:hidden;padding:0px 3px 0px 3px;vertical-align:bottom;text-align:center;">EN ISO 140-3 </td> </tr> <tr style="height:20px;"> <td data-sheets-value='{"1":2,"2":"Material"}' style="border-bottom:1px solid #000000;overflow:hidden;padding:0px 3px 0px 3px;vertical-align:bottom;background-color:#000000;font-weight:bold;color:#ffffff;">Material</td> <td data-sheets-value='{"1":2,"2":"Walls"}' style="border-bottom:1px solid #000000;overflow:hidden;padding:0px 3px 0px 3px;vertical-align:bottom;background-color:#000000;font-weight:bold;color:#ffffff;">Walls</td> <td data-sheets-value='{"1":2,"2":"Shells"}' style="border-bottom:1px solid #000000;overflow:hidden;padding:0px 3px 0px 3px;vertical-align:bottom;background-color:#000000;font-weight:bold;color:#ffffff;">Shells</td> <td data-sheets-numberformat='{"1":2,"2":"0.00","3":1}' data-sheets-value='{"1":2,"2":"(W/m²K)\t"}' style="border-bottom:1px solid #000000;overflow:hidden;padding:0px 3px 0px 3px;vertical-align:bottom;background-color:#000000;font-weight:bold;color:#ffffff;text-align:center;">(W/m²K) </td> <td data-sheets-numberformat='{"1":2,"2":"0","3":1}' data-sheets-value='{"1":2,"2":"(%)"}' style="border-bottom:1px solid #000000;overflow:hidden;padding:0px 3px 0px 3px;vertical-align:bottom;background-color:#000000;font-weight:bold;color:#ffffff;text-align:center;">(%)</td> <td data-sheets-numberformat='{"1":2,"2":"0","3":1}' data-sheets-value='{"1":2,"2":"(%)"}' style="border-bottom:1px solid #000000;overflow:hidden;padding:0px 3px 0px 3px;vertical-align:bottom;background-color:#000000;font-weight:bold;color:#ffffff;text-align:center;">(%)</td> <td data-sheets-value='{"1":2,"2":"(dB)"}' style="border-bottom:1px solid #000000;overflow:hidden;padding:0px 3px 0px 3px;vertical-align:bottom;background-color:#000000;font-weight:bold;color:#ffffff;text-align:center;">(dB)</td> </tr> <tr style="height:20px;"> <td data-sheets-value='{"1":2,"2":"Acrylic"}' style="border-left:1px solid #000000;overflow:hidden;padding:0px 3px 0px 3px;vertical-align:bottom;font-weight:bold;">Acrylic</td> <td data-sheets-value='{"1":2,"2":"Single-walled"}' style="overflow:hidden;padding:0px 3px 0px 3px;vertical-align:bottom;font-weight:bold;">Single-walled</td> <td data-sheets-value='{"1":2,"2":"Clear (H)"}' style="border-right:1px solid #000000;overflow:hidden;padding:0px 3px 0px 3px;vertical-align:bottom;font-weight:bold;">Clear (H)</td> <td data-sheets-numberformat='{"1":2,"2":"0.00","3":1}' data-sheets-value='{"1":3,"3":5.17}' style="overflow:hidden;padding:0px 3px 0px 3px;vertical-align:bottom;text-align:center;">5.17</td> <td data-sheets-numberformat='{"1":2,"2":"0","3":1}' data-sheets-value='{"1":3,"3":90}' style="overflow:hidden;padding:0px 3px 0px 3px;vertical-align:bottom;text-align:center;">90</td> <td data-sheets-numberformat='{"1":2,"2":"0","3":1}' data-sheets-value='{"1":3,"3":87}' style="overflow:hidden;padding:0px 3px 0px 3px;vertical-align:bottom;text-align:center;">87</td> <td data-sheets-numberformat='{"1":2,"2":"0","3":1}' data-sheets-value='{"1":2,"2":"-"}' style="border-right:1px solid #000000;overflow:hidden;padding:0px 3px 0px 3px;vertical-align:bottom;text-align:center;">-</td> </tr> <tr style="height:20px;"> <td data-sheets-value='{"1":2,"2":"PMMA"}' style="border-left:1px solid #000000;overflow:hidden;padding:0px 3px 0px 3px;vertical-align:bottom;font-weight:bold;">PMMA</td> <td data-sheets-value='{"1":2,"2":"Single-walled"}' style="overflow:hidden;padding:0px 3px 0px 3px;vertical-align:bottom;font-weight:bold;">Single-walled</td> <td data-sheets-value='{"1":2,"2":"Opal (O)"}' style="border-right:1px solid #000000;overflow:hidden;padding:0px 3px 0px 3px;vertical-align:bottom;font-weight:bold;">Opal (O)</td> <td data-sheets-numberformat='{"1":2,"2":"0.00","3":1}' data-sheets-value='{"1":3,"3":5.17}' style="overflow:hidden;padding:0px 3px 0px 3px;vertical-align:bottom;text-align:center;">5.17</td> <td data-sheets-numberformat='{"1":2,"2":"0","3":1}' data-sheets-value='{"1":3,"3":83}' style="overflow:hidden;padding:0px 3px 0px 3px;vertical-align:bottom;text-align:center;">83</td> <td data-sheets-numberformat='{"1":2,"2":"0","3":1}' data-sheets-value='{"1":3,"3":76}' style="overflow:hidden;padding:0px 3px 0px 3px;vertical-align:bottom;text-align:center;">76</td> <td data-sheets-numberformat='{"1":2,"2":"0","3":1}' data-sheets-value='{"1":2,"2":"-"}' style="border-right:1px solid #000000;overflow:hidden;padding:0px 3px 0px 3px;vertical-align:bottom;text-align:center;">-</td> </tr> <tr style="height:20px;"> <td style="border-left:1px solid #000000;overflow:hidden;padding:0px 3px 0px 3px;vertical-align:bottom;font-weight:bold;"></td> <td data-sheets-value='{"1":2,"2":"Double-walled"}' style="overflow:hidden;padding:0px 3px 0px 3px;vertical-align:bottom;font-weight:bold;">Double-walled</td> <td data-sheets-value='{"1":2,"2":"Clear (H/H)"}' style="border-right:1px solid #000000;overflow:hidden;padding:0px 3px 0px 3px;vertical-align:bottom;font-weight:bold;">Clear (H/H)</td> <td data-sheets-numberformat='{"1":2,"2":"0.00","3":1}' data-sheets-value='{"1":3,"3":2.9}' style="overflow:hidden;padding:0px 3px 0px 3px;vertical-align:bottom;text-align:center;">2.90</td> <td data-sheets-numberformat='{"1":2,"2":"0","3":1}' data-sheets-value='{"1":3,"3":81}' style="overflow:hidden;padding:0px 3px 0px 3px;vertical-align:bottom;text-align:center;">81</td> <td data-sheets-numberformat='{"1":2,"2":"0","3":1}' data-sheets-value='{"1":3,"3":75}' style="overflow:hidden;padding:0px 3px 0px 3px;vertical-align:bottom;text-align:center;">75</td> <td data-sheets-numberformat='{"1":2,"2":"0","3":1}' data-sheets-value='{"1":3,"3":20}' style="border-right:1px solid #000000;overflow:hidden;padding:0px 3px 0px 3px;vertical-align:bottom;text-align:center;">20</td> </tr> <tr style="height:20px;"> <td style="border-left:1px solid #000000;overflow:hidden;padding:0px 3px 0px 3px;vertical-align:bottom;font-weight:bold;"></td> <td data-sheets-value='{"1":2,"2":"Double-walled"}' style="overflow:hidden;padding:0px 3px 0px 3px;vertical-align:bottom;font-weight:bold;">Double-walled</td> <td data-sheets-value='{"1":2,"2":"Opal (O/O)"}' style="border-right:1px solid #000000;overflow:hidden;padding:0px 3px 0px 3px;vertical-align:bottom;font-weight:bold;">Opal (O/O)</td> <td data-sheets-numberformat='{"1":2,"2":"0.00","3":1}' data-sheets-value='{"1":3,"3":2.9}' style="overflow:hidden;padding:0px 3px 0px 3px;vertical-align:bottom;text-align:center;">2.90</td> <td data-sheets-numberformat='{"1":2,"2":"0","3":1}' data-sheets-value='{"1":3,"3":69}' style="overflow:hidden;padding:0px 3px 0px 3px;vertical-align:bottom;text-align:center;">69</td> <td data-sheets-numberformat='{"1":2,"2":"0","3":1}' data-sheets-value='{"1":3,"3":58}' style="overflow:hidden;padding:0px 3px 0px 3px;vertical-align:bottom;text-align:center;">58</td> <td data-sheets-numberformat='{"1":2,"2":"0","3":1}' data-sheets-value='{"1":3,"3":20}' style="border-right:1px solid #000000;overflow:hidden;padding:0px 3px 0px 3px;vertical-align:bottom;text-align:center;">20</td> </tr> <tr style="height:20px;"> <td style="border-left:1px solid #000000;overflow:hidden;padding:0px 3px 0px 3px;vertical-align:bottom;font-weight:bold;"></td> <td data-sheets-value='{"1":2,"2":"Triple-walled"}' style="overflow:hidden;padding:0px 3px 0px 3px;vertical-align:bottom;font-weight:bold;">Triple-walled</td> <td data-sheets-value='{"1":2,"2":"Clear (H/H/H)"}' style="border-right:1px solid #000000;overflow:hidden;padding:0px 3px 0px 3px;vertical-align:bottom;font-weight:bold;">Clear (H/H/H)</td> <td data-sheets-numberformat='{"1":2,"2":"0.00","3":1}' data-sheets-value='{"1":3,"3":1.7}' style="overflow:hidden;padding:0px 3px 0px 3px;vertical-align:bottom;text-align:center;">1.70</td> <td data-sheets-numberformat='{"1":2,"2":"0","3":1}' data-sheets-value='{"1":3,"3":73}' style="overflow:hidden;padding:0px 3px 0px 3px;vertical-align:bottom;text-align:center;">73</td> <td data-sheets-numberformat='{"1":2,"2":"0","3":1}' data-sheets-value='{"1":3,"3":65}' style="overflow:hidden;padding:0px 3px 0px 3px;vertical-align:bottom;text-align:center;">65</td> <td data-sheets-numberformat='{"1":2,"2":"0","3":1}' data-sheets-value='{"1":3,"3":22}' style="border-right:1px solid #000000;overflow:hidden;padding:0px 3px 0px 3px;vertical-align:bottom;text-align:center;">22</td> </tr> <tr style="height:20px;"> <td style="border-left:1px solid #000000;overflow:hidden;padding:0px 3px 0px 3px;vertical-align:bottom;font-weight:bold;"></td> <td data-sheets-value='{"1":2,"2":"Triple-walled"}' style="overflow:hidden;padding:0px 3px 0px 3px;vertical-align:bottom;font-weight:bold;">Triple-walled</td> <td data-sheets-value='{"1":2,"2":"Opal (O/H/O)"}' style="border-right:1px solid #000000;overflow:hidden;padding:0px 3px 0px 3px;vertical-align:bottom;font-weight:bold;">Opal (O/H/O)</td> <td data-sheets-numberformat='{"1":2,"2":"0.00","3":1}' data-sheets-value='{"1":3,"3":1.7}' style="overflow:hidden;padding:0px 3px 0px 3px;vertical-align:bottom;text-align:center;">1.70</td> <td data-sheets-numberformat='{"1":2,"2":"0","3":1}' data-sheets-value='{"1":3,"3":62}' style="overflow:hidden;padding:0px 3px 0px 3px;vertical-align:bottom;text-align:center;">62</td> <td data-sheets-numberformat='{"1":2,"2":"0","3":1}' data-sheets-value='{"1":3,"3":51}' style="overflow:hidden;padding:0px 3px 0px 3px;vertical-align:bottom;text-align:center;">51</td> <td data-sheets-numberformat='{"1":2,"2":"0","3":1}' data-sheets-value='{"1":3,"3":22}' style="border-right:1px solid #000000;overflow:hidden;padding:0px 3px 0px 3px;vertical-align:bottom;text-align:center;">22</td> </tr> <tr style="height:20px;"> <td style="border-left:1px solid #000000;overflow:hidden;padding:0px 3px 0px 3px;vertical-align:bottom;font-weight:bold;"></td> <td data-sheets-value='{"1":2,"2":"Four-walled"}' style="overflow:hidden;padding:0px 3px 0px 3px;vertical-align:bottom;font-weight:bold;">Four-walled</td> <td data-sheets-value='{"1":2,"2":"Clear (H/H/H/H)"}' style="border-right:1px solid #000000;overflow:hidden;padding:0px 3px 0px 3px;vertical-align:bottom;font-weight:bold;">Clear (H/H/H/H)</td> <td data-sheets-numberformat='{"1":2,"2":"0.00","3":1}' data-sheets-value='{"1":3,"3":1.28}' style="overflow:hidden;padding:0px 3px 0px 3px;vertical-align:bottom;text-align:center;">1.28</td> <td data-sheets-numberformat='{"1":2,"2":"0","3":1}' data-sheets-value='{"1":3,"3":64}' style="overflow:hidden;padding:0px 3px 0px 3px;vertical-align:bottom;text-align:center;">64</td> <td data-sheets-numberformat='{"1":2,"2":"0","3":1}' data-sheets-value='{"1":3,"3":54}' style="overflow:hidden;padding:0px 3px 0px 3px;vertical-align:bottom;text-align:center;">54</td> <td data-sheets-numberformat='{"1":2,"2":"0","3":1}' data-sheets-value='{"1":3,"3":23}' style="border-right:1px solid #000000;overflow:hidden;padding:0px 3px 0px 3px;vertical-align:bottom;text-align:center;">23</td> </tr> <tr style="height:20px;"> <td style="border-bottom:1px solid #000000;border-left:1px solid #000000;overflow:hidden;padding:0px 3px 0px 3px;vertical-align:bottom;"></td> <td data-sheets-value='{"1":2,"2":"Four-walled"}' style="border-bottom:1px solid #000000;overflow:hidden;padding:0px 3px 0px 3px;vertical-align:bottom;font-weight:bold;">Four-walled</td> <td data-sheets-value='{"1":2,"2":"Opal (H/H/O/H)"}' style="border-right:1px solid #000000;border-bottom:1px solid #000000;overflow:hidden;padding:0px 3px 0px 3px;vertical-align:bottom;font-weight:bold;">Opal (H/H/O/H)</td> <td data-sheets-numberformat='{"1":2,"2":"0.00","3":1}' data-sheets-value='{"1":3,"3":1.28}' style="border-bottom:1px solid #000000;overflow:hidden;padding:0px 3px 0px 3px;vertical-align:bottom;text-align:center;">1.28</td> <td data-sheets-numberformat='{"1":2,"2":"0","3":1}' data-sheets-value='{"1":3,"3":59}' style="border-bottom:1px solid #000000;overflow:hidden;padding:0px 3px 0px 3px;vertical-align:bottom;text-align:center;">59</td> <td data-sheets-numberformat='{"1":2,"2":"0","3":1}' data-sheets-value='{"1":3,"3":48}' style="border-bottom:1px solid #000000;overflow:hidden;padding:0px 3px 0px 3px;vertical-align:bottom;text-align:center;">48</td> <td data-sheets-numberformat='{"1":2,"2":"0","3":1}' data-sheets-value='{"1":3,"3":23}' style="border-right:1px solid #000000;border-bottom:1px solid #000000;overflow:hidden;padding:0px 3px 0px 3px;vertical-align:bottom;text-align:center;">23</td> </tr> <tr style="height:20px;"> <td data-sheets-value='{"1":2,"2":"Polycarbonate "}' style="border-left:1px solid #000000;overflow:hidden;padding:0px 3px 0px 3px;vertical-align:bottom;font-weight:bold;">Polycarbonate </td> <td data-sheets-value='{"1":2,"2":"Single-walled"}' style="overflow:hidden;padding:0px 3px 0px 3px;vertical-align:bottom;font-weight:bold;">Single-walled</td> <td data-sheets-value='{"1":2,"2":"Clear (A)"}' style="border-right:1px solid #000000;overflow:hidden;padding:0px 3px 0px 3px;vertical-align:bottom;font-weight:bold;">Clear (A)</td> <td data-sheets-numberformat='{"1":2,"2":"0.00","3":1}' data-sheets-value='{"1":3,"3":5.17}' style="overflow:hidden;padding:0px 3px 0px 3px;vertical-align:bottom;text-align:center;">5.17</td> <td data-sheets-numberformat='{"1":2,"2":"0","3":1}' data-sheets-value='{"1":3,"3":88}' style="overflow:hidden;padding:0px 3px 0px 3px;vertical-align:bottom;text-align:center;">88</td> <td data-sheets-numberformat='{"1":2,"2":"0","3":1}' data-sheets-value='{"1":3,"3":83}' style="overflow:hidden;padding:0px 3px 0px 3px;vertical-align:bottom;text-align:center;">83</td> <td data-sheets-numberformat='{"1":2,"2":"0","3":1}' data-sheets-value='{"1":2,"2":"-"}' style="border-right:1px solid #000000;overflow:hidden;padding:0px 3px 0px 3px;vertical-align:bottom;text-align:center;">-</td> </tr> <tr style="height:20px;"> <td data-sheets-value='{"1":2,"2":"PC"}' style="border-left:1px solid #000000;overflow:hidden;padding:0px 3px 0px 3px;vertical-align:bottom;font-weight:bold;">PC</td> <td data-sheets-value='{"1":2,"2":"Single-walled"}' style="overflow:hidden;padding:0px 3px 0px 3px;vertical-align:bottom;font-weight:bold;">Single-walled</td> <td data-sheets-value='{"1":2,"2":"Opal (D)"}' style="border-right:1px solid #000000;overflow:hidden;padding:0px 3px 0px 3px;vertical-align:bottom;font-weight:bold;">Opal (D)</td> <td data-sheets-numberformat='{"1":2,"2":"0.00","3":1}' data-sheets-value='{"1":3,"3":5.17}' style="overflow:hidden;padding:0px 3px 0px 3px;vertical-align:bottom;text-align:center;">5.17</td> <td data-sheets-numberformat='{"1":2,"2":"0","3":1}' data-sheets-value='{"1":3,"3":58}' style="overflow:hidden;padding:0px 3px 0px 3px;vertical-align:bottom;text-align:center;">58</td> <td data-sheets-numberformat='{"1":2,"2":"0","3":1}' data-sheets-value='{"1":3,"3":60}' style="overflow:hidden;padding:0px 3px 0px 3px;vertical-align:bottom;text-align:center;">60</td> <td data-sheets-numberformat='{"1":2,"2":"0","3":1}' data-sheets-value='{"1":2,"2":"-"}' style="border-right:1px solid #000000;overflow:hidden;padding:0px 3px 0px 3px;vertical-align:bottom;text-align:center;">-</td> </tr> <tr style="height:20px;"> <td style="border-left:1px solid #000000;overflow:hidden;padding:0px 3px 0px 3px;vertical-align:bottom;font-weight:bold;"></td> <td data-sheets-value='{"1":2,"2":"Double-walled"}' style="overflow:hidden;padding:0px 3px 0px 3px;vertical-align:bottom;font-weight:bold;">Double-walled</td> <td data-sheets-value='{"1":2,"2":"Clear (A/H)"}' style="border-right:1px solid #000000;overflow:hidden;padding:0px 3px 0px 3px;vertical-align:bottom;font-weight:bold;">Clear (A/H)</td> <td data-sheets-numberformat='{"1":2,"2":"0.00","3":1}' data-sheets-value='{"1":3,"3":2.9}' style="overflow:hidden;padding:0px 3px 0px 3px;vertical-align:bottom;text-align:center;">2.90</td> <td data-sheets-numberformat='{"1":2,"2":"0","3":1}' data-sheets-value='{"1":3,"3":79}' style="overflow:hidden;padding:0px 3px 0px 3px;vertical-align:bottom;text-align:center;">79</td> <td data-sheets-numberformat='{"1":2,"2":"0","3":1}' data-sheets-value='{"1":3,"3":72}' style="overflow:hidden;padding:0px 3px 0px 3px;vertical-align:bottom;text-align:center;">72</td> <td data-sheets-numberformat='{"1":2,"2":"0","3":1}' data-sheets-value='{"1":3,"3":20}' style="border-right:1px solid #000000;overflow:hidden;padding:0px 3px 0px 3px;vertical-align:bottom;text-align:center;">20</td> </tr> <tr style="height:20px;"> <td style="border-left:1px solid #000000;overflow:hidden;padding:0px 3px 0px 3px;vertical-align:bottom;font-weight:bold;"></td> <td data-sheets-value='{"1":2,"2":"Double-walled"}' style="overflow:hidden;padding:0px 3px 0px 3px;vertical-align:bottom;font-weight:bold;">Double-walled</td> <td data-sheets-value='{"1":2,"2":"Clear (A/A)"}' style="border-right:1px solid #000000;overflow:hidden;padding:0px 3px 0px 3px;vertical-align:bottom;font-weight:bold;">Clear (A/A)</td> <td data-sheets-numberformat='{"1":2,"2":"0.00","3":1}' data-sheets-value='{"1":3,"3":2.9}' style="overflow:hidden;padding:0px 3px 0px 3px;vertical-align:bottom;text-align:center;">2.90</td> <td data-sheets-numberformat='{"1":2,"2":"0","3":1}' data-sheets-value='{"1":3,"3":77}' style="overflow:hidden;padding:0px 3px 0px 3px;vertical-align:bottom;text-align:center;">77</td> <td data-sheets-numberformat='{"1":2,"2":"0","3":1}' data-sheets-value='{"1":3,"3":69}' style="overflow:hidden;padding:0px 3px 0px 3px;vertical-align:bottom;text-align:center;">69</td> <td data-sheets-numberformat='{"1":2,"2":"0","3":1}' data-sheets-value='{"1":3,"3":20}' style="border-right:1px solid #000000;overflow:hidden;padding:0px 3px 0px 3px;vertical-align:bottom;text-align:center;">20</td> </tr> <tr style="height:20px;"> <td style="border-left:1px solid #000000;overflow:hidden;padding:0px 3px 0px 3px;vertical-align:bottom;font-weight:bold;"></td> <td data-sheets-value='{"1":2,"2":"Double-walled"}' style="overflow:hidden;padding:0px 3px 0px 3px;vertical-align:bottom;font-weight:bold;">Double-walled</td> <td data-sheets-value='{"1":2,"2":"Opal (A/O)"}' style="border-right:1px solid #000000;overflow:hidden;padding:0px 3px 0px 3px;vertical-align:bottom;font-weight:bold;">Opal (A/O)</td> <td data-sheets-numberformat='{"1":2,"2":"0.00","3":1}' data-sheets-value='{"1":3,"3":2.9}' style="overflow:hidden;padding:0px 3px 0px 3px;vertical-align:bottom;text-align:center;">2.90</td> <td data-sheets-numberformat='{"1":2,"2":"0","3":1}' data-sheets-value='{"1":3,"3":73}' style="overflow:hidden;padding:0px 3px 0px 3px;vertical-align:bottom;text-align:center;">73</td> <td data-sheets-numberformat='{"1":2,"2":"0","3":1}' data-sheets-value='{"1":3,"3":63}' style="overflow:hidden;padding:0px 3px 0px 3px;vertical-align:bottom;text-align:center;">63</td> <td data-sheets-numberformat='{"1":2,"2":"0","3":1}' data-sheets-value='{"1":3,"3":20}' style="border-right:1px solid #000000;overflow:hidden;padding:0px 3px 0px 3px;vertical-align:bottom;text-align:center;">20</td> </tr> <tr style="height:20px;"> <td style="border-left:1px solid #000000;overflow:hidden;padding:0px 3px 0px 3px;vertical-align:bottom;font-weight:bold;"></td> <td data-sheets-value='{"1":2,"2":"Double-walled"}' style="overflow:hidden;padding:0px 3px 0px 3px;vertical-align:bottom;font-weight:bold;">Double-walled</td> <td data-sheets-value='{"1":2,"2":"Opal (A/D)"}' style="border-right:1px solid #000000;overflow:hidden;padding:0px 3px 0px 3px;vertical-align:bottom;font-weight:bold;">Opal (A/D)</td> <td data-sheets-numberformat='{"1":2,"2":"0.00","3":1}' data-sheets-value='{"1":3,"3":2.9}' style="overflow:hidden;padding:0px 3px 0px 3px;vertical-align:bottom;text-align:center;">2.90</td> <td data-sheets-numberformat='{"1":2,"2":"0","3":1}' data-sheets-value='{"1":3,"3":51}' style="overflow:hidden;padding:0px 3px 0px 3px;vertical-align:bottom;text-align:center;">51</td> <td data-sheets-numberformat='{"1":2,"2":"0","3":1}' data-sheets-value='{"1":3,"3":50}' style="overflow:hidden;padding:0px 3px 0px 3px;vertical-align:bottom;text-align:center;">50</td> <td data-sheets-numberformat='{"1":2,"2":"0","3":1}' data-sheets-value='{"1":3,"3":20}' style="border-right:1px solid #000000;overflow:hidden;padding:0px 3px 0px 3px;vertical-align:bottom;text-align:center;">20</td> </tr> <tr style="height:20px;"> <td style="border-left:1px solid #000000;overflow:hidden;padding:0px 3px 0px 3px;vertical-align:bottom;font-weight:bold;"></td> <td data-sheets-value='{"1":2,"2":"Triple-walled"}' style="overflow:hidden;padding:0px 3px 0px 3px;vertical-align:bottom;font-weight:bold;">Triple-walled</td> <td data-sheets-value='{"1":2,"2":"Clear (A/H/H)"}' style="border-right:1px solid #000000;overflow:hidden;padding:0px 3px 0px 3px;vertical-align:bottom;font-weight:bold;">Clear (A/H/H)</td> <td data-sheets-numberformat='{"1":2,"2":"0.00","3":1}' data-sheets-value='{"1":3,"3":1.7}' style="overflow:hidden;padding:0px 3px 0px 3px;vertical-align:bottom;text-align:center;">1.70</td> <td data-sheets-numberformat='{"1":2,"2":"0","3":1}' data-sheets-value='{"1":3,"3":71}' style="overflow:hidden;padding:0px 3px 0px 3px;vertical-align:bottom;text-align:center;">71</td> <td data-sheets-numberformat='{"1":2,"2":"0","3":1}' data-sheets-value='{"1":3,"3":63}' style="overflow:hidden;padding:0px 3px 0px 3px;vertical-align:bottom;text-align:center;">63</td> <td data-sheets-numberformat='{"1":2,"2":"0","3":1}' data-sheets-value='{"1":3,"3":22}' style="border-right:1px solid #000000;overflow:hidden;padding:0px 3px 0px 3px;vertical-align:bottom;text-align:center;">22</td> </tr> <tr style="height:20px;"> <td style="border-left:1px solid #000000;overflow:hidden;padding:0px 3px 0px 3px;vertical-align:bottom;font-weight:bold;"></td> <td data-sheets-value='{"1":2,"2":"Triple-walled"}' style="overflow:hidden;padding:0px 3px 0px 3px;vertical-align:bottom;font-weight:bold;">Triple-walled</td> <td data-sheets-value='{"1":2,"2":"Opal (A/O/O)"}' style="border-right:1px solid #000000;overflow:hidden;padding:0px 3px 0px 3px;vertical-align:bottom;font-weight:bold;">Opal (A/O/O)</td> <td data-sheets-numberformat='{"1":2,"2":"0.00","3":1}' data-sheets-value='{"1":3,"3":1.7}' style="overflow:hidden;padding:0px 3px 0px 3px;vertical-align:bottom;text-align:center;">1.70</td> <td data-sheets-numberformat='{"1":2,"2":"0","3":1}' data-sheets-value='{"1":3,"3":61}' style="overflow:hidden;padding:0px 3px 0px 3px;vertical-align:bottom;text-align:center;">61</td> <td data-sheets-numberformat='{"1":2,"2":"0","3":1}' data-sheets-value='{"1":3,"3":48}' style="overflow:hidden;padding:0px 3px 0px 3px;vertical-align:bottom;text-align:center;">48</td> <td data-sheets-numberformat='{"1":2,"2":"0","3":1}' data-sheets-value='{"1":3,"3":22}' style="border-right:1px solid #000000;overflow:hidden;padding:0px 3px 0px 3px;vertical-align:bottom;text-align:center;">22</td> </tr> <tr style="height:20px;"> <td style="border-left:1px solid #000000;overflow:hidden;padding:0px 3px 0px 3px;vertical-align:bottom;font-weight:bold;"></td> <td data-sheets-value='{"1":2,"2":"Four-walled"}' style="overflow:hidden;padding:0px 3px 0px 3px;vertical-align:bottom;font-weight:bold;">Four-walled</td> <td data-sheets-value='{"1":2,"2":"Clear (A/H/H/H)"}' style="border-right:1px solid #000000;overflow:hidden;padding:0px 3px 0px 3px;vertical-align:bottom;font-weight:bold;">Clear (A/H/H/H)</td> <td data-sheets-numberformat='{"1":2,"2":"0.00","3":1}' data-sheets-value='{"1":3,"3":1.28}' style="overflow:hidden;padding:0px 3px 0px 3px;vertical-align:bottom;text-align:center;">1.28</td> <td data-sheets-numberformat='{"1":2,"2":"0","3":1}' data-sheets-value='{"1":3,"3":64}' style="overflow:hidden;padding:0px 3px 0px 3px;vertical-align:bottom;text-align:center;">64</td> <td data-sheets-numberformat='{"1":2,"2":"0","3":1}' data-sheets-value='{"1":3,"3":52}' style="overflow:hidden;padding:0px 3px 0px 3px;vertical-align:bottom;text-align:center;">52</td> <td data-sheets-numberformat='{"1":2,"2":"0","3":1}' data-sheets-value='{"1":3,"3":23}' style="border-right:1px solid #000000;overflow:hidden;padding:0px 3px 0px 3px;vertical-align:bottom;text-align:center;">23</td> </tr> <tr style="height:20px;"> <td style="border-bottom:1px solid #000000;border-left:1px solid #000000;overflow:hidden;padding:0px 3px 0px 3px;vertical-align:bottom;"></td> <td data-sheets-value='{"1":2,"2":"Four-walled"}' style="border-bottom:1px solid #000000;overflow:hidden;padding:0px 3px 0px 3px;vertical-align:bottom;font-weight:bold;">Four-walled</td> <td data-sheets-value='{"1":2,"2":"Opal (A/H/O/H)"}' style="border-right:1px solid #000000;border-bottom:1px solid #000000;overflow:hidden;padding:0px 3px 0px 3px;vertical-align:bottom;font-weight:bold;">Opal (A/H/O/H)</td> <td data-sheets-numberformat='{"1":2,"2":"0.00","3":1}' data-sheets-value='{"1":3,"3":1.28}' style="border-bottom:1px solid #000000;overflow:hidden;padding:0px 3px 0px 3px;vertical-align:bottom;text-align:center;">1.28</td> <td data-sheets-numberformat='{"1":2,"2":"0","3":1}' data-sheets-value='{"1":3,"3":59}' style="border-bottom:1px solid #000000;overflow:hidden;padding:0px 3px 0px 3px;vertical-align:bottom;text-align:center;">59</td> <td data-sheets-numberformat='{"1":2,"2":"0","3":1}' data-sheets-value='{"1":3,"3":46}' style="border-bottom:1px solid #000000;overflow:hidden;padding:0px 3px 0px 3px;vertical-align:bottom;text-align:center;">46</td> <td data-sheets-numberformat='{"1":2,"2":"0","3":1}' data-sheets-value='{"1":3,"3":23}' style="border-right:1px solid #000000;border-bottom:1px solid #000000;overflow:hidden;padding:0px 3px 0px 3px;vertical-align:bottom;text-align:center;">23</td> </tr> <tr style="height:20px;"> <td data-sheets-value='{"1":2,"2":"Polycarbonate"}' style="border-left:1px solid #000000;overflow:hidden;padding:0px 3px 0px 3px;vertical-align:bottom;font-weight:bold;">Polycarbonate</td> <td data-sheets-value='{"1":2,"2":"Single-walled"}' style="overflow:hidden;padding:0px 3px 0px 3px;vertical-align:bottom;font-weight:bold;">Single-walled</td> <td data-sheets-value='{"1":2,"2":"Heatstop Opal (T)"}' style="border-right:1px solid #000000;overflow:hidden;padding:0px 3px 0px 3px;vertical-align:bottom;font-weight:bold;">Heatstop Opal (T)</td> <td data-sheets-numberformat='{"1":2,"2":"0.00","3":1}' data-sheets-value='{"1":3,"3":5.17}' style="overflow:hidden;padding:0px 3px 0px 3px;vertical-align:bottom;text-align:center;">5.17</td> <td data-sheets-numberformat='{"1":2,"2":"0","3":1}' data-sheets-value='{"1":3,"3":49}' style="overflow:hidden;padding:0px 3px 0px 3px;vertical-align:bottom;text-align:center;">49</td> <td data-sheets-numberformat='{"1":2,"2":"0","3":1}' data-sheets-value='{"1":3,"3":59}' style="overflow:hidden;padding:0px 3px 0px 3px;vertical-align:bottom;text-align:center;">59</td> <td data-sheets-numberformat='{"1":2,"2":"0","3":1}' data-sheets-value='{"1":2,"2":"-"}' style="border-right:1px solid #000000;overflow:hidden;padding:0px 3px 0px 3px;vertical-align:bottom;text-align:center;">-</td> </tr> <tr style="height:20px;"> <td data-sheets-value='{"1":2,"2":"Heatstop PC"}' style="border-left:1px solid #000000;overflow:hidden;padding:0px 3px 0px 3px;vertical-align:bottom;font-weight:bold;">Heatstop PC</td> <td data-sheets-value='{"1":2,"2":"Double-walled"}' style="overflow:hidden;padding:0px 3px 0px 3px;vertical-align:bottom;font-weight:bold;">Double-walled</td> <td data-sheets-value='{"1":2,"2":"Clear (T/H)"}' style="border-right:1px solid #000000;overflow:hidden;padding:0px 3px 0px 3px;vertical-align:bottom;font-weight:bold;">Clear (T/H)</td> <td data-sheets-numberformat='{"1":2,"2":"0.00","3":1}' data-sheets-value='{"1":3,"3":2.9}' style="overflow:hidden;padding:0px 3px 0px 3px;vertical-align:bottom;text-align:center;">2.90</td> <td data-sheets-numberformat='{"1":2,"2":"0","3":1}' data-sheets-value='{"1":3,"3":44}' style="overflow:hidden;padding:0px 3px 0px 3px;vertical-align:bottom;text-align:center;">44</td> <td data-sheets-numberformat='{"1":2,"2":"0","3":1}' data-sheets-value='{"1":3,"3":51}' style="overflow:hidden;padding:0px 3px 0px 3px;vertical-align:bottom;text-align:center;">51</td> <td data-sheets-numberformat='{"1":2,"2":"0","3":1}' data-sheets-value='{"1":3,"3":20}' style="border-right:1px solid #000000;overflow:hidden;padding:0px 3px 0px 3px;vertical-align:bottom;text-align:center;">20</td> </tr> <tr style="height:20px;"> <td style="border-left:1px solid #000000;overflow:hidden;padding:0px 3px 0px 3px;vertical-align:bottom;font-weight:bold;"></td> <td data-sheets-value='{"1":2,"2":"Double-walled"}' style="overflow:hidden;padding:0px 3px 0px 3px;vertical-align:bottom;font-weight:bold;">Double-walled</td> <td data-sheets-value='{"1":2,"2":"Opal (T/O)"}' style="border-right:1px solid #000000;overflow:hidden;padding:0px 3px 0px 3px;vertical-align:bottom;font-weight:bold;">Opal (T/O)</td> <td data-sheets-numberformat='{"1":2,"2":"0.00","3":1}' data-sheets-value='{"1":3,"3":2.9}' style="overflow:hidden;padding:0px 3px 0px 3px;vertical-align:bottom;text-align:center;">2.90</td> <td data-sheets-numberformat='{"1":2,"2":"0","3":1}' data-sheets-value='{"1":3,"3":41}' style="overflow:hidden;padding:0px 3px 0px 3px;vertical-align:bottom;text-align:center;">41</td> <td data-sheets-numberformat='{"1":2,"2":"0","3":1}' data-sheets-value='{"1":3,"3":45}' style="overflow:hidden;padding:0px 3px 0px 3px;vertical-align:bottom;text-align:center;">45</td> <td data-sheets-numberformat='{"1":2,"2":"0","3":1}' data-sheets-value='{"1":3,"3":20}' style="border-right:1px solid #000000;overflow:hidden;padding:0px 3px 0px 3px;vertical-align:bottom;text-align:center;">20</td> </tr> <tr style="height:20px;"> <td style="border-left:1px solid #000000;overflow:hidden;padding:0px 3px 0px 3px;vertical-align:bottom;font-weight:bold;"></td> <td data-sheets-value='{"1":2,"2":"Triple-walled"}' style="overflow:hidden; | skylux-160-ce-met-koepel-en-pvc-opstand-30-20-met-lm-motor-1600-x-2000-mm | 8586032054605 | 46872356553037
Smoke and heat exhaust (SHEV) | SHE system | Skylux | Skylux 160° CE with skylight and PVC curb 30/20 with double LM-actuator 1600 x 2200 mm |  | 36046 | 5412970360469 | 8499.05 | Yes | 30-45 | 151.23 | 1600 x 2200 mm | 2200 | 1600 |  | PVC 30/20 (30 cm high & roof opening = 20 cm larger than daylight size) | Rectangular | 5.17 W/m²K - 1.28 W/m²K | 87% - 32% | 90% - 32% | 20dB - 23dB | 160° CE (for industry) | skylight | without spoiler | E | Double actuator | Maximum four-walled skylight possible for this product | Ut-value LT-value g-value Rw-value EN 1873 : 2014 EN ISO 13468 EN 16153 EN 410 EN 410 EN ISO 140-3 Material Walls Shells (W/m²K) (%) (%) (dB) Acrylic Single-walled Clear (H) 5.17 90 87 - PMMA Single-walled Opal (O) 5.17 83 76 - Double-walled Clear (H/H) 2.90 81 75 20 Double-walled Opal (O/O) 2.90 69 58 20 Triple-walled Clear (H/H/H) 1.70 73 65 22 Triple-walled Opal (O/H/O) 1.70 62 51 22 Four-walled Clear (H/H/H/H) 1.28 64 54 23 Four-walled Opal (H/H/O/H) 1.28 59 48 23 Polycarbonate Single-walled Clear (A) 5.17 88 83 - PC Single-walled Opal (D) 5.17 58 60 - Double-walled Clear (A/H) 2.90 79 72 20 Double-walled Clear (A/A) 2.90 77 69 20 Double-walled Opal (A/O) 2.90 73 63 20 Double-walled Opal (A/D) 2.90 51 50 20 Triple-walled Clear (A/H/H) 1.70 71 63 22 Triple-walled Opal (A/O/O) 1.70 61 48 22 Four-walled Clear (A/H/H/H) 1.28 64 52 23 Four-walled Opal (A/H/O/H) 1.28 59 46 23 Polycarbonate Single-walled Heatstop Opal (T) 5.17 49 59 - Heatstop PC Double-walled Clear (T/H) 2.90 44 51 20 Double-walled Opal (T/O) 2.90 41 45 20 Triple-walled Clear (T/H/H) 1.70 40 <td data-sheets-numberformat='{"1":2,"2":"0","3":1}' data-sheets-value='{"1":3,"3":44}' style="overflow:hidden;paddin | https://skylux.eu/en/products/skylux-160-ce-met-koepel-en-pvc-opstand-30-20-met-lm-motor-1600-x-2200-mm | https://skylux.eu/cdn/shop/files/Skylux-160deg-CE-met-koepel-en-pvc-opstand-3020-met-dubbele-LM-motor-1600-x-2200-mm-RWA-systeem.jpg?v=1702980616&width=1600 | https://skylux.eu/cdn/shop/files/e5a82811-1bb0-48e4-a776-cacb59c7c092_40152008-b8b4-4cb8-b329-6e8b6f43eff5.jpg?v=1688551170&width=1600 | //skylux.eu/cdn/shop/files/E_MH_Mounting_instructions_Skylux_160_CE_LM.pdf?v=12406716259046007223 | //skylux.eu/cdn/shop/files/E_TD_Technical_File_Skylux_Skylux_160_CE_Electric.pdf?v=3667116872303399239 | <style type="text/css" id="isPasted"> <!--td { border: 1px solid #cccccc; } br { mso-data-placement: same-cell; } --> </style> <table border="1" cellpadding="0" cellspacing="0" dir="ltr" style="table-layout:fixed;font-size:10pt;font-family:Arial;border-collapse:collapse;border:none;"><tbody> <tr style="height:20px;"> <td style="overflow:hidden;padding:0px 3px 0px 3px;vertical-align:bottom;"></td> <td style="overflow:hidden;padding:0px 3px 0px 3px;vertical-align:bottom;"></td> <td style="overflow:hidden;padding:0px 3px 0px 3px;vertical-align:bottom;"></td> <td data-sheets-value='{"1":2,"2":"Ut-value"}' style="overflow:hidden;padding:0px 3px 0px 3px;vertical-align:bottom;font-weight:bold;text-align:center;">Ut-value</td> <td data-sheets-value='{"1":2,"2":"LT-value"}' style="overflow:hidden;padding:0px 3px 0px 3px;vertical-align:bottom;font-weight:bold;text-align:center;">LT-value</td> <td data-sheets-value='{"1":2,"2":"g-value"}' style="overflow:hidden;padding:0px 3px 0px 3px;vertical-align:bottom;font-weight:bold;text-align:center;">g-value</td> <td data-sheets-value='{"1":2,"2":"Rw-value "}' style="overflow:hidden;padding:0px 3px 0px 3px;vertical-align:bottom;font-weight:bold;text-align:center;">Rw-value </td> </tr> <tr style="height:20px;"> <td style="overflow:hidden;padding:0px 3px 0px 3px;vertical-align:bottom;"></td> <td style="overflow:hidden;padding:0px 3px 0px 3px;vertical-align:bottom;"></td> <td style="overflow:hidden;padding:0px 3px 0px 3px;vertical-align:bottom;"></td> <td data-sheets-numberformat='{"1":2,"2":"0.00","3":1}' data-sheets-value='{"1":2,"2":"EN 1873 : 2014"}' style="overflow:hidden;padding:0px 3px 0px 3px;vertical-align:bottom;text-align:center;">EN 1873 : 2014</td> <td data-sheets-numberformat='{"1":2,"2":"0","3":1}' data-sheets-value='{"1":2,"2":"EN ISO 13468 EN 16153 EN 410"}' style="overflow:hidden;padding:0px 3px 0px 3px;vertical-align:bottom;text-align:center;">EN ISO 13468 EN 16153 EN 410</td> <td data-sheets-numberformat='{"1":2,"2":"0","3":1}' data-sheets-value='{"1":2,"2":"EN 410"}' style="overflow:hidden;padding:0px 3px 0px 3px;vertical-align:bottom;text-align:center;">EN 410</td> <td data-sheets-value='{"1":2,"2":"EN ISO 140-3\t\t"}' style="overflow:hidden;padding:0px 3px 0px 3px;vertical-align:bottom;text-align:center;">EN ISO 140-3 </td> </tr> <tr style="height:20px;"> <td data-sheets-value='{"1":2,"2":"Material"}' style="border-bottom:1px solid #000000;overflow:hidden;padding:0px 3px 0px 3px;vertical-align:bottom;background-color:#000000;font-weight:bold;color:#ffffff;">Material</td> <td data-sheets-value='{"1":2,"2":"Walls"}' style="border-bottom:1px solid #000000;overflow:hidden;padding:0px 3px 0px 3px;vertical-align:bottom;background-color:#000000;font-weight:bold;color:#ffffff;">Walls</td> <td data-sheets-value='{"1":2,"2":"Shells"}' style="border-bottom:1px solid #000000;overflow:hidden;padding:0px 3px 0px 3px;vertical-align:bottom;background-color:#000000;font-weight:bold;color:#ffffff;">Shells</td> <td data-sheets-numberformat='{"1":2,"2":"0.00","3":1}' data-sheets-value='{"1":2,"2":"(W/m²K)\t"}' style="border-bottom:1px solid #000000;overflow:hidden;padding:0px 3px 0px 3px;vertical-align:bottom;background-color:#000000;font-weight:bold;color:#ffffff;text-align:center;">(W/m²K) </td> <td data-sheets-numberformat='{"1":2,"2":"0","3":1}' data-sheets-value='{"1":2,"2":"(%)"}' style="border-bottom:1px solid #000000;overflow:hidden;padding:0px 3px 0px 3px;vertical-align:bottom;background-color:#000000;font-weight:bold;color:#ffffff;text-align:center;">(%)</td> <td data-sheets-numberformat='{"1":2,"2":"0","3":1}' data-sheets-value='{"1":2,"2":"(%)"}' style="border-bottom:1px solid #000000;overflow:hidden;padding:0px 3px 0px 3px;vertical-align:bottom;background-color:#000000;font-weight:bold;color:#ffffff;text-align:center;">(%)</td> <td data-sheets-value='{"1":2,"2":"(dB)"}' style="border-bottom:1px solid #000000;overflow:hidden;padding:0px 3px 0px 3px;vertical-align:bottom;background-color:#000000;font-weight:bold;color:#ffffff;text-align:center;">(dB)</td> </tr> <tr style="height:20px;"> <td data-sheets-value='{"1":2,"2":"Acrylic"}' style="border-left:1px solid #000000;overflow:hidden;padding:0px 3px 0px 3px;vertical-align:bottom;font-weight:bold;">Acrylic</td> <td data-sheets-value='{"1":2,"2":"Single-walled"}' style="overflow:hidden;padding:0px 3px 0px 3px;vertical-align:bottom;font-weight:bold;">Single-walled</td> <td data-sheets-value='{"1":2,"2":"Clear (H)"}' style="border-right:1px solid #000000;overflow:hidden;padding:0px 3px 0px 3px;vertical-align:bottom;font-weight:bold;">Clear (H)</td> <td data-sheets-numberformat='{"1":2,"2":"0.00","3":1}' data-sheets-value='{"1":3,"3":5.17}' style="overflow:hidden;padding:0px 3px 0px 3px;vertical-align:bottom;text-align:center;">5.17</td> <td data-sheets-numberformat='{"1":2,"2":"0","3":1}' data-sheets-value='{"1":3,"3":90}' style="overflow:hidden;padding:0px 3px 0px 3px;vertical-align:bottom;text-align:center;">90</td> <td data-sheets-numberformat='{"1":2,"2":"0","3":1}' data-sheets-value='{"1":3,"3":87}' style="overflow:hidden;padding:0px 3px 0px 3px;vertical-align:bottom;text-align:center;">87</td> <td data-sheets-numberformat='{"1":2,"2":"0","3":1}' data-sheets-value='{"1":2,"2":"-"}' style="border-right:1px solid #000000;overflow:hidden;padding:0px 3px 0px 3px;vertical-align:bottom;text-align:center;">-</td> </tr> <tr style="height:20px;"> <td data-sheets-value='{"1":2,"2":"PMMA"}' style="border-left:1px solid #000000;overflow:hidden;padding:0px 3px 0px 3px;vertical-align:bottom;font-weight:bold;">PMMA</td> <td data-sheets-value='{"1":2,"2":"Single-walled"}' style="overflow:hidden;padding:0px 3px 0px 3px;vertical-align:bottom;font-weight:bold;">Single-walled</td> <td data-sheets-value='{"1":2,"2":"Opal (O)"}' style="border-right:1px solid #000000;overflow:hidden;padding:0px 3px 0px 3px;vertical-align:bottom;font-weight:bold;">Opal (O)</td> <td data-sheets-numberformat='{"1":2,"2":"0.00","3":1}' data-sheets-value='{"1":3,"3":5.17}' style="overflow:hidden;padding:0px 3px 0px 3px;vertical-align:bottom;text-align:center;">5.17</td> <td data-sheets-numberformat='{"1":2,"2":"0","3":1}' data-sheets-value='{"1":3,"3":83}' style="overflow:hidden;padding:0px 3px 0px 3px;vertical-align:bottom;text-align:center;">83</td> <td data-sheets-numberformat='{"1":2,"2":"0","3":1}' data-sheets-value='{"1":3,"3":76}' style="overflow:hidden;padding:0px 3px 0px 3px;vertical-align:bottom;text-align:center;">76</td> <td data-sheets-numberformat='{"1":2,"2":"0","3":1}' data-sheets-value='{"1":2,"2":"-"}' style="border-right:1px solid #000000;overflow:hidden;padding:0px 3px 0px 3px;vertical-align:bottom;text-align:center;">-</td> </tr> <tr style="height:20px;"> <td style="border-left:1px solid #000000;overflow:hidden;padding:0px 3px 0px 3px;vertical-align:bottom;font-weight:bold;"></td> <td data-sheets-value='{"1":2,"2":"Double-walled"}' style="overflow:hidden;padding:0px 3px 0px 3px;vertical-align:bottom;font-weight:bold;">Double-walled</td> <td data-sheets-value='{"1":2,"2":"Clear (H/H)"}' style="border-right:1px solid #000000;overflow:hidden;padding:0px 3px 0px 3px;vertical-align:bottom;font-weight:bold;">Clear (H/H)</td> <td data-sheets-numberformat='{"1":2,"2":"0.00","3":1}' data-sheets-value='{"1":3,"3":2.9}' style="overflow:hidden;padding:0px 3px 0px 3px;vertical-align:bottom;text-align:center;">2.90</td> <td data-sheets-numberformat='{"1":2,"2":"0","3":1}' data-sheets-value='{"1":3,"3":81}' style="overflow:hidden;padding:0px 3px 0px 3px;vertical-align:bottom;text-align:center;">81</td> <td data-sheets-numberformat='{"1":2,"2":"0","3":1}' data-sheets-value='{"1":3,"3":75}' style="overflow:hidden;padding:0px 3px 0px 3px;vertical-align:bottom;text-align:center;">75</td> <td data-sheets-numberformat='{"1":2,"2":"0","3":1}' data-sheets-value='{"1":3,"3":20}' style="border-right:1px solid #000000;overflow:hidden;padding:0px 3px 0px 3px;vertical-align:bottom;text-align:center;">20</td> </tr> <tr style="height:20px;"> <td style="border-left:1px solid #000000;overflow:hidden;padding:0px 3px 0px 3px;vertical-align:bottom;font-weight:bold;"></td> <td data-sheets-value='{"1":2,"2":"Double-walled"}' style="overflow:hidden;padding:0px 3px 0px 3px;vertical-align:bottom;font-weight:bold;">Double-walled</td> <td data-sheets-value='{"1":2,"2":"Opal (O/O)"}' style="border-right:1px solid #000000;overflow:hidden;padding:0px 3px 0px 3px;vertical-align:bottom;font-weight:bold;">Opal (O/O)</td> <td data-sheets-numberformat='{"1":2,"2":"0.00","3":1}' data-sheets-value='{"1":3,"3":2.9}' style="overflow:hidden;padding:0px 3px 0px 3px;vertical-align:bottom;text-align:center;">2.90</td> <td data-sheets-numberformat='{"1":2,"2":"0","3":1}' data-sheets-value='{"1":3,"3":69}' style="overflow:hidden;padding:0px 3px 0px 3px;vertical-align:bottom;text-align:center;">69</td> <td data-sheets-numberformat='{"1":2,"2":"0","3":1}' data-sheets-value='{"1":3,"3":58}' style="overflow:hidden;padding:0px 3px 0px 3px;vertical-align:bottom;text-align:center;">58</td> <td data-sheets-numberformat='{"1":2,"2":"0","3":1}' data-sheets-value='{"1":3,"3":20}' style="border-right:1px solid #000000;overflow:hidden;padding:0px 3px 0px 3px;vertical-align:bottom;text-align:center;">20</td> </tr> <tr style="height:20px;"> <td style="border-left:1px solid #000000;overflow:hidden;padding:0px 3px 0px 3px;vertical-align:bottom;font-weight:bold;"></td> <td data-sheets-value='{"1":2,"2":"Triple-walled"}' style="overflow:hidden;padding:0px 3px 0px 3px;vertical-align:bottom;font-weight:bold;">Triple-walled</td> <td data-sheets-value='{"1":2,"2":"Clear (H/H/H)"}' style="border-right:1px solid #000000;overflow:hidden;padding:0px 3px 0px 3px;vertical-align:bottom;font-weight:bold;">Clear (H/H/H)</td> <td data-sheets-numberformat='{"1":2,"2":"0.00","3":1}' data-sheets-value='{"1":3,"3":1.7}' style="overflow:hidden;padding:0px 3px 0px 3px;vertical-align:bottom;text-align:center;">1.70</td> <td data-sheets-numberformat='{"1":2,"2":"0","3":1}' data-sheets-value='{"1":3,"3":73}' style="overflow:hidden;padding:0px 3px 0px 3px;vertical-align:bottom;text-align:center;">73</td> <td data-sheets-numberformat='{"1":2,"2":"0","3":1}' data-sheets-value='{"1":3,"3":65}' style="overflow:hidden;padding:0px 3px 0px 3px;vertical-align:bottom;text-align:center;">65</td> <td data-sheets-numberformat='{"1":2,"2":"0","3":1}' data-sheets-value='{"1":3,"3":22}' style="border-right:1px solid #000000;overflow:hidden;padding:0px 3px 0px 3px;vertical-align:bottom;text-align:center;">22</td> </tr> <tr style="height:20px;"> <td style="border-left:1px solid #000000;overflow:hidden;padding:0px 3px 0px 3px;vertical-align:bottom;font-weight:bold;"></td> <td data-sheets-value='{"1":2,"2":"Triple-walled"}' style="overflow:hidden;padding:0px 3px 0px 3px;vertical-align:bottom;font-weight:bold;">Triple-walled</td> <td data-sheets-value='{"1":2,"2":"Opal (O/H/O)"}' style="border-right:1px solid #000000;overflow:hidden;padding:0px 3px 0px 3px;vertical-align:bottom;font-weight:bold;">Opal (O/H/O)</td> <td data-sheets-numberformat='{"1":2,"2":"0.00","3":1}' data-sheets-value='{"1":3,"3":1.7}' style="overflow:hidden;padding:0px 3px 0px 3px;vertical-align:bottom;text-align:center;">1.70</td> <td data-sheets-numberformat='{"1":2,"2":"0","3":1}' data-sheets-value='{"1":3,"3":62}' style="overflow:hidden;padding:0px 3px 0px 3px;vertical-align:bottom;text-align:center;">62</td> <td data-sheets-numberformat='{"1":2,"2":"0","3":1}' data-sheets-value='{"1":3,"3":51}' style="overflow:hidden;padding:0px 3px 0px 3px;vertical-align:bottom;text-align:center;">51</td> <td data-sheets-numberformat='{"1":2,"2":"0","3":1}' data-sheets-value='{"1":3,"3":22}' style="border-right:1px solid #000000;overflow:hidden;padding:0px 3px 0px 3px;vertical-align:bottom;text-align:center;">22</td> </tr> <tr style="height:20px;"> <td style="border-left:1px solid #000000;overflow:hidden;padding:0px 3px 0px 3px;vertical-align:bottom;font-weight:bold;"></td> <td data-sheets-value='{"1":2,"2":"Four-walled"}' style="overflow:hidden;padding:0px 3px 0px 3px;vertical-align:bottom;font-weight:bold;">Four-walled</td> <td data-sheets-value='{"1":2,"2":"Clear (H/H/H/H)"}' style="border-right:1px solid #000000;overflow:hidden;padding:0px 3px 0px 3px;vertical-align:bottom;font-weight:bold;">Clear (H/H/H/H)</td> <td data-sheets-numberformat='{"1":2,"2":"0.00","3":1}' data-sheets-value='{"1":3,"3":1.28}' style="overflow:hidden;padding:0px 3px 0px 3px;vertical-align:bottom;text-align:center;">1.28</td> <td data-sheets-numberformat='{"1":2,"2":"0","3":1}' data-sheets-value='{"1":3,"3":64}' style="overflow:hidden;padding:0px 3px 0px 3px;vertical-align:bottom;text-align:center;">64</td> <td data-sheets-numberformat='{"1":2,"2":"0","3":1}' data-sheets-value='{"1":3,"3":54}' style="overflow:hidden;padding:0px 3px 0px 3px;vertical-align:bottom;text-align:center;">54</td> <td data-sheets-numberformat='{"1":2,"2":"0","3":1}' data-sheets-value='{"1":3,"3":23}' style="border-right:1px solid #000000;overflow:hidden;padding:0px 3px 0px 3px;vertical-align:bottom;text-align:center;">23</td> </tr> <tr style="height:20px;"> <td style="border-bottom:1px solid #000000;border-left:1px solid #000000;overflow:hidden;padding:0px 3px 0px 3px;vertical-align:bottom;"></td> <td data-sheets-value='{"1":2,"2":"Four-walled"}' style="border-bottom:1px solid #000000;overflow:hidden;padding:0px 3px 0px 3px;vertical-align:bottom;font-weight:bold;">Four-walled</td> <td data-sheets-value='{"1":2,"2":"Opal (H/H/O/H)"}' style="border-right:1px solid #000000;border-bottom:1px solid #000000;overflow:hidden;padding:0px 3px 0px 3px;vertical-align:bottom;font-weight:bold;">Opal (H/H/O/H)</td> <td data-sheets-numberformat='{"1":2,"2":"0.00","3":1}' data-sheets-value='{"1":3,"3":1.28}' style="border-bottom:1px solid #000000;overflow:hidden;padding:0px 3px 0px 3px;vertical-align:bottom;text-align:center;">1.28</td> <td data-sheets-numberformat='{"1":2,"2":"0","3":1}' data-sheets-value='{"1":3,"3":59}' style="border-bottom:1px solid #000000;overflow:hidden;padding:0px 3px 0px 3px;vertical-align:bottom;text-align:center;">59</td> <td data-sheets-numberformat='{"1":2,"2":"0","3":1}' data-sheets-value='{"1":3,"3":48}' style="border-bottom:1px solid #000000;overflow:hidden;padding:0px 3px 0px 3px;vertical-align:bottom;text-align:center;">48</td> <td data-sheets-numberformat='{"1":2,"2":"0","3":1}' data-sheets-value='{"1":3,"3":23}' style="border-right:1px solid #000000;border-bottom:1px solid #000000;overflow:hidden;padding:0px 3px 0px 3px;vertical-align:bottom;text-align:center;">23</td> </tr> <tr style="height:20px;"> <td data-sheets-value='{"1":2,"2":"Polycarbonate "}' style="border-left:1px solid #000000;overflow:hidden;padding:0px 3px 0px 3px;vertical-align:bottom;font-weight:bold;">Polycarbonate </td> <td data-sheets-value='{"1":2,"2":"Single-walled"}' style="overflow:hidden;padding:0px 3px 0px 3px;vertical-align:bottom;font-weight:bold;">Single-walled</td> <td data-sheets-value='{"1":2,"2":"Clear (A)"}' style="border-right:1px solid #000000;overflow:hidden;padding:0px 3px 0px 3px;vertical-align:bottom;font-weight:bold;">Clear (A)</td> <td data-sheets-numberformat='{"1":2,"2":"0.00","3":1}' data-sheets-value='{"1":3,"3":5.17}' style="overflow:hidden;padding:0px 3px 0px 3px;vertical-align:bottom;text-align:center;">5.17</td> <td data-sheets-numberformat='{"1":2,"2":"0","3":1}' data-sheets-value='{"1":3,"3":88}' style="overflow:hidden;padding:0px 3px 0px 3px;vertical-align:bottom;text-align:center;">88</td> <td data-sheets-numberformat='{"1":2,"2":"0","3":1}' data-sheets-value='{"1":3,"3":83}' style="overflow:hidden;padding:0px 3px 0px 3px;vertical-align:bottom;text-align:center;">83</td> <td data-sheets-numberformat='{"1":2,"2":"0","3":1}' data-sheets-value='{"1":2,"2":"-"}' style="border-right:1px solid #000000;overflow:hidden;padding:0px 3px 0px 3px;vertical-align:bottom;text-align:center;">-</td> </tr> <tr style="height:20px;"> <td data-sheets-value='{"1":2,"2":"PC"}' style="border-left:1px solid #000000;overflow:hidden;padding:0px 3px 0px 3px;vertical-align:bottom;font-weight:bold;">PC</td> <td data-sheets-value='{"1":2,"2":"Single-walled"}' style="overflow:hidden;padding:0px 3px 0px 3px;vertical-align:bottom;font-weight:bold;">Single-walled</td> <td data-sheets-value='{"1":2,"2":"Opal (D)"}' style="border-right:1px solid #000000;overflow:hidden;padding:0px 3px 0px 3px;vertical-align:bottom;font-weight:bold;">Opal (D)</td> <td data-sheets-numberformat='{"1":2,"2":"0.00","3":1}' data-sheets-value='{"1":3,"3":5.17}' style="overflow:hidden;padding:0px 3px 0px 3px;vertical-align:bottom;text-align:center;">5.17</td> <td data-sheets-numberformat='{"1":2,"2":"0","3":1}' data-sheets-value='{"1":3,"3":58}' style="overflow:hidden;padding:0px 3px 0px 3px;vertical-align:bottom;text-align:center;">58</td> <td data-sheets-numberformat='{"1":2,"2":"0","3":1}' data-sheets-value='{"1":3,"3":60}' style="overflow:hidden;padding:0px 3px 0px 3px;vertical-align:bottom;text-align:center;">60</td> <td data-sheets-numberformat='{"1":2,"2":"0","3":1}' data-sheets-value='{"1":2,"2":"-"}' style="border-right:1px solid #000000;overflow:hidden;padding:0px 3px 0px 3px;vertical-align:bottom;text-align:center;">-</td> </tr> <tr style="height:20px;"> <td style="border-left:1px solid #000000;overflow:hidden;padding:0px 3px 0px 3px;vertical-align:bottom;font-weight:bold;"></td> <td data-sheets-value='{"1":2,"2":"Double-walled"}' style="overflow:hidden;padding:0px 3px 0px 3px;vertical-align:bottom;font-weight:bold;">Double-walled</td> <td data-sheets-value='{"1":2,"2":"Clear (A/H)"}' style="border-right:1px solid #000000;overflow:hidden;padding:0px 3px 0px 3px;vertical-align:bottom;font-weight:bold;">Clear (A/H)</td> <td data-sheets-numberformat='{"1":2,"2":"0.00","3":1}' data-sheets-value='{"1":3,"3":2.9}' style="overflow:hidden;padding:0px 3px 0px 3px;vertical-align:bottom;text-align:center;">2.90</td> <td data-sheets-numberformat='{"1":2,"2":"0","3":1}' data-sheets-value='{"1":3,"3":79}' style="overflow:hidden;padding:0px 3px 0px 3px;vertical-align:bottom;text-align:center;">79</td> <td data-sheets-numberformat='{"1":2,"2":"0","3":1}' data-sheets-value='{"1":3,"3":72}' style="overflow:hidden;padding:0px 3px 0px 3px;vertical-align:bottom;text-align:center;">72</td> <td data-sheets-numberformat='{"1":2,"2":"0","3":1}' data-sheets-value='{"1":3,"3":20}' style="border-right:1px solid #000000;overflow:hidden;padding:0px 3px 0px 3px;vertical-align:bottom;text-align:center;">20</td> </tr> <tr style="height:20px;"> <td style="border-left:1px solid #000000;overflow:hidden;padding:0px 3px 0px 3px;vertical-align:bottom;font-weight:bold;"></td> <td data-sheets-value='{"1":2,"2":"Double-walled"}' style="overflow:hidden;padding:0px 3px 0px 3px;vertical-align:bottom;font-weight:bold;">Double-walled</td> <td data-sheets-value='{"1":2,"2":"Clear (A/A)"}' style="border-right:1px solid #000000;overflow:hidden;padding:0px 3px 0px 3px;vertical-align:bottom;font-weight:bold;">Clear (A/A)</td> <td data-sheets-numberformat='{"1":2,"2":"0.00","3":1}' data-sheets-value='{"1":3,"3":2.9}' style="overflow:hidden;padding:0px 3px 0px 3px;vertical-align:bottom;text-align:center;">2.90</td> <td data-sheets-numberformat='{"1":2,"2":"0","3":1}' data-sheets-value='{"1":3,"3":77}' style="overflow:hidden;padding:0px 3px 0px 3px;vertical-align:bottom;text-align:center;">77</td> <td data-sheets-numberformat='{"1":2,"2":"0","3":1}' data-sheets-value='{"1":3,"3":69}' style="overflow:hidden;padding:0px 3px 0px 3px;vertical-align:bottom;text-align:center;">69</td> <td data-sheets-numberformat='{"1":2,"2":"0","3":1}' data-sheets-value='{"1":3,"3":20}' style="border-right:1px solid #000000;overflow:hidden;padding:0px 3px 0px 3px;vertical-align:bottom;text-align:center;">20</td> </tr> <tr style="height:20px;"> <td style="border-left:1px solid #000000;overflow:hidden;padding:0px 3px 0px 3px;vertical-align:bottom;font-weight:bold;"></td> <td data-sheets-value='{"1":2,"2":"Double-walled"}' style="overflow:hidden;padding:0px 3px 0px 3px;vertical-align:bottom;font-weight:bold;">Double-walled</td> <td data-sheets-value='{"1":2,"2":"Opal (A/O)"}' style="border-right:1px solid #000000;overflow:hidden;padding:0px 3px 0px 3px;vertical-align:bottom;font-weight:bold;">Opal (A/O)</td> <td data-sheets-numberformat='{"1":2,"2":"0.00","3":1}' data-sheets-value='{"1":3,"3":2.9}' style="overflow:hidden;padding:0px 3px 0px 3px;vertical-align:bottom;text-align:center;">2.90</td> <td data-sheets-numberformat='{"1":2,"2":"0","3":1}' data-sheets-value='{"1":3,"3":73}' style="overflow:hidden;padding:0px 3px 0px 3px;vertical-align:bottom;text-align:center;">73</td> <td data-sheets-numberformat='{"1":2,"2":"0","3":1}' data-sheets-value='{"1":3,"3":63}' style="overflow:hidden;padding:0px 3px 0px 3px;vertical-align:bottom;text-align:center;">63</td> <td data-sheets-numberformat='{"1":2,"2":"0","3":1}' data-sheets-value='{"1":3,"3":20}' style="border-right:1px solid #000000;overflow:hidden;padding:0px 3px 0px 3px;vertical-align:bottom;text-align:center;">20</td> </tr> <tr style="height:20px;"> <td style="border-left:1px solid #000000;overflow:hidden;padding:0px 3px 0px 3px;vertical-align:bottom;font-weight:bold;"></td> <td data-sheets-value='{"1":2,"2":"Double-walled"}' style="overflow:hidden;padding:0px 3px 0px 3px;vertical-align:bottom;font-weight:bold;">Double-walled</td> <td data-sheets-value='{"1":2,"2":"Opal (A/D)"}' style="border-right:1px solid #000000;overflow:hidden;padding:0px 3px 0px 3px;vertical-align:bottom;font-weight:bold;">Opal (A/D)</td> <td data-sheets-numberformat='{"1":2,"2":"0.00","3":1}' data-sheets-value='{"1":3,"3":2.9}' style="overflow:hidden;padding:0px 3px 0px 3px;vertical-align:bottom;text-align:center;">2.90</td> <td data-sheets-numberformat='{"1":2,"2":"0","3":1}' data-sheets-value='{"1":3,"3":51}' style="overflow:hidden;padding:0px 3px 0px 3px;vertical-align:bottom;text-align:center;">51</td> <td data-sheets-numberformat='{"1":2,"2":"0","3":1}' data-sheets-value='{"1":3,"3":50}' style="overflow:hidden;padding:0px 3px 0px 3px;vertical-align:bottom;text-align:center;">50</td> <td data-sheets-numberformat='{"1":2,"2":"0","3":1}' data-sheets-value='{"1":3,"3":20}' style="border-right:1px solid #000000;overflow:hidden;padding:0px 3px 0px 3px;vertical-align:bottom;text-align:center;">20</td> </tr> <tr style="height:20px;"> <td style="border-left:1px solid #000000;overflow:hidden;padding:0px 3px 0px 3px;vertical-align:bottom;font-weight:bold;"></td> <td data-sheets-value='{"1":2,"2":"Triple-walled"}' style="overflow:hidden;padding:0px 3px 0px 3px;vertical-align:bottom;font-weight:bold;">Triple-walled</td> <td data-sheets-value='{"1":2,"2":"Clear (A/H/H)"}' style="border-right:1px solid #000000;overflow:hidden;padding:0px 3px 0px 3px;vertical-align:bottom;font-weight:bold;">Clear (A/H/H)</td> <td data-sheets-numberformat='{"1":2,"2":"0.00","3":1}' data-sheets-value='{"1":3,"3":1.7}' style="overflow:hidden;padding:0px 3px 0px 3px;vertical-align:bottom;text-align:center;">1.70</td> <td data-sheets-numberformat='{"1":2,"2":"0","3":1}' data-sheets-value='{"1":3,"3":71}' style="overflow:hidden;padding:0px 3px 0px 3px;vertical-align:bottom;text-align:center;">71</td> <td data-sheets-numberformat='{"1":2,"2":"0","3":1}' data-sheets-value='{"1":3,"3":63}' style="overflow:hidden;padding:0px 3px 0px 3px;vertical-align:bottom;text-align:center;">63</td> <td data-sheets-numberformat='{"1":2,"2":"0","3":1}' data-sheets-value='{"1":3,"3":22}' style="border-right:1px solid #000000;overflow:hidden;padding:0px 3px 0px 3px;vertical-align:bottom;text-align:center;">22</td> </tr> <tr style="height:20px;"> <td style="border-left:1px solid #000000;overflow:hidden;padding:0px 3px 0px 3px;vertical-align:bottom;font-weight:bold;"></td> <td data-sheets-value='{"1":2,"2":"Triple-walled"}' style="overflow:hidden;padding:0px 3px 0px 3px;vertical-align:bottom;font-weight:bold;">Triple-walled</td> <td data-sheets-value='{"1":2,"2":"Opal (A/O/O)"}' style="border-right:1px solid #000000;overflow:hidden;padding:0px 3px 0px 3px;vertical-align:bottom;font-weight:bold;">Opal (A/O/O)</td> <td data-sheets-numberformat='{"1":2,"2":"0.00","3":1}' data-sheets-value='{"1":3,"3":1.7}' style="overflow:hidden;padding:0px 3px 0px 3px;vertical-align:bottom;text-align:center;">1.70</td> <td data-sheets-numberformat='{"1":2,"2":"0","3":1}' data-sheets-value='{"1":3,"3":61}' style="overflow:hidden;padding:0px 3px 0px 3px;vertical-align:bottom;text-align:center;">61</td> <td data-sheets-numberformat='{"1":2,"2":"0","3":1}' data-sheets-value='{"1":3,"3":48}' style="overflow:hidden;padding:0px 3px 0px 3px;vertical-align:bottom;text-align:center;">48</td> <td data-sheets-numberformat='{"1":2,"2":"0","3":1}' data-sheets-value='{"1":3,"3":22}' style="border-right:1px solid #000000;overflow:hidden;padding:0px 3px 0px 3px;vertical-align:bottom;text-align:center;">22</td> </tr> <tr style="height:20px;"> <td style="border-left:1px solid #000000;overflow:hidden;padding:0px 3px 0px 3px;vertical-align:bottom;font-weight:bold;"></td> <td data-sheets-value='{"1":2,"2":"Four-walled"}' style="overflow:hidden;padding:0px 3px 0px 3px;vertical-align:bottom;font-weight:bold;">Four-walled</td> <td data-sheets-value='{"1":2,"2":"Clear (A/H/H/H)"}' style="border-right:1px solid #000000;overflow:hidden;padding:0px 3px 0px 3px;vertical-align:bottom;font-weight:bold;">Clear (A/H/H/H)</td> <td data-sheets-numberformat='{"1":2,"2":"0.00","3":1}' data-sheets-value='{"1":3,"3":1.28}' style="overflow:hidden;padding:0px 3px 0px 3px;vertical-align:bottom;text-align:center;">1.28</td> <td data-sheets-numberformat='{"1":2,"2":"0","3":1}' data-sheets-value='{"1":3,"3":64}' style="overflow:hidden;padding:0px 3px 0px 3px;vertical-align:bottom;text-align:center;">64</td> <td data-sheets-numberformat='{"1":2,"2":"0","3":1}' data-sheets-value='{"1":3,"3":52}' style="overflow:hidden;padding:0px 3px 0px 3px;vertical-align:bottom;text-align:center;">52</td> <td data-sheets-numberformat='{"1":2,"2":"0","3":1}' data-sheets-value='{"1":3,"3":23}' style="border-right:1px solid #000000;overflow:hidden;padding:0px 3px 0px 3px;vertical-align:bottom;text-align:center;">23</td> </tr> <tr style="height:20px;"> <td style="border-bottom:1px solid #000000;border-left:1px solid #000000;overflow:hidden;padding:0px 3px 0px 3px;vertical-align:bottom;"></td> <td data-sheets-value='{"1":2,"2":"Four-walled"}' style="border-bottom:1px solid #000000;overflow:hidden;padding:0px 3px 0px 3px;vertical-align:bottom;font-weight:bold;">Four-walled</td> <td data-sheets-value='{"1":2,"2":"Opal (A/H/O/H)"}' style="border-right:1px solid #000000;border-bottom:1px solid #000000;overflow:hidden;padding:0px 3px 0px 3px;vertical-align:bottom;font-weight:bold;">Opal (A/H/O/H)</td> <td data-sheets-numberformat='{"1":2,"2":"0.00","3":1}' data-sheets-value='{"1":3,"3":1.28}' style="border-bottom:1px solid #000000;overflow:hidden;padding:0px 3px 0px 3px;vertical-align:bottom;text-align:center;">1.28</td> <td data-sheets-numberformat='{"1":2,"2":"0","3":1}' data-sheets-value='{"1":3,"3":59}' style="border-bottom:1px solid #000000;overflow:hidden;padding:0px 3px 0px 3px;vertical-align:bottom;text-align:center;">59</td> <td data-sheets-numberformat='{"1":2,"2":"0","3":1}' data-sheets-value='{"1":3,"3":46}' style="border-bottom:1px solid #000000;overflow:hidden;padding:0px 3px 0px 3px;vertical-align:bottom;text-align:center;">46</td> <td data-sheets-numberformat='{"1":2,"2":"0","3":1}' data-sheets-value='{"1":3,"3":23}' style="border-right:1px solid #000000;border-bottom:1px solid #000000;overflow:hidden;padding:0px 3px 0px 3px;vertical-align:bottom;text-align:center;">23</td> </tr> <tr style="height:20px;"> <td data-sheets-value='{"1":2,"2":"Polycarbonate"}' style="border-left:1px solid #000000;overflow:hidden;padding:0px 3px 0px 3px;vertical-align:bottom;font-weight:bold;">Polycarbonate</td> <td data-sheets-value='{"1":2,"2":"Single-walled"}' style="overflow:hidden;padding:0px 3px 0px 3px;vertical-align:bottom;font-weight:bold;">Single-walled</td> <td data-sheets-value='{"1":2,"2":"Heatstop Opal (T)"}' style="border-right:1px solid #000000;overflow:hidden;padding:0px 3px 0px 3px;vertical-align:bottom;font-weight:bold;">Heatstop Opal (T)</td> <td data-sheets-numberformat='{"1":2,"2":"0.00","3":1}' data-sheets-value='{"1":3,"3":5.17}' style="overflow:hidden;padding:0px 3px 0px 3px;vertical-align:bottom;text-align:center;">5.17</td> <td data-sheets-numberformat='{"1":2,"2":"0","3":1}' data-sheets-value='{"1":3,"3":49}' style="overflow:hidden;padding:0px 3px 0px 3px;vertical-align:bottom;text-align:center;">49</td> <td data-sheets-numberformat='{"1":2,"2":"0","3":1}' data-sheets-value='{"1":3,"3":59}' style="overflow:hidden;padding:0px 3px 0px 3px;vertical-align:bottom;text-align:center;">59</td> <td data-sheets-numberformat='{"1":2,"2":"0","3":1}' data-sheets-value='{"1":2,"2":"-"}' style="border-right:1px solid #000000;overflow:hidden;padding:0px 3px 0px 3px;vertical-align:bottom;text-align:center;">-</td> </tr> <tr style="height:20px;"> <td data-sheets-value='{"1":2,"2":"Heatstop PC"}' style="border-left:1px solid #000000;overflow:hidden;padding:0px 3px 0px 3px;vertical-align:bottom;font-weight:bold;">Heatstop PC</td> <td data-sheets-value='{"1":2,"2":"Double-walled"}' style="overflow:hidden;padding:0px 3px 0px 3px;vertical-align:bottom;font-weight:bold;">Double-walled</td> <td data-sheets-value='{"1":2,"2":"Clear (T/H)"}' style="border-right:1px solid #000000;overflow:hidden;padding:0px 3px 0px 3px;vertical-align:bottom;font-weight:bold;">Clear (T/H)</td> <td data-sheets-numberformat='{"1":2,"2":"0.00","3":1}' data-sheets-value='{"1":3,"3":2.9}' style="overflow:hidden;padding:0px 3px 0px 3px;vertical-align:bottom;text-align:center;">2.90</td> <td data-sheets-numberformat='{"1":2,"2":"0","3":1}' data-sheets-value='{"1":3,"3":44}' style="overflow:hidden;padding:0px 3px 0px 3px;vertical-align:bottom;text-align:center;">44</td> <td data-sheets-numberformat='{"1":2,"2":"0","3":1}' data-sheets-value='{"1":3,"3":51}' style="overflow:hidden;padding:0px 3px 0px 3px;vertical-align:bottom;text-align:center;">51</td> <td data-sheets-numberformat='{"1":2,"2":"0","3":1}' data-sheets-value='{"1":3,"3":20}' style="border-right:1px solid #000000;overflow:hidden;padding:0px 3px 0px 3px;vertical-align:bottom;text-align:center;">20</td> </tr> <tr style="height:20px;"> <td style="border-left:1px solid #000000;overflow:hidden;padding:0px 3px 0px 3px;vertical-align:bottom;font-weight:bold;"></td> <td data-sheets-value='{"1":2,"2":"Double-walled"}' style="overflow:hidden;padding:0px 3px 0px 3px;vertical-align:bottom;font-weight:bold;">Double-walled</td> <td data-sheets-value='{"1":2,"2":"Opal (T/O)"}' style="border-right:1px solid #000000;overflow:hidden;padding:0px 3px 0px 3px;vertical-align:bottom;font-weight:bold;">Opal (T/O)</td> <td data-sheets-numberformat='{"1":2,"2":"0.00","3":1}' data-sheets-value='{"1":3,"3":2.9}' style="overflow:hidden;padding:0px 3px 0px 3px;vertical-align:bottom;text-align:center;">2.90</td> <td data-sheets-numberformat='{"1":2,"2":"0","3":1}' data-sheets-value='{"1":3,"3":41}' style="overflow:hidden;padding:0px 3px 0px 3px;vertical-align:bottom;text-align:center;">41</td> <td data-sheets-numberformat='{"1":2,"2":"0","3":1}' data-sheets-value='{"1":3,"3":45}' style="overflow:hidden;padding:0px 3px 0px 3px;vertical-align:bottom;text-align:center;">45</td> <td data-sheets-numberformat='{"1":2,"2":"0","3":1}' data-sheets-value='{"1":3,"3":20}' style="border-right:1px solid #000000;overflow:hidden;padding:0px 3px 0px 3px;vertical-align:bottom;text-align:center;">20</td> </tr> <tr style="height:20px;"> <td style="border-left:1px solid #000000;overflow:hidden;padding:0px 3px 0px 3px;vertical-align:bottom;font-weight:bold;"></td> <td data-sheets-value='{"1":2,"2":"Triple-walled"}' style="overflow:hidden; | skylux-160-ce-met-koepel-en-pvc-opstand-30-20-met-lm-motor-1600-x-2200-mm | 8586032120141 | 46872358322509
Smoke and heat exhaust (SHEV) | SHE system | Skylux | Skylux 160° CE with skylight and PVC curb 30/20 with double LM-actuator 1600 x 2300 mm |  | 50402 | 5412970504023 | 8674.5 | Yes | 30-45 | 153.59 | 1600 x 2300 mm | 2300 | 1600 |  | PVC 30/20 (30 cm high & roof opening = 20 cm larger than daylight size) | Rectangular | 5.17 W/m²K - 1.28 W/m²K | 87% - 32% | 90% - 32% | 20dB - 23dB | 160° CE (for industry) | skylight | without spoiler | E | Double actuator | Maximum four-walled skylight possible for this product | Ut-value LT-value g-value Rw-value EN 1873 : 2014 EN ISO 13468 EN 16153 EN 410 EN 410 EN ISO 140-3 Material Walls Shells (W/m²K) (%) (%) (dB) Acrylic Single-walled Clear (H) 5.17 90 87 - PMMA Single-walled Opal (O) 5.17 83 76 - Double-walled Clear (H/H) 2.90 81 75 20 Double-walled Opal (O/O) 2.90 69 58 20 Triple-walled Clear (H/H/H) 1.70 73 65 22 Triple-walled Opal (O/H/O) 1.70 62 51 22 Four-walled Clear (H/H/H/H) 1.28 64 54 23 Four-walled Opal (H/H/O/H) 1.28 59 48 23 Polycarbonate Single-walled Clear (A) 5.17 88 83 - PC Single-walled Opal (D) 5.17 58 60 - Double-walled Clear (A/H) 2.90 79 72 20 Double-walled Clear (A/A) 2.90 77 69 20 Double-walled Opal (A/O) 2.90 73 63 20 Double-walled Opal (A/D) 2.90 51 50 20 Triple-walled Clear (A/H/H) 1.70 71 63 22 Triple-walled Opal (A/O/O) 1.70 61 48 22 Four-walled Clear (A/H/H/H) 1.28 64 52 23 Four-walled Opal (A/H/O/H) 1.28 59 46 23 Polycarbonate Single-walled Heatstop Opal (T) 5.17 49 59 - Heatstop PC Double-walled Clear (T/H) 2.90 44 51 20 Double-walled Opal (T/O) 2.90 41 45 20 Triple-walled Clear (T/H/H) 1.70 40 <td data-sheets-numberformat='{"1":2,"2":"0","3":1}' data-sheets-value='{"1":3,"3":44}' style="overflow:hidden;paddin | https://skylux.eu/en/products/skylux-160-ce-met-koepel-en-pvc-opstand-30-20-met-lm-motor-1600-x-2300-mm | https://skylux.eu/cdn/shop/files/Skylux-160deg-CE-met-koepel-en-pvc-opstand-3020-met-dubbele-LM-motor-1600-x-2300-mm-RWA-systeem.jpg?v=1702980622&width=1600 | https://skylux.eu/cdn/shop/files/e5a82811-1bb0-48e4-a776-cacb59c7c092_308b9ec1-be57-4f66-ba02-31922762bb20.jpg?v=1688551172&width=1600 | //skylux.eu/cdn/shop/files/E_MH_Mounting_instructions_Skylux_160_CE_LM.pdf?v=12406716259046007223 | //skylux.eu/cdn/shop/files/E_TD_Technical_File_Skylux_Skylux_160_CE_Electric.pdf?v=3667116872303399239 | <style type="text/css" id="isPasted"> <!--td { border: 1px solid #cccccc; } br { mso-data-placement: same-cell; } --> </style> <table border="1" cellpadding="0" cellspacing="0" dir="ltr" style="table-layout:fixed;font-size:10pt;font-family:Arial;border-collapse:collapse;border:none;"><tbody> <tr style="height:20px;"> <td style="overflow:hidden;padding:0px 3px 0px 3px;vertical-align:bottom;"></td> <td style="overflow:hidden;padding:0px 3px 0px 3px;vertical-align:bottom;"></td> <td style="overflow:hidden;padding:0px 3px 0px 3px;vertical-align:bottom;"></td> <td data-sheets-value='{"1":2,"2":"Ut-value"}' style="overflow:hidden;padding:0px 3px 0px 3px;vertical-align:bottom;font-weight:bold;text-align:center;">Ut-value</td> <td data-sheets-value='{"1":2,"2":"LT-value"}' style="overflow:hidden;padding:0px 3px 0px 3px;vertical-align:bottom;font-weight:bold;text-align:center;">LT-value</td> <td data-sheets-value='{"1":2,"2":"g-value"}' style="overflow:hidden;padding:0px 3px 0px 3px;vertical-align:bottom;font-weight:bold;text-align:center;">g-value</td> <td data-sheets-value='{"1":2,"2":"Rw-value "}' style="overflow:hidden;padding:0px 3px 0px 3px;vertical-align:bottom;font-weight:bold;text-align:center;">Rw-value </td> </tr> <tr style="height:20px;"> <td style="overflow:hidden;padding:0px 3px 0px 3px;vertical-align:bottom;"></td> <td style="overflow:hidden;padding:0px 3px 0px 3px;vertical-align:bottom;"></td> <td style="overflow:hidden;padding:0px 3px 0px 3px;vertical-align:bottom;"></td> <td data-sheets-numberformat='{"1":2,"2":"0.00","3":1}' data-sheets-value='{"1":2,"2":"EN 1873 : 2014"}' style="overflow:hidden;padding:0px 3px 0px 3px;vertical-align:bottom;text-align:center;">EN 1873 : 2014</td> <td data-sheets-numberformat='{"1":2,"2":"0","3":1}' data-sheets-value='{"1":2,"2":"EN ISO 13468 EN 16153 EN 410"}' style="overflow:hidden;padding:0px 3px 0px 3px;vertical-align:bottom;text-align:center;">EN ISO 13468 EN 16153 EN 410</td> <td data-sheets-numberformat='{"1":2,"2":"0","3":1}' data-sheets-value='{"1":2,"2":"EN 410"}' style="overflow:hidden;padding:0px 3px 0px 3px;vertical-align:bottom;text-align:center;">EN 410</td> <td data-sheets-value='{"1":2,"2":"EN ISO 140-3\t\t"}' style="overflow:hidden;padding:0px 3px 0px 3px;vertical-align:bottom;text-align:center;">EN ISO 140-3 </td> </tr> <tr style="height:20px;"> <td data-sheets-value='{"1":2,"2":"Material"}' style="border-bottom:1px solid #000000;overflow:hidden;padding:0px 3px 0px 3px;vertical-align:bottom;background-color:#000000;font-weight:bold;color:#ffffff;">Material</td> <td data-sheets-value='{"1":2,"2":"Walls"}' style="border-bottom:1px solid #000000;overflow:hidden;padding:0px 3px 0px 3px;vertical-align:bottom;background-color:#000000;font-weight:bold;color:#ffffff;">Walls</td> <td data-sheets-value='{"1":2,"2":"Shells"}' style="border-bottom:1px solid #000000;overflow:hidden;padding:0px 3px 0px 3px;vertical-align:bottom;background-color:#000000;font-weight:bold;color:#ffffff;">Shells</td> <td data-sheets-numberformat='{"1":2,"2":"0.00","3":1}' data-sheets-value='{"1":2,"2":"(W/m²K)\t"}' style="border-bottom:1px solid #000000;overflow:hidden;padding:0px 3px 0px 3px;vertical-align:bottom;background-color:#000000;font-weight:bold;color:#ffffff;text-align:center;">(W/m²K) </td> <td data-sheets-numberformat='{"1":2,"2":"0","3":1}' data-sheets-value='{"1":2,"2":"(%)"}' style="border-bottom:1px solid #000000;overflow:hidden;padding:0px 3px 0px 3px;vertical-align:bottom;background-color:#000000;font-weight:bold;color:#ffffff;text-align:center;">(%)</td> <td data-sheets-numberformat='{"1":2,"2":"0","3":1}' data-sheets-value='{"1":2,"2":"(%)"}' style="border-bottom:1px solid #000000;overflow:hidden;padding:0px 3px 0px 3px;vertical-align:bottom;background-color:#000000;font-weight:bold;color:#ffffff;text-align:center;">(%)</td> <td data-sheets-value='{"1":2,"2":"(dB)"}' style="border-bottom:1px solid #000000;overflow:hidden;padding:0px 3px 0px 3px;vertical-align:bottom;background-color:#000000;font-weight:bold;color:#ffffff;text-align:center;">(dB)</td> </tr> <tr style="height:20px;"> <td data-sheets-value='{"1":2,"2":"Acrylic"}' style="border-left:1px solid #000000;overflow:hidden;padding:0px 3px 0px 3px;vertical-align:bottom;font-weight:bold;">Acrylic</td> <td data-sheets-value='{"1":2,"2":"Single-walled"}' style="overflow:hidden;padding:0px 3px 0px 3px;vertical-align:bottom;font-weight:bold;">Single-walled</td> <td data-sheets-value='{"1":2,"2":"Clear (H)"}' style="border-right:1px solid #000000;overflow:hidden;padding:0px 3px 0px 3px;vertical-align:bottom;font-weight:bold;">Clear (H)</td> <td data-sheets-numberformat='{"1":2,"2":"0.00","3":1}' data-sheets-value='{"1":3,"3":5.17}' style="overflow:hidden;padding:0px 3px 0px 3px;vertical-align:bottom;text-align:center;">5.17</td> <td data-sheets-numberformat='{"1":2,"2":"0","3":1}' data-sheets-value='{"1":3,"3":90}' style="overflow:hidden;padding:0px 3px 0px 3px;vertical-align:bottom;text-align:center;">90</td> <td data-sheets-numberformat='{"1":2,"2":"0","3":1}' data-sheets-value='{"1":3,"3":87}' style="overflow:hidden;padding:0px 3px 0px 3px;vertical-align:bottom;text-align:center;">87</td> <td data-sheets-numberformat='{"1":2,"2":"0","3":1}' data-sheets-value='{"1":2,"2":"-"}' style="border-right:1px solid #000000;overflow:hidden;padding:0px 3px 0px 3px;vertical-align:bottom;text-align:center;">-</td> </tr> <tr style="height:20px;"> <td data-sheets-value='{"1":2,"2":"PMMA"}' style="border-left:1px solid #000000;overflow:hidden;padding:0px 3px 0px 3px;vertical-align:bottom;font-weight:bold;">PMMA</td> <td data-sheets-value='{"1":2,"2":"Single-walled"}' style="overflow:hidden;padding:0px 3px 0px 3px;vertical-align:bottom;font-weight:bold;">Single-walled</td> <td data-sheets-value='{"1":2,"2":"Opal (O)"}' style="border-right:1px solid #000000;overflow:hidden;padding:0px 3px 0px 3px;vertical-align:bottom;font-weight:bold;">Opal (O)</td> <td data-sheets-numberformat='{"1":2,"2":"0.00","3":1}' data-sheets-value='{"1":3,"3":5.17}' style="overflow:hidden;padding:0px 3px 0px 3px;vertical-align:bottom;text-align:center;">5.17</td> <td data-sheets-numberformat='{"1":2,"2":"0","3":1}' data-sheets-value='{"1":3,"3":83}' style="overflow:hidden;padding:0px 3px 0px 3px;vertical-align:bottom;text-align:center;">83</td> <td data-sheets-numberformat='{"1":2,"2":"0","3":1}' data-sheets-value='{"1":3,"3":76}' style="overflow:hidden;padding:0px 3px 0px 3px;vertical-align:bottom;text-align:center;">76</td> <td data-sheets-numberformat='{"1":2,"2":"0","3":1}' data-sheets-value='{"1":2,"2":"-"}' style="border-right:1px solid #000000;overflow:hidden;padding:0px 3px 0px 3px;vertical-align:bottom;text-align:center;">-</td> </tr> <tr style="height:20px;"> <td style="border-left:1px solid #000000;overflow:hidden;padding:0px 3px 0px 3px;vertical-align:bottom;font-weight:bold;"></td> <td data-sheets-value='{"1":2,"2":"Double-walled"}' style="overflow:hidden;padding:0px 3px 0px 3px;vertical-align:bottom;font-weight:bold;">Double-walled</td> <td data-sheets-value='{"1":2,"2":"Clear (H/H)"}' style="border-right:1px solid #000000;overflow:hidden;padding:0px 3px 0px 3px;vertical-align:bottom;font-weight:bold;">Clear (H/H)</td> <td data-sheets-numberformat='{"1":2,"2":"0.00","3":1}' data-sheets-value='{"1":3,"3":2.9}' style="overflow:hidden;padding:0px 3px 0px 3px;vertical-align:bottom;text-align:center;">2.90</td> <td data-sheets-numberformat='{"1":2,"2":"0","3":1}' data-sheets-value='{"1":3,"3":81}' style="overflow:hidden;padding:0px 3px 0px 3px;vertical-align:bottom;text-align:center;">81</td> <td data-sheets-numberformat='{"1":2,"2":"0","3":1}' data-sheets-value='{"1":3,"3":75}' style="overflow:hidden;padding:0px 3px 0px 3px;vertical-align:bottom;text-align:center;">75</td> <td data-sheets-numberformat='{"1":2,"2":"0","3":1}' data-sheets-value='{"1":3,"3":20}' style="border-right:1px solid #000000;overflow:hidden;padding:0px 3px 0px 3px;vertical-align:bottom;text-align:center;">20</td> </tr> <tr style="height:20px;"> <td style="border-left:1px solid #000000;overflow:hidden;padding:0px 3px 0px 3px;vertical-align:bottom;font-weight:bold;"></td> <td data-sheets-value='{"1":2,"2":"Double-walled"}' style="overflow:hidden;padding:0px 3px 0px 3px;vertical-align:bottom;font-weight:bold;">Double-walled</td> <td data-sheets-value='{"1":2,"2":"Opal (O/O)"}' style="border-right:1px solid #000000;overflow:hidden;padding:0px 3px 0px 3px;vertical-align:bottom;font-weight:bold;">Opal (O/O)</td> <td data-sheets-numberformat='{"1":2,"2":"0.00","3":1}' data-sheets-value='{"1":3,"3":2.9}' style="overflow:hidden;padding:0px 3px 0px 3px;vertical-align:bottom;text-align:center;">2.90</td> <td data-sheets-numberformat='{"1":2,"2":"0","3":1}' data-sheets-value='{"1":3,"3":69}' style="overflow:hidden;padding:0px 3px 0px 3px;vertical-align:bottom;text-align:center;">69</td> <td data-sheets-numberformat='{"1":2,"2":"0","3":1}' data-sheets-value='{"1":3,"3":58}' style="overflow:hidden;padding:0px 3px 0px 3px;vertical-align:bottom;text-align:center;">58</td> <td data-sheets-numberformat='{"1":2,"2":"0","3":1}' data-sheets-value='{"1":3,"3":20}' style="border-right:1px solid #000000;overflow:hidden;padding:0px 3px 0px 3px;vertical-align:bottom;text-align:center;">20</td> </tr> <tr style="height:20px;"> <td style="border-left:1px solid #000000;overflow:hidden;padding:0px 3px 0px 3px;vertical-align:bottom;font-weight:bold;"></td> <td data-sheets-value='{"1":2,"2":"Triple-walled"}' style="overflow:hidden;padding:0px 3px 0px 3px;vertical-align:bottom;font-weight:bold;">Triple-walled</td> <td data-sheets-value='{"1":2,"2":"Clear (H/H/H)"}' style="border-right:1px solid #000000;overflow:hidden;padding:0px 3px 0px 3px;vertical-align:bottom;font-weight:bold;">Clear (H/H/H)</td> <td data-sheets-numberformat='{"1":2,"2":"0.00","3":1}' data-sheets-value='{"1":3,"3":1.7}' style="overflow:hidden;padding:0px 3px 0px 3px;vertical-align:bottom;text-align:center;">1.70</td> <td data-sheets-numberformat='{"1":2,"2":"0","3":1}' data-sheets-value='{"1":3,"3":73}' style="overflow:hidden;padding:0px 3px 0px 3px;vertical-align:bottom;text-align:center;">73</td> <td data-sheets-numberformat='{"1":2,"2":"0","3":1}' data-sheets-value='{"1":3,"3":65}' style="overflow:hidden;padding:0px 3px 0px 3px;vertical-align:bottom;text-align:center;">65</td> <td data-sheets-numberformat='{"1":2,"2":"0","3":1}' data-sheets-value='{"1":3,"3":22}' style="border-right:1px solid #000000;overflow:hidden;padding:0px 3px 0px 3px;vertical-align:bottom;text-align:center;">22</td> </tr> <tr style="height:20px;"> <td style="border-left:1px solid #000000;overflow:hidden;padding:0px 3px 0px 3px;vertical-align:bottom;font-weight:bold;"></td> <td data-sheets-value='{"1":2,"2":"Triple-walled"}' style="overflow:hidden;padding:0px 3px 0px 3px;vertical-align:bottom;font-weight:bold;">Triple-walled</td> <td data-sheets-value='{"1":2,"2":"Opal (O/H/O)"}' style="border-right:1px solid #000000;overflow:hidden;padding:0px 3px 0px 3px;vertical-align:bottom;font-weight:bold;">Opal (O/H/O)</td> <td data-sheets-numberformat='{"1":2,"2":"0.00","3":1}' data-sheets-value='{"1":3,"3":1.7}' style="overflow:hidden;padding:0px 3px 0px 3px;vertical-align:bottom;text-align:center;">1.70</td> <td data-sheets-numberformat='{"1":2,"2":"0","3":1}' data-sheets-value='{"1":3,"3":62}' style="overflow:hidden;padding:0px 3px 0px 3px;vertical-align:bottom;text-align:center;">62</td> <td data-sheets-numberformat='{"1":2,"2":"0","3":1}' data-sheets-value='{"1":3,"3":51}' style="overflow:hidden;padding:0px 3px 0px 3px;vertical-align:bottom;text-align:center;">51</td> <td data-sheets-numberformat='{"1":2,"2":"0","3":1}' data-sheets-value='{"1":3,"3":22}' style="border-right:1px solid #000000;overflow:hidden;padding:0px 3px 0px 3px;vertical-align:bottom;text-align:center;">22</td> </tr> <tr style="height:20px;"> <td style="border-left:1px solid #000000;overflow:hidden;padding:0px 3px 0px 3px;vertical-align:bottom;font-weight:bold;"></td> <td data-sheets-value='{"1":2,"2":"Four-walled"}' style="overflow:hidden;padding:0px 3px 0px 3px;vertical-align:bottom;font-weight:bold;">Four-walled</td> <td data-sheets-value='{"1":2,"2":"Clear (H/H/H/H)"}' style="border-right:1px solid #000000;overflow:hidden;padding:0px 3px 0px 3px;vertical-align:bottom;font-weight:bold;">Clear (H/H/H/H)</td> <td data-sheets-numberformat='{"1":2,"2":"0.00","3":1}' data-sheets-value='{"1":3,"3":1.28}' style="overflow:hidden;padding:0px 3px 0px 3px;vertical-align:bottom;text-align:center;">1.28</td> <td data-sheets-numberformat='{"1":2,"2":"0","3":1}' data-sheets-value='{"1":3,"3":64}' style="overflow:hidden;padding:0px 3px 0px 3px;vertical-align:bottom;text-align:center;">64</td> <td data-sheets-numberformat='{"1":2,"2":"0","3":1}' data-sheets-value='{"1":3,"3":54}' style="overflow:hidden;padding:0px 3px 0px 3px;vertical-align:bottom;text-align:center;">54</td> <td data-sheets-numberformat='{"1":2,"2":"0","3":1}' data-sheets-value='{"1":3,"3":23}' style="border-right:1px solid #000000;overflow:hidden;padding:0px 3px 0px 3px;vertical-align:bottom;text-align:center;">23</td> </tr> <tr style="height:20px;"> <td style="border-bottom:1px solid #000000;border-left:1px solid #000000;overflow:hidden;padding:0px 3px 0px 3px;vertical-align:bottom;"></td> <td data-sheets-value='{"1":2,"2":"Four-walled"}' style="border-bottom:1px solid #000000;overflow:hidden;padding:0px 3px 0px 3px;vertical-align:bottom;font-weight:bold;">Four-walled</td> <td data-sheets-value='{"1":2,"2":"Opal (H/H/O/H)"}' style="border-right:1px solid #000000;border-bottom:1px solid #000000;overflow:hidden;padding:0px 3px 0px 3px;vertical-align:bottom;font-weight:bold;">Opal (H/H/O/H)</td> <td data-sheets-numberformat='{"1":2,"2":"0.00","3":1}' data-sheets-value='{"1":3,"3":1.28}' style="border-bottom:1px solid #000000;overflow:hidden;padding:0px 3px 0px 3px;vertical-align:bottom;text-align:center;">1.28</td> <td data-sheets-numberformat='{"1":2,"2":"0","3":1}' data-sheets-value='{"1":3,"3":59}' style="border-bottom:1px solid #000000;overflow:hidden;padding:0px 3px 0px 3px;vertical-align:bottom;text-align:center;">59</td> <td data-sheets-numberformat='{"1":2,"2":"0","3":1}' data-sheets-value='{"1":3,"3":48}' style="border-bottom:1px solid #000000;overflow:hidden;padding:0px 3px 0px 3px;vertical-align:bottom;text-align:center;">48</td> <td data-sheets-numberformat='{"1":2,"2":"0","3":1}' data-sheets-value='{"1":3,"3":23}' style="border-right:1px solid #000000;border-bottom:1px solid #000000;overflow:hidden;padding:0px 3px 0px 3px;vertical-align:bottom;text-align:center;">23</td> </tr> <tr style="height:20px;"> <td data-sheets-value='{"1":2,"2":"Polycarbonate "}' style="border-left:1px solid #000000;overflow:hidden;padding:0px 3px 0px 3px;vertical-align:bottom;font-weight:bold;">Polycarbonate </td> <td data-sheets-value='{"1":2,"2":"Single-walled"}' style="overflow:hidden;padding:0px 3px 0px 3px;vertical-align:bottom;font-weight:bold;">Single-walled</td> <td data-sheets-value='{"1":2,"2":"Clear (A)"}' style="border-right:1px solid #000000;overflow:hidden;padding:0px 3px 0px 3px;vertical-align:bottom;font-weight:bold;">Clear (A)</td> <td data-sheets-numberformat='{"1":2,"2":"0.00","3":1}' data-sheets-value='{"1":3,"3":5.17}' style="overflow:hidden;padding:0px 3px 0px 3px;vertical-align:bottom;text-align:center;">5.17</td> <td data-sheets-numberformat='{"1":2,"2":"0","3":1}' data-sheets-value='{"1":3,"3":88}' style="overflow:hidden;padding:0px 3px 0px 3px;vertical-align:bottom;text-align:center;">88</td> <td data-sheets-numberformat='{"1":2,"2":"0","3":1}' data-sheets-value='{"1":3,"3":83}' style="overflow:hidden;padding:0px 3px 0px 3px;vertical-align:bottom;text-align:center;">83</td> <td data-sheets-numberformat='{"1":2,"2":"0","3":1}' data-sheets-value='{"1":2,"2":"-"}' style="border-right:1px solid #000000;overflow:hidden;padding:0px 3px 0px 3px;vertical-align:bottom;text-align:center;">-</td> </tr> <tr style="height:20px;"> <td data-sheets-value='{"1":2,"2":"PC"}' style="border-left:1px solid #000000;overflow:hidden;padding:0px 3px 0px 3px;vertical-align:bottom;font-weight:bold;">PC</td> <td data-sheets-value='{"1":2,"2":"Single-walled"}' style="overflow:hidden;padding:0px 3px 0px 3px;vertical-align:bottom;font-weight:bold;">Single-walled</td> <td data-sheets-value='{"1":2,"2":"Opal (D)"}' style="border-right:1px solid #000000;overflow:hidden;padding:0px 3px 0px 3px;vertical-align:bottom;font-weight:bold;">Opal (D)</td> <td data-sheets-numberformat='{"1":2,"2":"0.00","3":1}' data-sheets-value='{"1":3,"3":5.17}' style="overflow:hidden;padding:0px 3px 0px 3px;vertical-align:bottom;text-align:center;">5.17</td> <td data-sheets-numberformat='{"1":2,"2":"0","3":1}' data-sheets-value='{"1":3,"3":58}' style="overflow:hidden;padding:0px 3px 0px 3px;vertical-align:bottom;text-align:center;">58</td> <td data-sheets-numberformat='{"1":2,"2":"0","3":1}' data-sheets-value='{"1":3,"3":60}' style="overflow:hidden;padding:0px 3px 0px 3px;vertical-align:bottom;text-align:center;">60</td> <td data-sheets-numberformat='{"1":2,"2":"0","3":1}' data-sheets-value='{"1":2,"2":"-"}' style="border-right:1px solid #000000;overflow:hidden;padding:0px 3px 0px 3px;vertical-align:bottom;text-align:center;">-</td> </tr> <tr style="height:20px;"> <td style="border-left:1px solid #000000;overflow:hidden;padding:0px 3px 0px 3px;vertical-align:bottom;font-weight:bold;"></td> <td data-sheets-value='{"1":2,"2":"Double-walled"}' style="overflow:hidden;padding:0px 3px 0px 3px;vertical-align:bottom;font-weight:bold;">Double-walled</td> <td data-sheets-value='{"1":2,"2":"Clear (A/H)"}' style="border-right:1px solid #000000;overflow:hidden;padding:0px 3px 0px 3px;vertical-align:bottom;font-weight:bold;">Clear (A/H)</td> <td data-sheets-numberformat='{"1":2,"2":"0.00","3":1}' data-sheets-value='{"1":3,"3":2.9}' style="overflow:hidden;padding:0px 3px 0px 3px;vertical-align:bottom;text-align:center;">2.90</td> <td data-sheets-numberformat='{"1":2,"2":"0","3":1}' data-sheets-value='{"1":3,"3":79}' style="overflow:hidden;padding:0px 3px 0px 3px;vertical-align:bottom;text-align:center;">79</td> <td data-sheets-numberformat='{"1":2,"2":"0","3":1}' data-sheets-value='{"1":3,"3":72}' style="overflow:hidden;padding:0px 3px 0px 3px;vertical-align:bottom;text-align:center;">72</td> <td data-sheets-numberformat='{"1":2,"2":"0","3":1}' data-sheets-value='{"1":3,"3":20}' style="border-right:1px solid #000000;overflow:hidden;padding:0px 3px 0px 3px;vertical-align:bottom;text-align:center;">20</td> </tr> <tr style="height:20px;"> <td style="border-left:1px solid #000000;overflow:hidden;padding:0px 3px 0px 3px;vertical-align:bottom;font-weight:bold;"></td> <td data-sheets-value='{"1":2,"2":"Double-walled"}' style="overflow:hidden;padding:0px 3px 0px 3px;vertical-align:bottom;font-weight:bold;">Double-walled</td> <td data-sheets-value='{"1":2,"2":"Clear (A/A)"}' style="border-right:1px solid #000000;overflow:hidden;padding:0px 3px 0px 3px;vertical-align:bottom;font-weight:bold;">Clear (A/A)</td> <td data-sheets-numberformat='{"1":2,"2":"0.00","3":1}' data-sheets-value='{"1":3,"3":2.9}' style="overflow:hidden;padding:0px 3px 0px 3px;vertical-align:bottom;text-align:center;">2.90</td> <td data-sheets-numberformat='{"1":2,"2":"0","3":1}' data-sheets-value='{"1":3,"3":77}' style="overflow:hidden;padding:0px 3px 0px 3px;vertical-align:bottom;text-align:center;">77</td> <td data-sheets-numberformat='{"1":2,"2":"0","3":1}' data-sheets-value='{"1":3,"3":69}' style="overflow:hidden;padding:0px 3px 0px 3px;vertical-align:bottom;text-align:center;">69</td> <td data-sheets-numberformat='{"1":2,"2":"0","3":1}' data-sheets-value='{"1":3,"3":20}' style="border-right:1px solid #000000;overflow:hidden;padding:0px 3px 0px 3px;vertical-align:bottom;text-align:center;">20</td> </tr> <tr style="height:20px;"> <td style="border-left:1px solid #000000;overflow:hidden;padding:0px 3px 0px 3px;vertical-align:bottom;font-weight:bold;"></td> <td data-sheets-value='{"1":2,"2":"Double-walled"}' style="overflow:hidden;padding:0px 3px 0px 3px;vertical-align:bottom;font-weight:bold;">Double-walled</td> <td data-sheets-value='{"1":2,"2":"Opal (A/O)"}' style="border-right:1px solid #000000;overflow:hidden;padding:0px 3px 0px 3px;vertical-align:bottom;font-weight:bold;">Opal (A/O)</td> <td data-sheets-numberformat='{"1":2,"2":"0.00","3":1}' data-sheets-value='{"1":3,"3":2.9}' style="overflow:hidden;padding:0px 3px 0px 3px;vertical-align:bottom;text-align:center;">2.90</td> <td data-sheets-numberformat='{"1":2,"2":"0","3":1}' data-sheets-value='{"1":3,"3":73}' style="overflow:hidden;padding:0px 3px 0px 3px;vertical-align:bottom;text-align:center;">73</td> <td data-sheets-numberformat='{"1":2,"2":"0","3":1}' data-sheets-value='{"1":3,"3":63}' style="overflow:hidden;padding:0px 3px 0px 3px;vertical-align:bottom;text-align:center;">63</td> <td data-sheets-numberformat='{"1":2,"2":"0","3":1}' data-sheets-value='{"1":3,"3":20}' style="border-right:1px solid #000000;overflow:hidden;padding:0px 3px 0px 3px;vertical-align:bottom;text-align:center;">20</td> </tr> <tr style="height:20px;"> <td style="border-left:1px solid #000000;overflow:hidden;padding:0px 3px 0px 3px;vertical-align:bottom;font-weight:bold;"></td> <td data-sheets-value='{"1":2,"2":"Double-walled"}' style="overflow:hidden;padding:0px 3px 0px 3px;vertical-align:bottom;font-weight:bold;">Double-walled</td> <td data-sheets-value='{"1":2,"2":"Opal (A/D)"}' style="border-right:1px solid #000000;overflow:hidden;padding:0px 3px 0px 3px;vertical-align:bottom;font-weight:bold;">Opal (A/D)</td> <td data-sheets-numberformat='{"1":2,"2":"0.00","3":1}' data-sheets-value='{"1":3,"3":2.9}' style="overflow:hidden;padding:0px 3px 0px 3px;vertical-align:bottom;text-align:center;">2.90</td> <td data-sheets-numberformat='{"1":2,"2":"0","3":1}' data-sheets-value='{"1":3,"3":51}' style="overflow:hidden;padding:0px 3px 0px 3px;vertical-align:bottom;text-align:center;">51</td> <td data-sheets-numberformat='{"1":2,"2":"0","3":1}' data-sheets-value='{"1":3,"3":50}' style="overflow:hidden;padding:0px 3px 0px 3px;vertical-align:bottom;text-align:center;">50</td> <td data-sheets-numberformat='{"1":2,"2":"0","3":1}' data-sheets-value='{"1":3,"3":20}' style="border-right:1px solid #000000;overflow:hidden;padding:0px 3px 0px 3px;vertical-align:bottom;text-align:center;">20</td> </tr> <tr style="height:20px;"> <td style="border-left:1px solid #000000;overflow:hidden;padding:0px 3px 0px 3px;vertical-align:bottom;font-weight:bold;"></td> <td data-sheets-value='{"1":2,"2":"Triple-walled"}' style="overflow:hidden;padding:0px 3px 0px 3px;vertical-align:bottom;font-weight:bold;">Triple-walled</td> <td data-sheets-value='{"1":2,"2":"Clear (A/H/H)"}' style="border-right:1px solid #000000;overflow:hidden;padding:0px 3px 0px 3px;vertical-align:bottom;font-weight:bold;">Clear (A/H/H)</td> <td data-sheets-numberformat='{"1":2,"2":"0.00","3":1}' data-sheets-value='{"1":3,"3":1.7}' style="overflow:hidden;padding:0px 3px 0px 3px;vertical-align:bottom;text-align:center;">1.70</td> <td data-sheets-numberformat='{"1":2,"2":"0","3":1}' data-sheets-value='{"1":3,"3":71}' style="overflow:hidden;padding:0px 3px 0px 3px;vertical-align:bottom;text-align:center;">71</td> <td data-sheets-numberformat='{"1":2,"2":"0","3":1}' data-sheets-value='{"1":3,"3":63}' style="overflow:hidden;padding:0px 3px 0px 3px;vertical-align:bottom;text-align:center;">63</td> <td data-sheets-numberformat='{"1":2,"2":"0","3":1}' data-sheets-value='{"1":3,"3":22}' style="border-right:1px solid #000000;overflow:hidden;padding:0px 3px 0px 3px;vertical-align:bottom;text-align:center;">22</td> </tr> <tr style="height:20px;"> <td style="border-left:1px solid #000000;overflow:hidden;padding:0px 3px 0px 3px;vertical-align:bottom;font-weight:bold;"></td> <td data-sheets-value='{"1":2,"2":"Triple-walled"}' style="overflow:hidden;padding:0px 3px 0px 3px;vertical-align:bottom;font-weight:bold;">Triple-walled</td> <td data-sheets-value='{"1":2,"2":"Opal (A/O/O)"}' style="border-right:1px solid #000000;overflow:hidden;padding:0px 3px 0px 3px;vertical-align:bottom;font-weight:bold;">Opal (A/O/O)</td> <td data-sheets-numberformat='{"1":2,"2":"0.00","3":1}' data-sheets-value='{"1":3,"3":1.7}' style="overflow:hidden;padding:0px 3px 0px 3px;vertical-align:bottom;text-align:center;">1.70</td> <td data-sheets-numberformat='{"1":2,"2":"0","3":1}' data-sheets-value='{"1":3,"3":61}' style="overflow:hidden;padding:0px 3px 0px 3px;vertical-align:bottom;text-align:center;">61</td> <td data-sheets-numberformat='{"1":2,"2":"0","3":1}' data-sheets-value='{"1":3,"3":48}' style="overflow:hidden;padding:0px 3px 0px 3px;vertical-align:bottom;text-align:center;">48</td> <td data-sheets-numberformat='{"1":2,"2":"0","3":1}' data-sheets-value='{"1":3,"3":22}' style="border-right:1px solid #000000;overflow:hidden;padding:0px 3px 0px 3px;vertical-align:bottom;text-align:center;">22</td> </tr> <tr style="height:20px;"> <td style="border-left:1px solid #000000;overflow:hidden;padding:0px 3px 0px 3px;vertical-align:bottom;font-weight:bold;"></td> <td data-sheets-value='{"1":2,"2":"Four-walled"}' style="overflow:hidden;padding:0px 3px 0px 3px;vertical-align:bottom;font-weight:bold;">Four-walled</td> <td data-sheets-value='{"1":2,"2":"Clear (A/H/H/H)"}' style="border-right:1px solid #000000;overflow:hidden;padding:0px 3px 0px 3px;vertical-align:bottom;font-weight:bold;">Clear (A/H/H/H)</td> <td data-sheets-numberformat='{"1":2,"2":"0.00","3":1}' data-sheets-value='{"1":3,"3":1.28}' style="overflow:hidden;padding:0px 3px 0px 3px;vertical-align:bottom;text-align:center;">1.28</td> <td data-sheets-numberformat='{"1":2,"2":"0","3":1}' data-sheets-value='{"1":3,"3":64}' style="overflow:hidden;padding:0px 3px 0px 3px;vertical-align:bottom;text-align:center;">64</td> <td data-sheets-numberformat='{"1":2,"2":"0","3":1}' data-sheets-value='{"1":3,"3":52}' style="overflow:hidden;padding:0px 3px 0px 3px;vertical-align:bottom;text-align:center;">52</td> <td data-sheets-numberformat='{"1":2,"2":"0","3":1}' data-sheets-value='{"1":3,"3":23}' style="border-right:1px solid #000000;overflow:hidden;padding:0px 3px 0px 3px;vertical-align:bottom;text-align:center;">23</td> </tr> <tr style="height:20px;"> <td style="border-bottom:1px solid #000000;border-left:1px solid #000000;overflow:hidden;padding:0px 3px 0px 3px;vertical-align:bottom;"></td> <td data-sheets-value='{"1":2,"2":"Four-walled"}' style="border-bottom:1px solid #000000;overflow:hidden;padding:0px 3px 0px 3px;vertical-align:bottom;font-weight:bold;">Four-walled</td> <td data-sheets-value='{"1":2,"2":"Opal (A/H/O/H)"}' style="border-right:1px solid #000000;border-bottom:1px solid #000000;overflow:hidden;padding:0px 3px 0px 3px;vertical-align:bottom;font-weight:bold;">Opal (A/H/O/H)</td> <td data-sheets-numberformat='{"1":2,"2":"0.00","3":1}' data-sheets-value='{"1":3,"3":1.28}' style="border-bottom:1px solid #000000;overflow:hidden;padding:0px 3px 0px 3px;vertical-align:bottom;text-align:center;">1.28</td> <td data-sheets-numberformat='{"1":2,"2":"0","3":1}' data-sheets-value='{"1":3,"3":59}' style="border-bottom:1px solid #000000;overflow:hidden;padding:0px 3px 0px 3px;vertical-align:bottom;text-align:center;">59</td> <td data-sheets-numberformat='{"1":2,"2":"0","3":1}' data-sheets-value='{"1":3,"3":46}' style="border-bottom:1px solid #000000;overflow:hidden;padding:0px 3px 0px 3px;vertical-align:bottom;text-align:center;">46</td> <td data-sheets-numberformat='{"1":2,"2":"0","3":1}' data-sheets-value='{"1":3,"3":23}' style="border-right:1px solid #000000;border-bottom:1px solid #000000;overflow:hidden;padding:0px 3px 0px 3px;vertical-align:bottom;text-align:center;">23</td> </tr> <tr style="height:20px;"> <td data-sheets-value='{"1":2,"2":"Polycarbonate"}' style="border-left:1px solid #000000;overflow:hidden;padding:0px 3px 0px 3px;vertical-align:bottom;font-weight:bold;">Polycarbonate</td> <td data-sheets-value='{"1":2,"2":"Single-walled"}' style="overflow:hidden;padding:0px 3px 0px 3px;vertical-align:bottom;font-weight:bold;">Single-walled</td> <td data-sheets-value='{"1":2,"2":"Heatstop Opal (T)"}' style="border-right:1px solid #000000;overflow:hidden;padding:0px 3px 0px 3px;vertical-align:bottom;font-weight:bold;">Heatstop Opal (T)</td> <td data-sheets-numberformat='{"1":2,"2":"0.00","3":1}' data-sheets-value='{"1":3,"3":5.17}' style="overflow:hidden;padding:0px 3px 0px 3px;vertical-align:bottom;text-align:center;">5.17</td> <td data-sheets-numberformat='{"1":2,"2":"0","3":1}' data-sheets-value='{"1":3,"3":49}' style="overflow:hidden;padding:0px 3px 0px 3px;vertical-align:bottom;text-align:center;">49</td> <td data-sheets-numberformat='{"1":2,"2":"0","3":1}' data-sheets-value='{"1":3,"3":59}' style="overflow:hidden;padding:0px 3px 0px 3px;vertical-align:bottom;text-align:center;">59</td> <td data-sheets-numberformat='{"1":2,"2":"0","3":1}' data-sheets-value='{"1":2,"2":"-"}' style="border-right:1px solid #000000;overflow:hidden;padding:0px 3px 0px 3px;vertical-align:bottom;text-align:center;">-</td> </tr> <tr style="height:20px;"> <td data-sheets-value='{"1":2,"2":"Heatstop PC"}' style="border-left:1px solid #000000;overflow:hidden;padding:0px 3px 0px 3px;vertical-align:bottom;font-weight:bold;">Heatstop PC</td> <td data-sheets-value='{"1":2,"2":"Double-walled"}' style="overflow:hidden;padding:0px 3px 0px 3px;vertical-align:bottom;font-weight:bold;">Double-walled</td> <td data-sheets-value='{"1":2,"2":"Clear (T/H)"}' style="border-right:1px solid #000000;overflow:hidden;padding:0px 3px 0px 3px;vertical-align:bottom;font-weight:bold;">Clear (T/H)</td> <td data-sheets-numberformat='{"1":2,"2":"0.00","3":1}' data-sheets-value='{"1":3,"3":2.9}' style="overflow:hidden;padding:0px 3px 0px 3px;vertical-align:bottom;text-align:center;">2.90</td> <td data-sheets-numberformat='{"1":2,"2":"0","3":1}' data-sheets-value='{"1":3,"3":44}' style="overflow:hidden;padding:0px 3px 0px 3px;vertical-align:bottom;text-align:center;">44</td> <td data-sheets-numberformat='{"1":2,"2":"0","3":1}' data-sheets-value='{"1":3,"3":51}' style="overflow:hidden;padding:0px 3px 0px 3px;vertical-align:bottom;text-align:center;">51</td> <td data-sheets-numberformat='{"1":2,"2":"0","3":1}' data-sheets-value='{"1":3,"3":20}' style="border-right:1px solid #000000;overflow:hidden;padding:0px 3px 0px 3px;vertical-align:bottom;text-align:center;">20</td> </tr> <tr style="height:20px;"> <td style="border-left:1px solid #000000;overflow:hidden;padding:0px 3px 0px 3px;vertical-align:bottom;font-weight:bold;"></td> <td data-sheets-value='{"1":2,"2":"Double-walled"}' style="overflow:hidden;padding:0px 3px 0px 3px;vertical-align:bottom;font-weight:bold;">Double-walled</td> <td data-sheets-value='{"1":2,"2":"Opal (T/O)"}' style="border-right:1px solid #000000;overflow:hidden;padding:0px 3px 0px 3px;vertical-align:bottom;font-weight:bold;">Opal (T/O)</td> <td data-sheets-numberformat='{"1":2,"2":"0.00","3":1}' data-sheets-value='{"1":3,"3":2.9}' style="overflow:hidden;padding:0px 3px 0px 3px;vertical-align:bottom;text-align:center;">2.90</td> <td data-sheets-numberformat='{"1":2,"2":"0","3":1}' data-sheets-value='{"1":3,"3":41}' style="overflow:hidden;padding:0px 3px 0px 3px;vertical-align:bottom;text-align:center;">41</td> <td data-sheets-numberformat='{"1":2,"2":"0","3":1}' data-sheets-value='{"1":3,"3":45}' style="overflow:hidden;padding:0px 3px 0px 3px;vertical-align:bottom;text-align:center;">45</td> <td data-sheets-numberformat='{"1":2,"2":"0","3":1}' data-sheets-value='{"1":3,"3":20}' style="border-right:1px solid #000000;overflow:hidden;padding:0px 3px 0px 3px;vertical-align:bottom;text-align:center;">20</td> </tr> <tr style="height:20px;"> <td style="border-left:1px solid #000000;overflow:hidden;padding:0px 3px 0px 3px;vertical-align:bottom;font-weight:bold;"></td> <td data-sheets-value='{"1":2,"2":"Triple-walled"}' style="overflow:hidden; | skylux-160-ce-met-koepel-en-pvc-opstand-30-20-met-lm-motor-1600-x-2300-mm | 8586032152909 | 46872358453581
Smoke and heat exhaust (SHEV) | SHE system | Skylux | Skylux 160° CE with skylight and PVC curb 30/20 with double LM-actuator 1600 x 2500 mm |  | 33966 | 5412970339663 | 9067.75 | Yes | 30-45 | 160.76 | 1600 x 2500 mm | 2500 | 1600 |  | PVC 30/20 (30 cm high & roof opening = 20 cm larger than daylight size) | Rectangular | 5.17 W/m²K - 1.28 W/m²K | 87% - 32% | 90% - 32% | 20dB - 23dB | 160° CE (for industry) | skylight | without spoiler | E | Double actuator | Maximum four-walled skylight possible for this product | Ut-value LT-value g-value Rw-value EN 1873 : 2014 EN ISO 13468 EN 16153 EN 410 EN 410 EN ISO 140-3 Material Walls Shells (W/m²K) (%) (%) (dB) Acrylic Single-walled Clear (H) 5.17 90 87 - PMMA Single-walled Opal (O) 5.17 83 76 - Double-walled Clear (H/H) 2.90 81 75 20 Double-walled Opal (O/O) 2.90 69 58 20 Triple-walled Clear (H/H/H) 1.70 73 65 22 Triple-walled Opal (O/H/O) 1.70 62 51 22 Four-walled Clear (H/H/H/H) 1.28 64 54 23 Four-walled Opal (H/H/O/H) 1.28 59 48 23 Polycarbonate Single-walled Clear (A) 5.17 88 83 - PC Single-walled Opal (D) 5.17 58 60 - Double-walled Clear (A/H) 2.90 79 72 20 Double-walled Clear (A/A) 2.90 77 69 20 Double-walled Opal (A/O) 2.90 73 63 20 Double-walled Opal (A/D) 2.90 51 50 20 Triple-walled Clear (A/H/H) 1.70 71 63 22 Triple-walled Opal (A/O/O) 1.70 61 48 22 Four-walled Clear (A/H/H/H) 1.28 64 52 23 Four-walled Opal (A/H/O/H) 1.28 59 46 23 Polycarbonate Single-walled Heatstop Opal (T) 5.17 49 59 - Heatstop PC Double-walled Clear (T/H) 2.90 44 51 20 Double-walled Opal (T/O) 2.90 41 45 20 Triple-walled Clear (T/H/H) 1.70 40 <td data-sheets-numberformat='{"1":2,"2":"0","3":1}' data-sheets-value='{"1":3,"3":44}' style="overflow:hidden;paddin | https://skylux.eu/en/products/skylux-160-ce-met-koepel-en-pvc-opstand-30-20-met-lm-motor-1600-x-2500-mm | https://skylux.eu/cdn/shop/files/Skylux-160deg-CE-met-koepel-en-pvc-opstand-3020-met-dubbele-LM-motor-1600-x-2500-mm-RWA-systeem.jpg?v=1702980627&width=1600 | https://skylux.eu/cdn/shop/files/e5a82811-1bb0-48e4-a776-cacb59c7c092_d8055b9a-a02d-4418-bcfd-865e479564ff.jpg?v=1688551174&width=1600 | //skylux.eu/cdn/shop/files/E_MH_Mounting_instructions_Skylux_160_CE_LM.pdf?v=12406716259046007223 | //skylux.eu/cdn/shop/files/E_TD_Technical_File_Skylux_Skylux_160_CE_Electric.pdf?v=3667116872303399239 | <style type="text/css" id="isPasted"> <!--td { border: 1px solid #cccccc; } br { mso-data-placement: same-cell; } --> </style> <table border="1" cellpadding="0" cellspacing="0" dir="ltr" style="table-layout:fixed;font-size:10pt;font-family:Arial;border-collapse:collapse;border:none;"><tbody> <tr style="height:20px;"> <td style="overflow:hidden;padding:0px 3px 0px 3px;vertical-align:bottom;"></td> <td style="overflow:hidden;padding:0px 3px 0px 3px;vertical-align:bottom;"></td> <td style="overflow:hidden;padding:0px 3px 0px 3px;vertical-align:bottom;"></td> <td data-sheets-value='{"1":2,"2":"Ut-value"}' style="overflow:hidden;padding:0px 3px 0px 3px;vertical-align:bottom;font-weight:bold;text-align:center;">Ut-value</td> <td data-sheets-value='{"1":2,"2":"LT-value"}' style="overflow:hidden;padding:0px 3px 0px 3px;vertical-align:bottom;font-weight:bold;text-align:center;">LT-value</td> <td data-sheets-value='{"1":2,"2":"g-value"}' style="overflow:hidden;padding:0px 3px 0px 3px;vertical-align:bottom;font-weight:bold;text-align:center;">g-value</td> <td data-sheets-value='{"1":2,"2":"Rw-value "}' style="overflow:hidden;padding:0px 3px 0px 3px;vertical-align:bottom;font-weight:bold;text-align:center;">Rw-value </td> </tr> <tr style="height:20px;"> <td style="overflow:hidden;padding:0px 3px 0px 3px;vertical-align:bottom;"></td> <td style="overflow:hidden;padding:0px 3px 0px 3px;vertical-align:bottom;"></td> <td style="overflow:hidden;padding:0px 3px 0px 3px;vertical-align:bottom;"></td> <td data-sheets-numberformat='{"1":2,"2":"0.00","3":1}' data-sheets-value='{"1":2,"2":"EN 1873 : 2014"}' style="overflow:hidden;padding:0px 3px 0px 3px;vertical-align:bottom;text-align:center;">EN 1873 : 2014</td> <td data-sheets-numberformat='{"1":2,"2":"0","3":1}' data-sheets-value='{"1":2,"2":"EN ISO 13468 EN 16153 EN 410"}' style="overflow:hidden;padding:0px 3px 0px 3px;vertical-align:bottom;text-align:center;">EN ISO 13468 EN 16153 EN 410</td> <td data-sheets-numberformat='{"1":2,"2":"0","3":1}' data-sheets-value='{"1":2,"2":"EN 410"}' style="overflow:hidden;padding:0px 3px 0px 3px;vertical-align:bottom;text-align:center;">EN 410</td> <td data-sheets-value='{"1":2,"2":"EN ISO 140-3\t\t"}' style="overflow:hidden;padding:0px 3px 0px 3px;vertical-align:bottom;text-align:center;">EN ISO 140-3 </td> </tr> <tr style="height:20px;"> <td data-sheets-value='{"1":2,"2":"Material"}' style="border-bottom:1px solid #000000;overflow:hidden;padding:0px 3px 0px 3px;vertical-align:bottom;background-color:#000000;font-weight:bold;color:#ffffff;">Material</td> <td data-sheets-value='{"1":2,"2":"Walls"}' style="border-bottom:1px solid #000000;overflow:hidden;padding:0px 3px 0px 3px;vertical-align:bottom;background-color:#000000;font-weight:bold;color:#ffffff;">Walls</td> <td data-sheets-value='{"1":2,"2":"Shells"}' style="border-bottom:1px solid #000000;overflow:hidden;padding:0px 3px 0px 3px;vertical-align:bottom;background-color:#000000;font-weight:bold;color:#ffffff;">Shells</td> <td data-sheets-numberformat='{"1":2,"2":"0.00","3":1}' data-sheets-value='{"1":2,"2":"(W/m²K)\t"}' style="border-bottom:1px solid #000000;overflow:hidden;padding:0px 3px 0px 3px;vertical-align:bottom;background-color:#000000;font-weight:bold;color:#ffffff;text-align:center;">(W/m²K) </td> <td data-sheets-numberformat='{"1":2,"2":"0","3":1}' data-sheets-value='{"1":2,"2":"(%)"}' style="border-bottom:1px solid #000000;overflow:hidden;padding:0px 3px 0px 3px;vertical-align:bottom;background-color:#000000;font-weight:bold;color:#ffffff;text-align:center;">(%)</td> <td data-sheets-numberformat='{"1":2,"2":"0","3":1}' data-sheets-value='{"1":2,"2":"(%)"}' style="border-bottom:1px solid #000000;overflow:hidden;padding:0px 3px 0px 3px;vertical-align:bottom;background-color:#000000;font-weight:bold;color:#ffffff;text-align:center;">(%)</td> <td data-sheets-value='{"1":2,"2":"(dB)"}' style="border-bottom:1px solid #000000;overflow:hidden;padding:0px 3px 0px 3px;vertical-align:bottom;background-color:#000000;font-weight:bold;color:#ffffff;text-align:center;">(dB)</td> </tr> <tr style="height:20px;"> <td data-sheets-value='{"1":2,"2":"Acrylic"}' style="border-left:1px solid #000000;overflow:hidden;padding:0px 3px 0px 3px;vertical-align:bottom;font-weight:bold;">Acrylic</td> <td data-sheets-value='{"1":2,"2":"Single-walled"}' style="overflow:hidden;padding:0px 3px 0px 3px;vertical-align:bottom;font-weight:bold;">Single-walled</td> <td data-sheets-value='{"1":2,"2":"Clear (H)"}' style="border-right:1px solid #000000;overflow:hidden;padding:0px 3px 0px 3px;vertical-align:bottom;font-weight:bold;">Clear (H)</td> <td data-sheets-numberformat='{"1":2,"2":"0.00","3":1}' data-sheets-value='{"1":3,"3":5.17}' style="overflow:hidden;padding:0px 3px 0px 3px;vertical-align:bottom;text-align:center;">5.17</td> <td data-sheets-numberformat='{"1":2,"2":"0","3":1}' data-sheets-value='{"1":3,"3":90}' style="overflow:hidden;padding:0px 3px 0px 3px;vertical-align:bottom;text-align:center;">90</td> <td data-sheets-numberformat='{"1":2,"2":"0","3":1}' data-sheets-value='{"1":3,"3":87}' style="overflow:hidden;padding:0px 3px 0px 3px;vertical-align:bottom;text-align:center;">87</td> <td data-sheets-numberformat='{"1":2,"2":"0","3":1}' data-sheets-value='{"1":2,"2":"-"}' style="border-right:1px solid #000000;overflow:hidden;padding:0px 3px 0px 3px;vertical-align:bottom;text-align:center;">-</td> </tr> <tr style="height:20px;"> <td data-sheets-value='{"1":2,"2":"PMMA"}' style="border-left:1px solid #000000;overflow:hidden;padding:0px 3px 0px 3px;vertical-align:bottom;font-weight:bold;">PMMA</td> <td data-sheets-value='{"1":2,"2":"Single-walled"}' style="overflow:hidden;padding:0px 3px 0px 3px;vertical-align:bottom;font-weight:bold;">Single-walled</td> <td data-sheets-value='{"1":2,"2":"Opal (O)"}' style="border-right:1px solid #000000;overflow:hidden;padding:0px 3px 0px 3px;vertical-align:bottom;font-weight:bold;">Opal (O)</td> <td data-sheets-numberformat='{"1":2,"2":"0.00","3":1}' data-sheets-value='{"1":3,"3":5.17}' style="overflow:hidden;padding:0px 3px 0px 3px;vertical-align:bottom;text-align:center;">5.17</td> <td data-sheets-numberformat='{"1":2,"2":"0","3":1}' data-sheets-value='{"1":3,"3":83}' style="overflow:hidden;padding:0px 3px 0px 3px;vertical-align:bottom;text-align:center;">83</td> <td data-sheets-numberformat='{"1":2,"2":"0","3":1}' data-sheets-value='{"1":3,"3":76}' style="overflow:hidden;padding:0px 3px 0px 3px;vertical-align:bottom;text-align:center;">76</td> <td data-sheets-numberformat='{"1":2,"2":"0","3":1}' data-sheets-value='{"1":2,"2":"-"}' style="border-right:1px solid #000000;overflow:hidden;padding:0px 3px 0px 3px;vertical-align:bottom;text-align:center;">-</td> </tr> <tr style="height:20px;"> <td style="border-left:1px solid #000000;overflow:hidden;padding:0px 3px 0px 3px;vertical-align:bottom;font-weight:bold;"></td> <td data-sheets-value='{"1":2,"2":"Double-walled"}' style="overflow:hidden;padding:0px 3px 0px 3px;vertical-align:bottom;font-weight:bold;">Double-walled</td> <td data-sheets-value='{"1":2,"2":"Clear (H/H)"}' style="border-right:1px solid #000000;overflow:hidden;padding:0px 3px 0px 3px;vertical-align:bottom;font-weight:bold;">Clear (H/H)</td> <td data-sheets-numberformat='{"1":2,"2":"0.00","3":1}' data-sheets-value='{"1":3,"3":2.9}' style="overflow:hidden;padding:0px 3px 0px 3px;vertical-align:bottom;text-align:center;">2.90</td> <td data-sheets-numberformat='{"1":2,"2":"0","3":1}' data-sheets-value='{"1":3,"3":81}' style="overflow:hidden;padding:0px 3px 0px 3px;vertical-align:bottom;text-align:center;">81</td> <td data-sheets-numberformat='{"1":2,"2":"0","3":1}' data-sheets-value='{"1":3,"3":75}' style="overflow:hidden;padding:0px 3px 0px 3px;vertical-align:bottom;text-align:center;">75</td> <td data-sheets-numberformat='{"1":2,"2":"0","3":1}' data-sheets-value='{"1":3,"3":20}' style="border-right:1px solid #000000;overflow:hidden;padding:0px 3px 0px 3px;vertical-align:bottom;text-align:center;">20</td> </tr> <tr style="height:20px;"> <td style="border-left:1px solid #000000;overflow:hidden;padding:0px 3px 0px 3px;vertical-align:bottom;font-weight:bold;"></td> <td data-sheets-value='{"1":2,"2":"Double-walled"}' style="overflow:hidden;padding:0px 3px 0px 3px;vertical-align:bottom;font-weight:bold;">Double-walled</td> <td data-sheets-value='{"1":2,"2":"Opal (O/O)"}' style="border-right:1px solid #000000;overflow:hidden;padding:0px 3px 0px 3px;vertical-align:bottom;font-weight:bold;">Opal (O/O)</td> <td data-sheets-numberformat='{"1":2,"2":"0.00","3":1}' data-sheets-value='{"1":3,"3":2.9}' style="overflow:hidden;padding:0px 3px 0px 3px;vertical-align:bottom;text-align:center;">2.90</td> <td data-sheets-numberformat='{"1":2,"2":"0","3":1}' data-sheets-value='{"1":3,"3":69}' style="overflow:hidden;padding:0px 3px 0px 3px;vertical-align:bottom;text-align:center;">69</td> <td data-sheets-numberformat='{"1":2,"2":"0","3":1}' data-sheets-value='{"1":3,"3":58}' style="overflow:hidden;padding:0px 3px 0px 3px;vertical-align:bottom;text-align:center;">58</td> <td data-sheets-numberformat='{"1":2,"2":"0","3":1}' data-sheets-value='{"1":3,"3":20}' style="border-right:1px solid #000000;overflow:hidden;padding:0px 3px 0px 3px;vertical-align:bottom;text-align:center;">20</td> </tr> <tr style="height:20px;"> <td style="border-left:1px solid #000000;overflow:hidden;padding:0px 3px 0px 3px;vertical-align:bottom;font-weight:bold;"></td> <td data-sheets-value='{"1":2,"2":"Triple-walled"}' style="overflow:hidden;padding:0px 3px 0px 3px;vertical-align:bottom;font-weight:bold;">Triple-walled</td> <td data-sheets-value='{"1":2,"2":"Clear (H/H/H)"}' style="border-right:1px solid #000000;overflow:hidden;padding:0px 3px 0px 3px;vertical-align:bottom;font-weight:bold;">Clear (H/H/H)</td> <td data-sheets-numberformat='{"1":2,"2":"0.00","3":1}' data-sheets-value='{"1":3,"3":1.7}' style="overflow:hidden;padding:0px 3px 0px 3px;vertical-align:bottom;text-align:center;">1.70</td> <td data-sheets-numberformat='{"1":2,"2":"0","3":1}' data-sheets-value='{"1":3,"3":73}' style="overflow:hidden;padding:0px 3px 0px 3px;vertical-align:bottom;text-align:center;">73</td> <td data-sheets-numberformat='{"1":2,"2":"0","3":1}' data-sheets-value='{"1":3,"3":65}' style="overflow:hidden;padding:0px 3px 0px 3px;vertical-align:bottom;text-align:center;">65</td> <td data-sheets-numberformat='{"1":2,"2":"0","3":1}' data-sheets-value='{"1":3,"3":22}' style="border-right:1px solid #000000;overflow:hidden;padding:0px 3px 0px 3px;vertical-align:bottom;text-align:center;">22</td> </tr> <tr style="height:20px;"> <td style="border-left:1px solid #000000;overflow:hidden;padding:0px 3px 0px 3px;vertical-align:bottom;font-weight:bold;"></td> <td data-sheets-value='{"1":2,"2":"Triple-walled"}' style="overflow:hidden;padding:0px 3px 0px 3px;vertical-align:bottom;font-weight:bold;">Triple-walled</td> <td data-sheets-value='{"1":2,"2":"Opal (O/H/O)"}' style="border-right:1px solid #000000;overflow:hidden;padding:0px 3px 0px 3px;vertical-align:bottom;font-weight:bold;">Opal (O/H/O)</td> <td data-sheets-numberformat='{"1":2,"2":"0.00","3":1}' data-sheets-value='{"1":3,"3":1.7}' style="overflow:hidden;padding:0px 3px 0px 3px;vertical-align:bottom;text-align:center;">1.70</td> <td data-sheets-numberformat='{"1":2,"2":"0","3":1}' data-sheets-value='{"1":3,"3":62}' style="overflow:hidden;padding:0px 3px 0px 3px;vertical-align:bottom;text-align:center;">62</td> <td data-sheets-numberformat='{"1":2,"2":"0","3":1}' data-sheets-value='{"1":3,"3":51}' style="overflow:hidden;padding:0px 3px 0px 3px;vertical-align:bottom;text-align:center;">51</td> <td data-sheets-numberformat='{"1":2,"2":"0","3":1}' data-sheets-value='{"1":3,"3":22}' style="border-right:1px solid #000000;overflow:hidden;padding:0px 3px 0px 3px;vertical-align:bottom;text-align:center;">22</td> </tr> <tr style="height:20px;"> <td style="border-left:1px solid #000000;overflow:hidden;padding:0px 3px 0px 3px;vertical-align:bottom;font-weight:bold;"></td> <td data-sheets-value='{"1":2,"2":"Four-walled"}' style="overflow:hidden;padding:0px 3px 0px 3px;vertical-align:bottom;font-weight:bold;">Four-walled</td> <td data-sheets-value='{"1":2,"2":"Clear (H/H/H/H)"}' style="border-right:1px solid #000000;overflow:hidden;padding:0px 3px 0px 3px;vertical-align:bottom;font-weight:bold;">Clear (H/H/H/H)</td> <td data-sheets-numberformat='{"1":2,"2":"0.00","3":1}' data-sheets-value='{"1":3,"3":1.28}' style="overflow:hidden;padding:0px 3px 0px 3px;vertical-align:bottom;text-align:center;">1.28</td> <td data-sheets-numberformat='{"1":2,"2":"0","3":1}' data-sheets-value='{"1":3,"3":64}' style="overflow:hidden;padding:0px 3px 0px 3px;vertical-align:bottom;text-align:center;">64</td> <td data-sheets-numberformat='{"1":2,"2":"0","3":1}' data-sheets-value='{"1":3,"3":54}' style="overflow:hidden;padding:0px 3px 0px 3px;vertical-align:bottom;text-align:center;">54</td> <td data-sheets-numberformat='{"1":2,"2":"0","3":1}' data-sheets-value='{"1":3,"3":23}' style="border-right:1px solid #000000;overflow:hidden;padding:0px 3px 0px 3px;vertical-align:bottom;text-align:center;">23</td> </tr> <tr style="height:20px;"> <td style="border-bottom:1px solid #000000;border-left:1px solid #000000;overflow:hidden;padding:0px 3px 0px 3px;vertical-align:bottom;"></td> <td data-sheets-value='{"1":2,"2":"Four-walled"}' style="border-bottom:1px solid #000000;overflow:hidden;padding:0px 3px 0px 3px;vertical-align:bottom;font-weight:bold;">Four-walled</td> <td data-sheets-value='{"1":2,"2":"Opal (H/H/O/H)"}' style="border-right:1px solid #000000;border-bottom:1px solid #000000;overflow:hidden;padding:0px 3px 0px 3px;vertical-align:bottom;font-weight:bold;">Opal (H/H/O/H)</td> <td data-sheets-numberformat='{"1":2,"2":"0.00","3":1}' data-sheets-value='{"1":3,"3":1.28}' style="border-bottom:1px solid #000000;overflow:hidden;padding:0px 3px 0px 3px;vertical-align:bottom;text-align:center;">1.28</td> <td data-sheets-numberformat='{"1":2,"2":"0","3":1}' data-sheets-value='{"1":3,"3":59}' style="border-bottom:1px solid #000000;overflow:hidden;padding:0px 3px 0px 3px;vertical-align:bottom;text-align:center;">59</td> <td data-sheets-numberformat='{"1":2,"2":"0","3":1}' data-sheets-value='{"1":3,"3":48}' style="border-bottom:1px solid #000000;overflow:hidden;padding:0px 3px 0px 3px;vertical-align:bottom;text-align:center;">48</td> <td data-sheets-numberformat='{"1":2,"2":"0","3":1}' data-sheets-value='{"1":3,"3":23}' style="border-right:1px solid #000000;border-bottom:1px solid #000000;overflow:hidden;padding:0px 3px 0px 3px;vertical-align:bottom;text-align:center;">23</td> </tr> <tr style="height:20px;"> <td data-sheets-value='{"1":2,"2":"Polycarbonate "}' style="border-left:1px solid #000000;overflow:hidden;padding:0px 3px 0px 3px;vertical-align:bottom;font-weight:bold;">Polycarbonate </td> <td data-sheets-value='{"1":2,"2":"Single-walled"}' style="overflow:hidden;padding:0px 3px 0px 3px;vertical-align:bottom;font-weight:bold;">Single-walled</td> <td data-sheets-value='{"1":2,"2":"Clear (A)"}' style="border-right:1px solid #000000;overflow:hidden;padding:0px 3px 0px 3px;vertical-align:bottom;font-weight:bold;">Clear (A)</td> <td data-sheets-numberformat='{"1":2,"2":"0.00","3":1}' data-sheets-value='{"1":3,"3":5.17}' style="overflow:hidden;padding:0px 3px 0px 3px;vertical-align:bottom;text-align:center;">5.17</td> <td data-sheets-numberformat='{"1":2,"2":"0","3":1}' data-sheets-value='{"1":3,"3":88}' style="overflow:hidden;padding:0px 3px 0px 3px;vertical-align:bottom;text-align:center;">88</td> <td data-sheets-numberformat='{"1":2,"2":"0","3":1}' data-sheets-value='{"1":3,"3":83}' style="overflow:hidden;padding:0px 3px 0px 3px;vertical-align:bottom;text-align:center;">83</td> <td data-sheets-numberformat='{"1":2,"2":"0","3":1}' data-sheets-value='{"1":2,"2":"-"}' style="border-right:1px solid #000000;overflow:hidden;padding:0px 3px 0px 3px;vertical-align:bottom;text-align:center;">-</td> </tr> <tr style="height:20px;"> <td data-sheets-value='{"1":2,"2":"PC"}' style="border-left:1px solid #000000;overflow:hidden;padding:0px 3px 0px 3px;vertical-align:bottom;font-weight:bold;">PC</td> <td data-sheets-value='{"1":2,"2":"Single-walled"}' style="overflow:hidden;padding:0px 3px 0px 3px;vertical-align:bottom;font-weight:bold;">Single-walled</td> <td data-sheets-value='{"1":2,"2":"Opal (D)"}' style="border-right:1px solid #000000;overflow:hidden;padding:0px 3px 0px 3px;vertical-align:bottom;font-weight:bold;">Opal (D)</td> <td data-sheets-numberformat='{"1":2,"2":"0.00","3":1}' data-sheets-value='{"1":3,"3":5.17}' style="overflow:hidden;padding:0px 3px 0px 3px;vertical-align:bottom;text-align:center;">5.17</td> <td data-sheets-numberformat='{"1":2,"2":"0","3":1}' data-sheets-value='{"1":3,"3":58}' style="overflow:hidden;padding:0px 3px 0px 3px;vertical-align:bottom;text-align:center;">58</td> <td data-sheets-numberformat='{"1":2,"2":"0","3":1}' data-sheets-value='{"1":3,"3":60}' style="overflow:hidden;padding:0px 3px 0px 3px;vertical-align:bottom;text-align:center;">60</td> <td data-sheets-numberformat='{"1":2,"2":"0","3":1}' data-sheets-value='{"1":2,"2":"-"}' style="border-right:1px solid #000000;overflow:hidden;padding:0px 3px 0px 3px;vertical-align:bottom;text-align:center;">-</td> </tr> <tr style="height:20px;"> <td style="border-left:1px solid #000000;overflow:hidden;padding:0px 3px 0px 3px;vertical-align:bottom;font-weight:bold;"></td> <td data-sheets-value='{"1":2,"2":"Double-walled"}' style="overflow:hidden;padding:0px 3px 0px 3px;vertical-align:bottom;font-weight:bold;">Double-walled</td> <td data-sheets-value='{"1":2,"2":"Clear (A/H)"}' style="border-right:1px solid #000000;overflow:hidden;padding:0px 3px 0px 3px;vertical-align:bottom;font-weight:bold;">Clear (A/H)</td> <td data-sheets-numberformat='{"1":2,"2":"0.00","3":1}' data-sheets-value='{"1":3,"3":2.9}' style="overflow:hidden;padding:0px 3px 0px 3px;vertical-align:bottom;text-align:center;">2.90</td> <td data-sheets-numberformat='{"1":2,"2":"0","3":1}' data-sheets-value='{"1":3,"3":79}' style="overflow:hidden;padding:0px 3px 0px 3px;vertical-align:bottom;text-align:center;">79</td> <td data-sheets-numberformat='{"1":2,"2":"0","3":1}' data-sheets-value='{"1":3,"3":72}' style="overflow:hidden;padding:0px 3px 0px 3px;vertical-align:bottom;text-align:center;">72</td> <td data-sheets-numberformat='{"1":2,"2":"0","3":1}' data-sheets-value='{"1":3,"3":20}' style="border-right:1px solid #000000;overflow:hidden;padding:0px 3px 0px 3px;vertical-align:bottom;text-align:center;">20</td> </tr> <tr style="height:20px;"> <td style="border-left:1px solid #000000;overflow:hidden;padding:0px 3px 0px 3px;vertical-align:bottom;font-weight:bold;"></td> <td data-sheets-value='{"1":2,"2":"Double-walled"}' style="overflow:hidden;padding:0px 3px 0px 3px;vertical-align:bottom;font-weight:bold;">Double-walled</td> <td data-sheets-value='{"1":2,"2":"Clear (A/A)"}' style="border-right:1px solid #000000;overflow:hidden;padding:0px 3px 0px 3px;vertical-align:bottom;font-weight:bold;">Clear (A/A)</td> <td data-sheets-numberformat='{"1":2,"2":"0.00","3":1}' data-sheets-value='{"1":3,"3":2.9}' style="overflow:hidden;padding:0px 3px 0px 3px;vertical-align:bottom;text-align:center;">2.90</td> <td data-sheets-numberformat='{"1":2,"2":"0","3":1}' data-sheets-value='{"1":3,"3":77}' style="overflow:hidden;padding:0px 3px 0px 3px;vertical-align:bottom;text-align:center;">77</td> <td data-sheets-numberformat='{"1":2,"2":"0","3":1}' data-sheets-value='{"1":3,"3":69}' style="overflow:hidden;padding:0px 3px 0px 3px;vertical-align:bottom;text-align:center;">69</td> <td data-sheets-numberformat='{"1":2,"2":"0","3":1}' data-sheets-value='{"1":3,"3":20}' style="border-right:1px solid #000000;overflow:hidden;padding:0px 3px 0px 3px;vertical-align:bottom;text-align:center;">20</td> </tr> <tr style="height:20px;"> <td style="border-left:1px solid #000000;overflow:hidden;padding:0px 3px 0px 3px;vertical-align:bottom;font-weight:bold;"></td> <td data-sheets-value='{"1":2,"2":"Double-walled"}' style="overflow:hidden;padding:0px 3px 0px 3px;vertical-align:bottom;font-weight:bold;">Double-walled</td> <td data-sheets-value='{"1":2,"2":"Opal (A/O)"}' style="border-right:1px solid #000000;overflow:hidden;padding:0px 3px 0px 3px;vertical-align:bottom;font-weight:bold;">Opal (A/O)</td> <td data-sheets-numberformat='{"1":2,"2":"0.00","3":1}' data-sheets-value='{"1":3,"3":2.9}' style="overflow:hidden;padding:0px 3px 0px 3px;vertical-align:bottom;text-align:center;">2.90</td> <td data-sheets-numberformat='{"1":2,"2":"0","3":1}' data-sheets-value='{"1":3,"3":73}' style="overflow:hidden;padding:0px 3px 0px 3px;vertical-align:bottom;text-align:center;">73</td> <td data-sheets-numberformat='{"1":2,"2":"0","3":1}' data-sheets-value='{"1":3,"3":63}' style="overflow:hidden;padding:0px 3px 0px 3px;vertical-align:bottom;text-align:center;">63</td> <td data-sheets-numberformat='{"1":2,"2":"0","3":1}' data-sheets-value='{"1":3,"3":20}' style="border-right:1px solid #000000;overflow:hidden;padding:0px 3px 0px 3px;vertical-align:bottom;text-align:center;">20</td> </tr> <tr style="height:20px;"> <td style="border-left:1px solid #000000;overflow:hidden;padding:0px 3px 0px 3px;vertical-align:bottom;font-weight:bold;"></td> <td data-sheets-value='{"1":2,"2":"Double-walled"}' style="overflow:hidden;padding:0px 3px 0px 3px;vertical-align:bottom;font-weight:bold;">Double-walled</td> <td data-sheets-value='{"1":2,"2":"Opal (A/D)"}' style="border-right:1px solid #000000;overflow:hidden;padding:0px 3px 0px 3px;vertical-align:bottom;font-weight:bold;">Opal (A/D)</td> <td data-sheets-numberformat='{"1":2,"2":"0.00","3":1}' data-sheets-value='{"1":3,"3":2.9}' style="overflow:hidden;padding:0px 3px 0px 3px;vertical-align:bottom;text-align:center;">2.90</td> <td data-sheets-numberformat='{"1":2,"2":"0","3":1}' data-sheets-value='{"1":3,"3":51}' style="overflow:hidden;padding:0px 3px 0px 3px;vertical-align:bottom;text-align:center;">51</td> <td data-sheets-numberformat='{"1":2,"2":"0","3":1}' data-sheets-value='{"1":3,"3":50}' style="overflow:hidden;padding:0px 3px 0px 3px;vertical-align:bottom;text-align:center;">50</td> <td data-sheets-numberformat='{"1":2,"2":"0","3":1}' data-sheets-value='{"1":3,"3":20}' style="border-right:1px solid #000000;overflow:hidden;padding:0px 3px 0px 3px;vertical-align:bottom;text-align:center;">20</td> </tr> <tr style="height:20px;"> <td style="border-left:1px solid #000000;overflow:hidden;padding:0px 3px 0px 3px;vertical-align:bottom;font-weight:bold;"></td> <td data-sheets-value='{"1":2,"2":"Triple-walled"}' style="overflow:hidden;padding:0px 3px 0px 3px;vertical-align:bottom;font-weight:bold;">Triple-walled</td> <td data-sheets-value='{"1":2,"2":"Clear (A/H/H)"}' style="border-right:1px solid #000000;overflow:hidden;padding:0px 3px 0px 3px;vertical-align:bottom;font-weight:bold;">Clear (A/H/H)</td> <td data-sheets-numberformat='{"1":2,"2":"0.00","3":1}' data-sheets-value='{"1":3,"3":1.7}' style="overflow:hidden;padding:0px 3px 0px 3px;vertical-align:bottom;text-align:center;">1.70</td> <td data-sheets-numberformat='{"1":2,"2":"0","3":1}' data-sheets-value='{"1":3,"3":71}' style="overflow:hidden;padding:0px 3px 0px 3px;vertical-align:bottom;text-align:center;">71</td> <td data-sheets-numberformat='{"1":2,"2":"0","3":1}' data-sheets-value='{"1":3,"3":63}' style="overflow:hidden;padding:0px 3px 0px 3px;vertical-align:bottom;text-align:center;">63</td> <td data-sheets-numberformat='{"1":2,"2":"0","3":1}' data-sheets-value='{"1":3,"3":22}' style="border-right:1px solid #000000;overflow:hidden;padding:0px 3px 0px 3px;vertical-align:bottom;text-align:center;">22</td> </tr> <tr style="height:20px;"> <td style="border-left:1px solid #000000;overflow:hidden;padding:0px 3px 0px 3px;vertical-align:bottom;font-weight:bold;"></td> <td data-sheets-value='{"1":2,"2":"Triple-walled"}' style="overflow:hidden;padding:0px 3px 0px 3px;vertical-align:bottom;font-weight:bold;">Triple-walled</td> <td data-sheets-value='{"1":2,"2":"Opal (A/O/O)"}' style="border-right:1px solid #000000;overflow:hidden;padding:0px 3px 0px 3px;vertical-align:bottom;font-weight:bold;">Opal (A/O/O)</td> <td data-sheets-numberformat='{"1":2,"2":"0.00","3":1}' data-sheets-value='{"1":3,"3":1.7}' style="overflow:hidden;padding:0px 3px 0px 3px;vertical-align:bottom;text-align:center;">1.70</td> <td data-sheets-numberformat='{"1":2,"2":"0","3":1}' data-sheets-value='{"1":3,"3":61}' style="overflow:hidden;padding:0px 3px 0px 3px;vertical-align:bottom;text-align:center;">61</td> <td data-sheets-numberformat='{"1":2,"2":"0","3":1}' data-sheets-value='{"1":3,"3":48}' style="overflow:hidden;padding:0px 3px 0px 3px;vertical-align:bottom;text-align:center;">48</td> <td data-sheets-numberformat='{"1":2,"2":"0","3":1}' data-sheets-value='{"1":3,"3":22}' style="border-right:1px solid #000000;overflow:hidden;padding:0px 3px 0px 3px;vertical-align:bottom;text-align:center;">22</td> </tr> <tr style="height:20px;"> <td style="border-left:1px solid #000000;overflow:hidden;padding:0px 3px 0px 3px;vertical-align:bottom;font-weight:bold;"></td> <td data-sheets-value='{"1":2,"2":"Four-walled"}' style="overflow:hidden;padding:0px 3px 0px 3px;vertical-align:bottom;font-weight:bold;">Four-walled</td> <td data-sheets-value='{"1":2,"2":"Clear (A/H/H/H)"}' style="border-right:1px solid #000000;overflow:hidden;padding:0px 3px 0px 3px;vertical-align:bottom;font-weight:bold;">Clear (A/H/H/H)</td> <td data-sheets-numberformat='{"1":2,"2":"0.00","3":1}' data-sheets-value='{"1":3,"3":1.28}' style="overflow:hidden;padding:0px 3px 0px 3px;vertical-align:bottom;text-align:center;">1.28</td> <td data-sheets-numberformat='{"1":2,"2":"0","3":1}' data-sheets-value='{"1":3,"3":64}' style="overflow:hidden;padding:0px 3px 0px 3px;vertical-align:bottom;text-align:center;">64</td> <td data-sheets-numberformat='{"1":2,"2":"0","3":1}' data-sheets-value='{"1":3,"3":52}' style="overflow:hidden;padding:0px 3px 0px 3px;vertical-align:bottom;text-align:center;">52</td> <td data-sheets-numberformat='{"1":2,"2":"0","3":1}' data-sheets-value='{"1":3,"3":23}' style="border-right:1px solid #000000;overflow:hidden;padding:0px 3px 0px 3px;vertical-align:bottom;text-align:center;">23</td> </tr> <tr style="height:20px;"> <td style="border-bottom:1px solid #000000;border-left:1px solid #000000;overflow:hidden;padding:0px 3px 0px 3px;vertical-align:bottom;"></td> <td data-sheets-value='{"1":2,"2":"Four-walled"}' style="border-bottom:1px solid #000000;overflow:hidden;padding:0px 3px 0px 3px;vertical-align:bottom;font-weight:bold;">Four-walled</td> <td data-sheets-value='{"1":2,"2":"Opal (A/H/O/H)"}' style="border-right:1px solid #000000;border-bottom:1px solid #000000;overflow:hidden;padding:0px 3px 0px 3px;vertical-align:bottom;font-weight:bold;">Opal (A/H/O/H)</td> <td data-sheets-numberformat='{"1":2,"2":"0.00","3":1}' data-sheets-value='{"1":3,"3":1.28}' style="border-bottom:1px solid #000000;overflow:hidden;padding:0px 3px 0px 3px;vertical-align:bottom;text-align:center;">1.28</td> <td data-sheets-numberformat='{"1":2,"2":"0","3":1}' data-sheets-value='{"1":3,"3":59}' style="border-bottom:1px solid #000000;overflow:hidden;padding:0px 3px 0px 3px;vertical-align:bottom;text-align:center;">59</td> <td data-sheets-numberformat='{"1":2,"2":"0","3":1}' data-sheets-value='{"1":3,"3":46}' style="border-bottom:1px solid #000000;overflow:hidden;padding:0px 3px 0px 3px;vertical-align:bottom;text-align:center;">46</td> <td data-sheets-numberformat='{"1":2,"2":"0","3":1}' data-sheets-value='{"1":3,"3":23}' style="border-right:1px solid #000000;border-bottom:1px solid #000000;overflow:hidden;padding:0px 3px 0px 3px;vertical-align:bottom;text-align:center;">23</td> </tr> <tr style="height:20px;"> <td data-sheets-value='{"1":2,"2":"Polycarbonate"}' style="border-left:1px solid #000000;overflow:hidden;padding:0px 3px 0px 3px;vertical-align:bottom;font-weight:bold;">Polycarbonate</td> <td data-sheets-value='{"1":2,"2":"Single-walled"}' style="overflow:hidden;padding:0px 3px 0px 3px;vertical-align:bottom;font-weight:bold;">Single-walled</td> <td data-sheets-value='{"1":2,"2":"Heatstop Opal (T)"}' style="border-right:1px solid #000000;overflow:hidden;padding:0px 3px 0px 3px;vertical-align:bottom;font-weight:bold;">Heatstop Opal (T)</td> <td data-sheets-numberformat='{"1":2,"2":"0.00","3":1}' data-sheets-value='{"1":3,"3":5.17}' style="overflow:hidden;padding:0px 3px 0px 3px;vertical-align:bottom;text-align:center;">5.17</td> <td data-sheets-numberformat='{"1":2,"2":"0","3":1}' data-sheets-value='{"1":3,"3":49}' style="overflow:hidden;padding:0px 3px 0px 3px;vertical-align:bottom;text-align:center;">49</td> <td data-sheets-numberformat='{"1":2,"2":"0","3":1}' data-sheets-value='{"1":3,"3":59}' style="overflow:hidden;padding:0px 3px 0px 3px;vertical-align:bottom;text-align:center;">59</td> <td data-sheets-numberformat='{"1":2,"2":"0","3":1}' data-sheets-value='{"1":2,"2":"-"}' style="border-right:1px solid #000000;overflow:hidden;padding:0px 3px 0px 3px;vertical-align:bottom;text-align:center;">-</td> </tr> <tr style="height:20px;"> <td data-sheets-value='{"1":2,"2":"Heatstop PC"}' style="border-left:1px solid #000000;overflow:hidden;padding:0px 3px 0px 3px;vertical-align:bottom;font-weight:bold;">Heatstop PC</td> <td data-sheets-value='{"1":2,"2":"Double-walled"}' style="overflow:hidden;padding:0px 3px 0px 3px;vertical-align:bottom;font-weight:bold;">Double-walled</td> <td data-sheets-value='{"1":2,"2":"Clear (T/H)"}' style="border-right:1px solid #000000;overflow:hidden;padding:0px 3px 0px 3px;vertical-align:bottom;font-weight:bold;">Clear (T/H)</td> <td data-sheets-numberformat='{"1":2,"2":"0.00","3":1}' data-sheets-value='{"1":3,"3":2.9}' style="overflow:hidden;padding:0px 3px 0px 3px;vertical-align:bottom;text-align:center;">2.90</td> <td data-sheets-numberformat='{"1":2,"2":"0","3":1}' data-sheets-value='{"1":3,"3":44}' style="overflow:hidden;padding:0px 3px 0px 3px;vertical-align:bottom;text-align:center;">44</td> <td data-sheets-numberformat='{"1":2,"2":"0","3":1}' data-sheets-value='{"1":3,"3":51}' style="overflow:hidden;padding:0px 3px 0px 3px;vertical-align:bottom;text-align:center;">51</td> <td data-sheets-numberformat='{"1":2,"2":"0","3":1}' data-sheets-value='{"1":3,"3":20}' style="border-right:1px solid #000000;overflow:hidden;padding:0px 3px 0px 3px;vertical-align:bottom;text-align:center;">20</td> </tr> <tr style="height:20px;"> <td style="border-left:1px solid #000000;overflow:hidden;padding:0px 3px 0px 3px;vertical-align:bottom;font-weight:bold;"></td> <td data-sheets-value='{"1":2,"2":"Double-walled"}' style="overflow:hidden;padding:0px 3px 0px 3px;vertical-align:bottom;font-weight:bold;">Double-walled</td> <td data-sheets-value='{"1":2,"2":"Opal (T/O)"}' style="border-right:1px solid #000000;overflow:hidden;padding:0px 3px 0px 3px;vertical-align:bottom;font-weight:bold;">Opal (T/O)</td> <td data-sheets-numberformat='{"1":2,"2":"0.00","3":1}' data-sheets-value='{"1":3,"3":2.9}' style="overflow:hidden;padding:0px 3px 0px 3px;vertical-align:bottom;text-align:center;">2.90</td> <td data-sheets-numberformat='{"1":2,"2":"0","3":1}' data-sheets-value='{"1":3,"3":41}' style="overflow:hidden;padding:0px 3px 0px 3px;vertical-align:bottom;text-align:center;">41</td> <td data-sheets-numberformat='{"1":2,"2":"0","3":1}' data-sheets-value='{"1":3,"3":45}' style="overflow:hidden;padding:0px 3px 0px 3px;vertical-align:bottom;text-align:center;">45</td> <td data-sheets-numberformat='{"1":2,"2":"0","3":1}' data-sheets-value='{"1":3,"3":20}' style="border-right:1px solid #000000;overflow:hidden;padding:0px 3px 0px 3px;vertical-align:bottom;text-align:center;">20</td> </tr> <tr style="height:20px;"> <td style="border-left:1px solid #000000;overflow:hidden;padding:0px 3px 0px 3px;vertical-align:bottom;font-weight:bold;"></td> <td data-sheets-value='{"1":2,"2":"Triple-walled"}' style="overflow:hidden; | skylux-160-ce-met-koepel-en-pvc-opstand-30-20-met-lm-motor-1600-x-2500-mm | 8586032185677 | 46872358519117
Smoke and heat exhaust (SHEV) | SHE system | Skylux | Skylux 160° CE with skylight and PVC curb 30/20 with double LM-actuator 1600 x 2800 mm |  | 33797 | 5412970337973 | 9439.25 | Yes | 30-45 | 169.63 | 1600 x 2800 mm | 2800 | 1600 |  | PVC 30/20 (30 cm high & roof opening = 20 cm larger than daylight size) | Rectangular | 5.17 W/m²K - 1.28 W/m²K | 87% - 32% | 90% - 32% | 20dB - 23dB | 160° CE (for industry) | skylight | without spoiler | E | Double actuator | Maximum four-walled skylight possible for this product | Ut-value LT-value g-value Rw-value EN 1873 : 2014 EN ISO 13468 EN 16153 EN 410 EN 410 EN ISO 140-3 Material Walls Shells (W/m²K) (%) (%) (dB) Acrylic Single-walled Clear (H) 5.17 90 87 - PMMA Single-walled Opal (O) 5.17 83 76 - Double-walled Clear (H/H) 2.90 81 75 20 Double-walled Opal (O/O) 2.90 69 58 20 Triple-walled Clear (H/H/H) 1.70 73 65 22 Triple-walled Opal (O/H/O) 1.70 62 51 22 Four-walled Clear (H/H/H/H) 1.28 64 54 23 Four-walled Opal (H/H/O/H) 1.28 59 48 23 Polycarbonate Single-walled Clear (A) 5.17 88 83 - PC Single-walled Opal (D) 5.17 58 60 - Double-walled Clear (A/H) 2.90 79 72 20 Double-walled Clear (A/A) 2.90 77 69 20 Double-walled Opal (A/O) 2.90 73 63 20 Double-walled Opal (A/D) 2.90 51 50 20 Triple-walled Clear (A/H/H) 1.70 71 63 22 Triple-walled Opal (A/O/O) 1.70 61 48 22 Four-walled Clear (A/H/H/H) 1.28 64 52 23 Four-walled Opal (A/H/O/H) 1.28 59 46 23 Polycarbonate Single-walled Heatstop Opal (T) 5.17 49 59 - Heatstop PC Double-walled Clear (T/H) 2.90 44 51 20 Double-walled Opal (T/O) 2.90 41 45 20 Triple-walled Clear (T/H/H) 1.70 40 <td data-sheets-numberformat='{"1":2,"2":"0","3":1}' data-sheets-value='{"1":3,"3":44}' style="overflow:hidden;paddin | https://skylux.eu/en/products/skylux-160-ce-met-koepel-en-pvc-opstand-30-20-met-lm-motor-1600-x-2800-mm | https://skylux.eu/cdn/shop/files/Skylux-160deg-CE-met-koepel-en-pvc-opstand-3020-met-dubbele-LM-motor-1600-x-2800-mm-RWA-systeem.jpg?v=1702980632&width=1600 | https://skylux.eu/cdn/shop/files/e5a82811-1bb0-48e4-a776-cacb59c7c092_a8fc5827-e867-4f91-ad17-e19f9744af83.jpg?v=1688551176&width=1600 | //skylux.eu/cdn/shop/files/E_MH_Mounting_instructions_Skylux_160_CE_LM.pdf?v=12406716259046007223 | //skylux.eu/cdn/shop/files/E_TD_Technical_File_Skylux_Skylux_160_CE_Electric.pdf?v=3667116872303399239 | <style type="text/css" id="isPasted"> <!--td { border: 1px solid #cccccc; } br { mso-data-placement: same-cell; } --> </style> <table border="1" cellpadding="0" cellspacing="0" dir="ltr" style="table-layout:fixed;font-size:10pt;font-family:Arial;border-collapse:collapse;border:none;"><tbody> <tr style="height:20px;"> <td style="overflow:hidden;padding:0px 3px 0px 3px;vertical-align:bottom;"></td> <td style="overflow:hidden;padding:0px 3px 0px 3px;vertical-align:bottom;"></td> <td style="overflow:hidden;padding:0px 3px 0px 3px;vertical-align:bottom;"></td> <td data-sheets-value='{"1":2,"2":"Ut-value"}' style="overflow:hidden;padding:0px 3px 0px 3px;vertical-align:bottom;font-weight:bold;text-align:center;">Ut-value</td> <td data-sheets-value='{"1":2,"2":"LT-value"}' style="overflow:hidden;padding:0px 3px 0px 3px;vertical-align:bottom;font-weight:bold;text-align:center;">LT-value</td> <td data-sheets-value='{"1":2,"2":"g-value"}' style="overflow:hidden;padding:0px 3px 0px 3px;vertical-align:bottom;font-weight:bold;text-align:center;">g-value</td> <td data-sheets-value='{"1":2,"2":"Rw-value "}' style="overflow:hidden;padding:0px 3px 0px 3px;vertical-align:bottom;font-weight:bold;text-align:center;">Rw-value </td> </tr> <tr style="height:20px;"> <td style="overflow:hidden;padding:0px 3px 0px 3px;vertical-align:bottom;"></td> <td style="overflow:hidden;padding:0px 3px 0px 3px;vertical-align:bottom;"></td> <td style="overflow:hidden;padding:0px 3px 0px 3px;vertical-align:bottom;"></td> <td data-sheets-numberformat='{"1":2,"2":"0.00","3":1}' data-sheets-value='{"1":2,"2":"EN 1873 : 2014"}' style="overflow:hidden;padding:0px 3px 0px 3px;vertical-align:bottom;text-align:center;">EN 1873 : 2014</td> <td data-sheets-numberformat='{"1":2,"2":"0","3":1}' data-sheets-value='{"1":2,"2":"EN ISO 13468 EN 16153 EN 410"}' style="overflow:hidden;padding:0px 3px 0px 3px;vertical-align:bottom;text-align:center;">EN ISO 13468 EN 16153 EN 410</td> <td data-sheets-numberformat='{"1":2,"2":"0","3":1}' data-sheets-value='{"1":2,"2":"EN 410"}' style="overflow:hidden;padding:0px 3px 0px 3px;vertical-align:bottom;text-align:center;">EN 410</td> <td data-sheets-value='{"1":2,"2":"EN ISO 140-3\t\t"}' style="overflow:hidden;padding:0px 3px 0px 3px;vertical-align:bottom;text-align:center;">EN ISO 140-3 </td> </tr> <tr style="height:20px;"> <td data-sheets-value='{"1":2,"2":"Material"}' style="border-bottom:1px solid #000000;overflow:hidden;padding:0px 3px 0px 3px;vertical-align:bottom;background-color:#000000;font-weight:bold;color:#ffffff;">Material</td> <td data-sheets-value='{"1":2,"2":"Walls"}' style="border-bottom:1px solid #000000;overflow:hidden;padding:0px 3px 0px 3px;vertical-align:bottom;background-color:#000000;font-weight:bold;color:#ffffff;">Walls</td> <td data-sheets-value='{"1":2,"2":"Shells"}' style="border-bottom:1px solid #000000;overflow:hidden;padding:0px 3px 0px 3px;vertical-align:bottom;background-color:#000000;font-weight:bold;color:#ffffff;">Shells</td> <td data-sheets-numberformat='{"1":2,"2":"0.00","3":1}' data-sheets-value='{"1":2,"2":"(W/m²K)\t"}' style="border-bottom:1px solid #000000;overflow:hidden;padding:0px 3px 0px 3px;vertical-align:bottom;background-color:#000000;font-weight:bold;color:#ffffff;text-align:center;">(W/m²K) </td> <td data-sheets-numberformat='{"1":2,"2":"0","3":1}' data-sheets-value='{"1":2,"2":"(%)"}' style="border-bottom:1px solid #000000;overflow:hidden;padding:0px 3px 0px 3px;vertical-align:bottom;background-color:#000000;font-weight:bold;color:#ffffff;text-align:center;">(%)</td> <td data-sheets-numberformat='{"1":2,"2":"0","3":1}' data-sheets-value='{"1":2,"2":"(%)"}' style="border-bottom:1px solid #000000;overflow:hidden;padding:0px 3px 0px 3px;vertical-align:bottom;background-color:#000000;font-weight:bold;color:#ffffff;text-align:center;">(%)</td> <td data-sheets-value='{"1":2,"2":"(dB)"}' style="border-bottom:1px solid #000000;overflow:hidden;padding:0px 3px 0px 3px;vertical-align:bottom;background-color:#000000;font-weight:bold;color:#ffffff;text-align:center;">(dB)</td> </tr> <tr style="height:20px;"> <td data-sheets-value='{"1":2,"2":"Acrylic"}' style="border-left:1px solid #000000;overflow:hidden;padding:0px 3px 0px 3px;vertical-align:bottom;font-weight:bold;">Acrylic</td> <td data-sheets-value='{"1":2,"2":"Single-walled"}' style="overflow:hidden;padding:0px 3px 0px 3px;vertical-align:bottom;font-weight:bold;">Single-walled</td> <td data-sheets-value='{"1":2,"2":"Clear (H)"}' style="border-right:1px solid #000000;overflow:hidden;padding:0px 3px 0px 3px;vertical-align:bottom;font-weight:bold;">Clear (H)</td> <td data-sheets-numberformat='{"1":2,"2":"0.00","3":1}' data-sheets-value='{"1":3,"3":5.17}' style="overflow:hidden;padding:0px 3px 0px 3px;vertical-align:bottom;text-align:center;">5.17</td> <td data-sheets-numberformat='{"1":2,"2":"0","3":1}' data-sheets-value='{"1":3,"3":90}' style="overflow:hidden;padding:0px 3px 0px 3px;vertical-align:bottom;text-align:center;">90</td> <td data-sheets-numberformat='{"1":2,"2":"0","3":1}' data-sheets-value='{"1":3,"3":87}' style="overflow:hidden;padding:0px 3px 0px 3px;vertical-align:bottom;text-align:center;">87</td> <td data-sheets-numberformat='{"1":2,"2":"0","3":1}' data-sheets-value='{"1":2,"2":"-"}' style="border-right:1px solid #000000;overflow:hidden;padding:0px 3px 0px 3px;vertical-align:bottom;text-align:center;">-</td> </tr> <tr style="height:20px;"> <td data-sheets-value='{"1":2,"2":"PMMA"}' style="border-left:1px solid #000000;overflow:hidden;padding:0px 3px 0px 3px;vertical-align:bottom;font-weight:bold;">PMMA</td> <td data-sheets-value='{"1":2,"2":"Single-walled"}' style="overflow:hidden;padding:0px 3px 0px 3px;vertical-align:bottom;font-weight:bold;">Single-walled</td> <td data-sheets-value='{"1":2,"2":"Opal (O)"}' style="border-right:1px solid #000000;overflow:hidden;padding:0px 3px 0px 3px;vertical-align:bottom;font-weight:bold;">Opal (O)</td> <td data-sheets-numberformat='{"1":2,"2":"0.00","3":1}' data-sheets-value='{"1":3,"3":5.17}' style="overflow:hidden;padding:0px 3px 0px 3px;vertical-align:bottom;text-align:center;">5.17</td> <td data-sheets-numberformat='{"1":2,"2":"0","3":1}' data-sheets-value='{"1":3,"3":83}' style="overflow:hidden;padding:0px 3px 0px 3px;vertical-align:bottom;text-align:center;">83</td> <td data-sheets-numberformat='{"1":2,"2":"0","3":1}' data-sheets-value='{"1":3,"3":76}' style="overflow:hidden;padding:0px 3px 0px 3px;vertical-align:bottom;text-align:center;">76</td> <td data-sheets-numberformat='{"1":2,"2":"0","3":1}' data-sheets-value='{"1":2,"2":"-"}' style="border-right:1px solid #000000;overflow:hidden;padding:0px 3px 0px 3px;vertical-align:bottom;text-align:center;">-</td> </tr> <tr style="height:20px;"> <td style="border-left:1px solid #000000;overflow:hidden;padding:0px 3px 0px 3px;vertical-align:bottom;font-weight:bold;"></td> <td data-sheets-value='{"1":2,"2":"Double-walled"}' style="overflow:hidden;padding:0px 3px 0px 3px;vertical-align:bottom;font-weight:bold;">Double-walled</td> <td data-sheets-value='{"1":2,"2":"Clear (H/H)"}' style="border-right:1px solid #000000;overflow:hidden;padding:0px 3px 0px 3px;vertical-align:bottom;font-weight:bold;">Clear (H/H)</td> <td data-sheets-numberformat='{"1":2,"2":"0.00","3":1}' data-sheets-value='{"1":3,"3":2.9}' style="overflow:hidden;padding:0px 3px 0px 3px;vertical-align:bottom;text-align:center;">2.90</td> <td data-sheets-numberformat='{"1":2,"2":"0","3":1}' data-sheets-value='{"1":3,"3":81}' style="overflow:hidden;padding:0px 3px 0px 3px;vertical-align:bottom;text-align:center;">81</td> <td data-sheets-numberformat='{"1":2,"2":"0","3":1}' data-sheets-value='{"1":3,"3":75}' style="overflow:hidden;padding:0px 3px 0px 3px;vertical-align:bottom;text-align:center;">75</td> <td data-sheets-numberformat='{"1":2,"2":"0","3":1}' data-sheets-value='{"1":3,"3":20}' style="border-right:1px solid #000000;overflow:hidden;padding:0px 3px 0px 3px;vertical-align:bottom;text-align:center;">20</td> </tr> <tr style="height:20px;"> <td style="border-left:1px solid #000000;overflow:hidden;padding:0px 3px 0px 3px;vertical-align:bottom;font-weight:bold;"></td> <td data-sheets-value='{"1":2,"2":"Double-walled"}' style="overflow:hidden;padding:0px 3px 0px 3px;vertical-align:bottom;font-weight:bold;">Double-walled</td> <td data-sheets-value='{"1":2,"2":"Opal (O/O)"}' style="border-right:1px solid #000000;overflow:hidden;padding:0px 3px 0px 3px;vertical-align:bottom;font-weight:bold;">Opal (O/O)</td> <td data-sheets-numberformat='{"1":2,"2":"0.00","3":1}' data-sheets-value='{"1":3,"3":2.9}' style="overflow:hidden;padding:0px 3px 0px 3px;vertical-align:bottom;text-align:center;">2.90</td> <td data-sheets-numberformat='{"1":2,"2":"0","3":1}' data-sheets-value='{"1":3,"3":69}' style="overflow:hidden;padding:0px 3px 0px 3px;vertical-align:bottom;text-align:center;">69</td> <td data-sheets-numberformat='{"1":2,"2":"0","3":1}' data-sheets-value='{"1":3,"3":58}' style="overflow:hidden;padding:0px 3px 0px 3px;vertical-align:bottom;text-align:center;">58</td> <td data-sheets-numberformat='{"1":2,"2":"0","3":1}' data-sheets-value='{"1":3,"3":20}' style="border-right:1px solid #000000;overflow:hidden;padding:0px 3px 0px 3px;vertical-align:bottom;text-align:center;">20</td> </tr> <tr style="height:20px;"> <td style="border-left:1px solid #000000;overflow:hidden;padding:0px 3px 0px 3px;vertical-align:bottom;font-weight:bold;"></td> <td data-sheets-value='{"1":2,"2":"Triple-walled"}' style="overflow:hidden;padding:0px 3px 0px 3px;vertical-align:bottom;font-weight:bold;">Triple-walled</td> <td data-sheets-value='{"1":2,"2":"Clear (H/H/H)"}' style="border-right:1px solid #000000;overflow:hidden;padding:0px 3px 0px 3px;vertical-align:bottom;font-weight:bold;">Clear (H/H/H)</td> <td data-sheets-numberformat='{"1":2,"2":"0.00","3":1}' data-sheets-value='{"1":3,"3":1.7}' style="overflow:hidden;padding:0px 3px 0px 3px;vertical-align:bottom;text-align:center;">1.70</td> <td data-sheets-numberformat='{"1":2,"2":"0","3":1}' data-sheets-value='{"1":3,"3":73}' style="overflow:hidden;padding:0px 3px 0px 3px;vertical-align:bottom;text-align:center;">73</td> <td data-sheets-numberformat='{"1":2,"2":"0","3":1}' data-sheets-value='{"1":3,"3":65}' style="overflow:hidden;padding:0px 3px 0px 3px;vertical-align:bottom;text-align:center;">65</td> <td data-sheets-numberformat='{"1":2,"2":"0","3":1}' data-sheets-value='{"1":3,"3":22}' style="border-right:1px solid #000000;overflow:hidden;padding:0px 3px 0px 3px;vertical-align:bottom;text-align:center;">22</td> </tr> <tr style="height:20px;"> <td style="border-left:1px solid #000000;overflow:hidden;padding:0px 3px 0px 3px;vertical-align:bottom;font-weight:bold;"></td> <td data-sheets-value='{"1":2,"2":"Triple-walled"}' style="overflow:hidden;padding:0px 3px 0px 3px;vertical-align:bottom;font-weight:bold;">Triple-walled</td> <td data-sheets-value='{"1":2,"2":"Opal (O/H/O)"}' style="border-right:1px solid #000000;overflow:hidden;padding:0px 3px 0px 3px;vertical-align:bottom;font-weight:bold;">Opal (O/H/O)</td> <td data-sheets-numberformat='{"1":2,"2":"0.00","3":1}' data-sheets-value='{"1":3,"3":1.7}' style="overflow:hidden;padding:0px 3px 0px 3px;vertical-align:bottom;text-align:center;">1.70</td> <td data-sheets-numberformat='{"1":2,"2":"0","3":1}' data-sheets-value='{"1":3,"3":62}' style="overflow:hidden;padding:0px 3px 0px 3px;vertical-align:bottom;text-align:center;">62</td> <td data-sheets-numberformat='{"1":2,"2":"0","3":1}' data-sheets-value='{"1":3,"3":51}' style="overflow:hidden;padding:0px 3px 0px 3px;vertical-align:bottom;text-align:center;">51</td> <td data-sheets-numberformat='{"1":2,"2":"0","3":1}' data-sheets-value='{"1":3,"3":22}' style="border-right:1px solid #000000;overflow:hidden;padding:0px 3px 0px 3px;vertical-align:bottom;text-align:center;">22</td> </tr> <tr style="height:20px;"> <td style="border-left:1px solid #000000;overflow:hidden;padding:0px 3px 0px 3px;vertical-align:bottom;font-weight:bold;"></td> <td data-sheets-value='{"1":2,"2":"Four-walled"}' style="overflow:hidden;padding:0px 3px 0px 3px;vertical-align:bottom;font-weight:bold;">Four-walled</td> <td data-sheets-value='{"1":2,"2":"Clear (H/H/H/H)"}' style="border-right:1px solid #000000;overflow:hidden;padding:0px 3px 0px 3px;vertical-align:bottom;font-weight:bold;">Clear (H/H/H/H)</td> <td data-sheets-numberformat='{"1":2,"2":"0.00","3":1}' data-sheets-value='{"1":3,"3":1.28}' style="overflow:hidden;padding:0px 3px 0px 3px;vertical-align:bottom;text-align:center;">1.28</td> <td data-sheets-numberformat='{"1":2,"2":"0","3":1}' data-sheets-value='{"1":3,"3":64}' style="overflow:hidden;padding:0px 3px 0px 3px;vertical-align:bottom;text-align:center;">64</td> <td data-sheets-numberformat='{"1":2,"2":"0","3":1}' data-sheets-value='{"1":3,"3":54}' style="overflow:hidden;padding:0px 3px 0px 3px;vertical-align:bottom;text-align:center;">54</td> <td data-sheets-numberformat='{"1":2,"2":"0","3":1}' data-sheets-value='{"1":3,"3":23}' style="border-right:1px solid #000000;overflow:hidden;padding:0px 3px 0px 3px;vertical-align:bottom;text-align:center;">23</td> </tr> <tr style="height:20px;"> <td style="border-bottom:1px solid #000000;border-left:1px solid #000000;overflow:hidden;padding:0px 3px 0px 3px;vertical-align:bottom;"></td> <td data-sheets-value='{"1":2,"2":"Four-walled"}' style="border-bottom:1px solid #000000;overflow:hidden;padding:0px 3px 0px 3px;vertical-align:bottom;font-weight:bold;">Four-walled</td> <td data-sheets-value='{"1":2,"2":"Opal (H/H/O/H)"}' style="border-right:1px solid #000000;border-bottom:1px solid #000000;overflow:hidden;padding:0px 3px 0px 3px;vertical-align:bottom;font-weight:bold;">Opal (H/H/O/H)</td> <td data-sheets-numberformat='{"1":2,"2":"0.00","3":1}' data-sheets-value='{"1":3,"3":1.28}' style="border-bottom:1px solid #000000;overflow:hidden;padding:0px 3px 0px 3px;vertical-align:bottom;text-align:center;">1.28</td> <td data-sheets-numberformat='{"1":2,"2":"0","3":1}' data-sheets-value='{"1":3,"3":59}' style="border-bottom:1px solid #000000;overflow:hidden;padding:0px 3px 0px 3px;vertical-align:bottom;text-align:center;">59</td> <td data-sheets-numberformat='{"1":2,"2":"0","3":1}' data-sheets-value='{"1":3,"3":48}' style="border-bottom:1px solid #000000;overflow:hidden;padding:0px 3px 0px 3px;vertical-align:bottom;text-align:center;">48</td> <td data-sheets-numberformat='{"1":2,"2":"0","3":1}' data-sheets-value='{"1":3,"3":23}' style="border-right:1px solid #000000;border-bottom:1px solid #000000;overflow:hidden;padding:0px 3px 0px 3px;vertical-align:bottom;text-align:center;">23</td> </tr> <tr style="height:20px;"> <td data-sheets-value='{"1":2,"2":"Polycarbonate "}' style="border-left:1px solid #000000;overflow:hidden;padding:0px 3px 0px 3px;vertical-align:bottom;font-weight:bold;">Polycarbonate </td> <td data-sheets-value='{"1":2,"2":"Single-walled"}' style="overflow:hidden;padding:0px 3px 0px 3px;vertical-align:bottom;font-weight:bold;">Single-walled</td> <td data-sheets-value='{"1":2,"2":"Clear (A)"}' style="border-right:1px solid #000000;overflow:hidden;padding:0px 3px 0px 3px;vertical-align:bottom;font-weight:bold;">Clear (A)</td> <td data-sheets-numberformat='{"1":2,"2":"0.00","3":1}' data-sheets-value='{"1":3,"3":5.17}' style="overflow:hidden;padding:0px 3px 0px 3px;vertical-align:bottom;text-align:center;">5.17</td> <td data-sheets-numberformat='{"1":2,"2":"0","3":1}' data-sheets-value='{"1":3,"3":88}' style="overflow:hidden;padding:0px 3px 0px 3px;vertical-align:bottom;text-align:center;">88</td> <td data-sheets-numberformat='{"1":2,"2":"0","3":1}' data-sheets-value='{"1":3,"3":83}' style="overflow:hidden;padding:0px 3px 0px 3px;vertical-align:bottom;text-align:center;">83</td> <td data-sheets-numberformat='{"1":2,"2":"0","3":1}' data-sheets-value='{"1":2,"2":"-"}' style="border-right:1px solid #000000;overflow:hidden;padding:0px 3px 0px 3px;vertical-align:bottom;text-align:center;">-</td> </tr> <tr style="height:20px;"> <td data-sheets-value='{"1":2,"2":"PC"}' style="border-left:1px solid #000000;overflow:hidden;padding:0px 3px 0px 3px;vertical-align:bottom;font-weight:bold;">PC</td> <td data-sheets-value='{"1":2,"2":"Single-walled"}' style="overflow:hidden;padding:0px 3px 0px 3px;vertical-align:bottom;font-weight:bold;">Single-walled</td> <td data-sheets-value='{"1":2,"2":"Opal (D)"}' style="border-right:1px solid #000000;overflow:hidden;padding:0px 3px 0px 3px;vertical-align:bottom;font-weight:bold;">Opal (D)</td> <td data-sheets-numberformat='{"1":2,"2":"0.00","3":1}' data-sheets-value='{"1":3,"3":5.17}' style="overflow:hidden;padding:0px 3px 0px 3px;vertical-align:bottom;text-align:center;">5.17</td> <td data-sheets-numberformat='{"1":2,"2":"0","3":1}' data-sheets-value='{"1":3,"3":58}' style="overflow:hidden;padding:0px 3px 0px 3px;vertical-align:bottom;text-align:center;">58</td> <td data-sheets-numberformat='{"1":2,"2":"0","3":1}' data-sheets-value='{"1":3,"3":60}' style="overflow:hidden;padding:0px 3px 0px 3px;vertical-align:bottom;text-align:center;">60</td> <td data-sheets-numberformat='{"1":2,"2":"0","3":1}' data-sheets-value='{"1":2,"2":"-"}' style="border-right:1px solid #000000;overflow:hidden;padding:0px 3px 0px 3px;vertical-align:bottom;text-align:center;">-</td> </tr> <tr style="height:20px;"> <td style="border-left:1px solid #000000;overflow:hidden;padding:0px 3px 0px 3px;vertical-align:bottom;font-weight:bold;"></td> <td data-sheets-value='{"1":2,"2":"Double-walled"}' style="overflow:hidden;padding:0px 3px 0px 3px;vertical-align:bottom;font-weight:bold;">Double-walled</td> <td data-sheets-value='{"1":2,"2":"Clear (A/H)"}' style="border-right:1px solid #000000;overflow:hidden;padding:0px 3px 0px 3px;vertical-align:bottom;font-weight:bold;">Clear (A/H)</td> <td data-sheets-numberformat='{"1":2,"2":"0.00","3":1}' data-sheets-value='{"1":3,"3":2.9}' style="overflow:hidden;padding:0px 3px 0px 3px;vertical-align:bottom;text-align:center;">2.90</td> <td data-sheets-numberformat='{"1":2,"2":"0","3":1}' data-sheets-value='{"1":3,"3":79}' style="overflow:hidden;padding:0px 3px 0px 3px;vertical-align:bottom;text-align:center;">79</td> <td data-sheets-numberformat='{"1":2,"2":"0","3":1}' data-sheets-value='{"1":3,"3":72}' style="overflow:hidden;padding:0px 3px 0px 3px;vertical-align:bottom;text-align:center;">72</td> <td data-sheets-numberformat='{"1":2,"2":"0","3":1}' data-sheets-value='{"1":3,"3":20}' style="border-right:1px solid #000000;overflow:hidden;padding:0px 3px 0px 3px;vertical-align:bottom;text-align:center;">20</td> </tr> <tr style="height:20px;"> <td style="border-left:1px solid #000000;overflow:hidden;padding:0px 3px 0px 3px;vertical-align:bottom;font-weight:bold;"></td> <td data-sheets-value='{"1":2,"2":"Double-walled"}' style="overflow:hidden;padding:0px 3px 0px 3px;vertical-align:bottom;font-weight:bold;">Double-walled</td> <td data-sheets-value='{"1":2,"2":"Clear (A/A)"}' style="border-right:1px solid #000000;overflow:hidden;padding:0px 3px 0px 3px;vertical-align:bottom;font-weight:bold;">Clear (A/A)</td> <td data-sheets-numberformat='{"1":2,"2":"0.00","3":1}' data-sheets-value='{"1":3,"3":2.9}' style="overflow:hidden;padding:0px 3px 0px 3px;vertical-align:bottom;text-align:center;">2.90</td> <td data-sheets-numberformat='{"1":2,"2":"0","3":1}' data-sheets-value='{"1":3,"3":77}' style="overflow:hidden;padding:0px 3px 0px 3px;vertical-align:bottom;text-align:center;">77</td> <td data-sheets-numberformat='{"1":2,"2":"0","3":1}' data-sheets-value='{"1":3,"3":69}' style="overflow:hidden;padding:0px 3px 0px 3px;vertical-align:bottom;text-align:center;">69</td> <td data-sheets-numberformat='{"1":2,"2":"0","3":1}' data-sheets-value='{"1":3,"3":20}' style="border-right:1px solid #000000;overflow:hidden;padding:0px 3px 0px 3px;vertical-align:bottom;text-align:center;">20</td> </tr> <tr style="height:20px;"> <td style="border-left:1px solid #000000;overflow:hidden;padding:0px 3px 0px 3px;vertical-align:bottom;font-weight:bold;"></td> <td data-sheets-value='{"1":2,"2":"Double-walled"}' style="overflow:hidden;padding:0px 3px 0px 3px;vertical-align:bottom;font-weight:bold;">Double-walled</td> <td data-sheets-value='{"1":2,"2":"Opal (A/O)"}' style="border-right:1px solid #000000;overflow:hidden;padding:0px 3px 0px 3px;vertical-align:bottom;font-weight:bold;">Opal (A/O)</td> <td data-sheets-numberformat='{"1":2,"2":"0.00","3":1}' data-sheets-value='{"1":3,"3":2.9}' style="overflow:hidden;padding:0px 3px 0px 3px;vertical-align:bottom;text-align:center;">2.90</td> <td data-sheets-numberformat='{"1":2,"2":"0","3":1}' data-sheets-value='{"1":3,"3":73}' style="overflow:hidden;padding:0px 3px 0px 3px;vertical-align:bottom;text-align:center;">73</td> <td data-sheets-numberformat='{"1":2,"2":"0","3":1}' data-sheets-value='{"1":3,"3":63}' style="overflow:hidden;padding:0px 3px 0px 3px;vertical-align:bottom;text-align:center;">63</td> <td data-sheets-numberformat='{"1":2,"2":"0","3":1}' data-sheets-value='{"1":3,"3":20}' style="border-right:1px solid #000000;overflow:hidden;padding:0px 3px 0px 3px;vertical-align:bottom;text-align:center;">20</td> </tr> <tr style="height:20px;"> <td style="border-left:1px solid #000000;overflow:hidden;padding:0px 3px 0px 3px;vertical-align:bottom;font-weight:bold;"></td> <td data-sheets-value='{"1":2,"2":"Double-walled"}' style="overflow:hidden;padding:0px 3px 0px 3px;vertical-align:bottom;font-weight:bold;">Double-walled</td> <td data-sheets-value='{"1":2,"2":"Opal (A/D)"}' style="border-right:1px solid #000000;overflow:hidden;padding:0px 3px 0px 3px;vertical-align:bottom;font-weight:bold;">Opal (A/D)</td> <td data-sheets-numberformat='{"1":2,"2":"0.00","3":1}' data-sheets-value='{"1":3,"3":2.9}' style="overflow:hidden;padding:0px 3px 0px 3px;vertical-align:bottom;text-align:center;">2.90</td> <td data-sheets-numberformat='{"1":2,"2":"0","3":1}' data-sheets-value='{"1":3,"3":51}' style="overflow:hidden;padding:0px 3px 0px 3px;vertical-align:bottom;text-align:center;">51</td> <td data-sheets-numberformat='{"1":2,"2":"0","3":1}' data-sheets-value='{"1":3,"3":50}' style="overflow:hidden;padding:0px 3px 0px 3px;vertical-align:bottom;text-align:center;">50</td> <td data-sheets-numberformat='{"1":2,"2":"0","3":1}' data-sheets-value='{"1":3,"3":20}' style="border-right:1px solid #000000;overflow:hidden;padding:0px 3px 0px 3px;vertical-align:bottom;text-align:center;">20</td> </tr> <tr style="height:20px;"> <td style="border-left:1px solid #000000;overflow:hidden;padding:0px 3px 0px 3px;vertical-align:bottom;font-weight:bold;"></td> <td data-sheets-value='{"1":2,"2":"Triple-walled"}' style="overflow:hidden;padding:0px 3px 0px 3px;vertical-align:bottom;font-weight:bold;">Triple-walled</td> <td data-sheets-value='{"1":2,"2":"Clear (A/H/H)"}' style="border-right:1px solid #000000;overflow:hidden;padding:0px 3px 0px 3px;vertical-align:bottom;font-weight:bold;">Clear (A/H/H)</td> <td data-sheets-numberformat='{"1":2,"2":"0.00","3":1}' data-sheets-value='{"1":3,"3":1.7}' style="overflow:hidden;padding:0px 3px 0px 3px;vertical-align:bottom;text-align:center;">1.70</td> <td data-sheets-numberformat='{"1":2,"2":"0","3":1}' data-sheets-value='{"1":3,"3":71}' style="overflow:hidden;padding:0px 3px 0px 3px;vertical-align:bottom;text-align:center;">71</td> <td data-sheets-numberformat='{"1":2,"2":"0","3":1}' data-sheets-value='{"1":3,"3":63}' style="overflow:hidden;padding:0px 3px 0px 3px;vertical-align:bottom;text-align:center;">63</td> <td data-sheets-numberformat='{"1":2,"2":"0","3":1}' data-sheets-value='{"1":3,"3":22}' style="border-right:1px solid #000000;overflow:hidden;padding:0px 3px 0px 3px;vertical-align:bottom;text-align:center;">22</td> </tr> <tr style="height:20px;"> <td style="border-left:1px solid #000000;overflow:hidden;padding:0px 3px 0px 3px;vertical-align:bottom;font-weight:bold;"></td> <td data-sheets-value='{"1":2,"2":"Triple-walled"}' style="overflow:hidden;padding:0px 3px 0px 3px;vertical-align:bottom;font-weight:bold;">Triple-walled</td> <td data-sheets-value='{"1":2,"2":"Opal (A/O/O)"}' style="border-right:1px solid #000000;overflow:hidden;padding:0px 3px 0px 3px;vertical-align:bottom;font-weight:bold;">Opal (A/O/O)</td> <td data-sheets-numberformat='{"1":2,"2":"0.00","3":1}' data-sheets-value='{"1":3,"3":1.7}' style="overflow:hidden;padding:0px 3px 0px 3px;vertical-align:bottom;text-align:center;">1.70</td> <td data-sheets-numberformat='{"1":2,"2":"0","3":1}' data-sheets-value='{"1":3,"3":61}' style="overflow:hidden;padding:0px 3px 0px 3px;vertical-align:bottom;text-align:center;">61</td> <td data-sheets-numberformat='{"1":2,"2":"0","3":1}' data-sheets-value='{"1":3,"3":48}' style="overflow:hidden;padding:0px 3px 0px 3px;vertical-align:bottom;text-align:center;">48</td> <td data-sheets-numberformat='{"1":2,"2":"0","3":1}' data-sheets-value='{"1":3,"3":22}' style="border-right:1px solid #000000;overflow:hidden;padding:0px 3px 0px 3px;vertical-align:bottom;text-align:center;">22</td> </tr> <tr style="height:20px;"> <td style="border-left:1px solid #000000;overflow:hidden;padding:0px 3px 0px 3px;vertical-align:bottom;font-weight:bold;"></td> <td data-sheets-value='{"1":2,"2":"Four-walled"}' style="overflow:hidden;padding:0px 3px 0px 3px;vertical-align:bottom;font-weight:bold;">Four-walled</td> <td data-sheets-value='{"1":2,"2":"Clear (A/H/H/H)"}' style="border-right:1px solid #000000;overflow:hidden;padding:0px 3px 0px 3px;vertical-align:bottom;font-weight:bold;">Clear (A/H/H/H)</td> <td data-sheets-numberformat='{"1":2,"2":"0.00","3":1}' data-sheets-value='{"1":3,"3":1.28}' style="overflow:hidden;padding:0px 3px 0px 3px;vertical-align:bottom;text-align:center;">1.28</td> <td data-sheets-numberformat='{"1":2,"2":"0","3":1}' data-sheets-value='{"1":3,"3":64}' style="overflow:hidden;padding:0px 3px 0px 3px;vertical-align:bottom;text-align:center;">64</td> <td data-sheets-numberformat='{"1":2,"2":"0","3":1}' data-sheets-value='{"1":3,"3":52}' style="overflow:hidden;padding:0px 3px 0px 3px;vertical-align:bottom;text-align:center;">52</td> <td data-sheets-numberformat='{"1":2,"2":"0","3":1}' data-sheets-value='{"1":3,"3":23}' style="border-right:1px solid #000000;overflow:hidden;padding:0px 3px 0px 3px;vertical-align:bottom;text-align:center;">23</td> </tr> <tr style="height:20px;"> <td style="border-bottom:1px solid #000000;border-left:1px solid #000000;overflow:hidden;padding:0px 3px 0px 3px;vertical-align:bottom;"></td> <td data-sheets-value='{"1":2,"2":"Four-walled"}' style="border-bottom:1px solid #000000;overflow:hidden;padding:0px 3px 0px 3px;vertical-align:bottom;font-weight:bold;">Four-walled</td> <td data-sheets-value='{"1":2,"2":"Opal (A/H/O/H)"}' style="border-right:1px solid #000000;border-bottom:1px solid #000000;overflow:hidden;padding:0px 3px 0px 3px;vertical-align:bottom;font-weight:bold;">Opal (A/H/O/H)</td> <td data-sheets-numberformat='{"1":2,"2":"0.00","3":1}' data-sheets-value='{"1":3,"3":1.28}' style="border-bottom:1px solid #000000;overflow:hidden;padding:0px 3px 0px 3px;vertical-align:bottom;text-align:center;">1.28</td> <td data-sheets-numberformat='{"1":2,"2":"0","3":1}' data-sheets-value='{"1":3,"3":59}' style="border-bottom:1px solid #000000;overflow:hidden;padding:0px 3px 0px 3px;vertical-align:bottom;text-align:center;">59</td> <td data-sheets-numberformat='{"1":2,"2":"0","3":1}' data-sheets-value='{"1":3,"3":46}' style="border-bottom:1px solid #000000;overflow:hidden;padding:0px 3px 0px 3px;vertical-align:bottom;text-align:center;">46</td> <td data-sheets-numberformat='{"1":2,"2":"0","3":1}' data-sheets-value='{"1":3,"3":23}' style="border-right:1px solid #000000;border-bottom:1px solid #000000;overflow:hidden;padding:0px 3px 0px 3px;vertical-align:bottom;text-align:center;">23</td> </tr> <tr style="height:20px;"> <td data-sheets-value='{"1":2,"2":"Polycarbonate"}' style="border-left:1px solid #000000;overflow:hidden;padding:0px 3px 0px 3px;vertical-align:bottom;font-weight:bold;">Polycarbonate</td> <td data-sheets-value='{"1":2,"2":"Single-walled"}' style="overflow:hidden;padding:0px 3px 0px 3px;vertical-align:bottom;font-weight:bold;">Single-walled</td> <td data-sheets-value='{"1":2,"2":"Heatstop Opal (T)"}' style="border-right:1px solid #000000;overflow:hidden;padding:0px 3px 0px 3px;vertical-align:bottom;font-weight:bold;">Heatstop Opal (T)</td> <td data-sheets-numberformat='{"1":2,"2":"0.00","3":1}' data-sheets-value='{"1":3,"3":5.17}' style="overflow:hidden;padding:0px 3px 0px 3px;vertical-align:bottom;text-align:center;">5.17</td> <td data-sheets-numberformat='{"1":2,"2":"0","3":1}' data-sheets-value='{"1":3,"3":49}' style="overflow:hidden;padding:0px 3px 0px 3px;vertical-align:bottom;text-align:center;">49</td> <td data-sheets-numberformat='{"1":2,"2":"0","3":1}' data-sheets-value='{"1":3,"3":59}' style="overflow:hidden;padding:0px 3px 0px 3px;vertical-align:bottom;text-align:center;">59</td> <td data-sheets-numberformat='{"1":2,"2":"0","3":1}' data-sheets-value='{"1":2,"2":"-"}' style="border-right:1px solid #000000;overflow:hidden;padding:0px 3px 0px 3px;vertical-align:bottom;text-align:center;">-</td> </tr> <tr style="height:20px;"> <td data-sheets-value='{"1":2,"2":"Heatstop PC"}' style="border-left:1px solid #000000;overflow:hidden;padding:0px 3px 0px 3px;vertical-align:bottom;font-weight:bold;">Heatstop PC</td> <td data-sheets-value='{"1":2,"2":"Double-walled"}' style="overflow:hidden;padding:0px 3px 0px 3px;vertical-align:bottom;font-weight:bold;">Double-walled</td> <td data-sheets-value='{"1":2,"2":"Clear (T/H)"}' style="border-right:1px solid #000000;overflow:hidden;padding:0px 3px 0px 3px;vertical-align:bottom;font-weight:bold;">Clear (T/H)</td> <td data-sheets-numberformat='{"1":2,"2":"0.00","3":1}' data-sheets-value='{"1":3,"3":2.9}' style="overflow:hidden;padding:0px 3px 0px 3px;vertical-align:bottom;text-align:center;">2.90</td> <td data-sheets-numberformat='{"1":2,"2":"0","3":1}' data-sheets-value='{"1":3,"3":44}' style="overflow:hidden;padding:0px 3px 0px 3px;vertical-align:bottom;text-align:center;">44</td> <td data-sheets-numberformat='{"1":2,"2":"0","3":1}' data-sheets-value='{"1":3,"3":51}' style="overflow:hidden;padding:0px 3px 0px 3px;vertical-align:bottom;text-align:center;">51</td> <td data-sheets-numberformat='{"1":2,"2":"0","3":1}' data-sheets-value='{"1":3,"3":20}' style="border-right:1px solid #000000;overflow:hidden;padding:0px 3px 0px 3px;vertical-align:bottom;text-align:center;">20</td> </tr> <tr style="height:20px;"> <td style="border-left:1px solid #000000;overflow:hidden;padding:0px 3px 0px 3px;vertical-align:bottom;font-weight:bold;"></td> <td data-sheets-value='{"1":2,"2":"Double-walled"}' style="overflow:hidden;padding:0px 3px 0px 3px;vertical-align:bottom;font-weight:bold;">Double-walled</td> <td data-sheets-value='{"1":2,"2":"Opal (T/O)"}' style="border-right:1px solid #000000;overflow:hidden;padding:0px 3px 0px 3px;vertical-align:bottom;font-weight:bold;">Opal (T/O)</td> <td data-sheets-numberformat='{"1":2,"2":"0.00","3":1}' data-sheets-value='{"1":3,"3":2.9}' style="overflow:hidden;padding:0px 3px 0px 3px;vertical-align:bottom;text-align:center;">2.90</td> <td data-sheets-numberformat='{"1":2,"2":"0","3":1}' data-sheets-value='{"1":3,"3":41}' style="overflow:hidden;padding:0px 3px 0px 3px;vertical-align:bottom;text-align:center;">41</td> <td data-sheets-numberformat='{"1":2,"2":"0","3":1}' data-sheets-value='{"1":3,"3":45}' style="overflow:hidden;padding:0px 3px 0px 3px;vertical-align:bottom;text-align:center;">45</td> <td data-sheets-numberformat='{"1":2,"2":"0","3":1}' data-sheets-value='{"1":3,"3":20}' style="border-right:1px solid #000000;overflow:hidden;padding:0px 3px 0px 3px;vertical-align:bottom;text-align:center;">20</td> </tr> <tr style="height:20px;"> <td style="border-left:1px solid #000000;overflow:hidden;padding:0px 3px 0px 3px;vertical-align:bottom;font-weight:bold;"></td> <td data-sheets-value='{"1":2,"2":"Triple-walled"}' style="overflow:hidden; | skylux-160-ce-met-koepel-en-pvc-opstand-30-20-met-lm-motor-1600-x-2800-mm | 8586032218445 | 46872358551885
Smoke and heat exhaust (SHEV) | SHE system | Skylux | Skylux 160° CE with skylight and PVC curb 30/20 with double LM-actuator and PVC frame type EP25 1000 x 2500 mm |  | 50421 | 5412970504214 | 8086.45 | Yes | 30-45 | 140.32 | 1000 x 2500 mm | 2500 | 1000 |  | PVC 30/20 (30 cm high & roof opening = 20 cm larger than daylight size) | Rectangular | 1.19 W/m²K - 0.98 W/m²K | 57% - 30% | 37% - 17% | 24dB - 26dB | 160° CE (for industry) | PVC frame EP25 | without spoiler | E | Double actuator | Maximum double-walled skylight possible for this product | Ut-value LT-value g-value Rw-value EN 1873 : 2014 EN ISO 13468 EN 16153 EN 410 EN 410 EN ISO 140-3 Material Walls Shells (W/m²K) (%) (%) (dB) Acrylic EW Clear (H) 1.19 37 57 24 PMMA Opal (O) 1.19 34 50 24 DW Clear (H/H) 0.98 33 50 26 Opal (O/O) 0.98 28 38 26 Polycarbonate EW Clear (A) 1.19 36 55 24 PC Opal (D) 1.19 24 40 24 DW Clear (A/H) 0.98 32 48 26 Clear (A/A) 0.98 32 46 26 Opal (A/O) 0.98 30 42 26 Opal (A/D) 0.98 21 33 26 Polycarbonate EW Heatstop Opal (T) 1.19 20 39 24 Heatstop PC DW Clear (T/H) 0.98 18 34 26 Opal (T/O) 0.98 17 30 26 | https://skylux.eu/en/products/skylux-160-ce-met-koepel-en-pvc-opstand-30-20-met-lm-motor-en-pvc-raam-type-ep25-1000-x-2500-mm | https://skylux.eu/cdn/shop/files/Skylux-160deg-CE-met-koepel-en-pvc-opstand-3020-met-dubbele-LM-motor-en-pvc-raam-type-EP25-1000-x-2500-mm-RWA-systeem.jpg?v=1702980734&width=1600 | https://skylux.eu/cdn/shop/files/e5a82811-1bb0-48e4-a776-cacb59c7c092_1d6b6971-20be-48f7-80ba-f1213653b21c.jpg?v=1688551197&width=1600 | //skylux.eu/cdn/shop/files/E_MH_Mounting_instructions_Skylux_160_CE_LM.pdf?v=12406716259046007223 | //skylux.eu/cdn/shop/files/E_TD_Technical_File_Skylux_Skylux_160_CE_Electric.pdf?v=3667116872303399239 | <style type="text/css" id="isPasted"><!--td {border: 1px solid #cccccc;}br {mso-data-placement:same-cell;}--></style><table border="1" cellpadding="0" cellspacing="0" dir="ltr" style="table-layout:fixed;font-size:10pt;font-family:Arial;border-collapse:collapse;border:none;"><tbody> <tr style="height:20px;"> <td style="overflow:hidden;padding:0px 3px 0px 3px;vertical-align:bottom;"></td> <td style="overflow:hidden;padding:0px 3px 0px 3px;vertical-align:bottom;"></td> <td style="overflow:hidden;padding:0px 3px 0px 3px;vertical-align:bottom;"></td> <td data-sheets-value='{"1":2,"2":"Ut-value"}' style="overflow:hidden;padding:0px 3px 0px 3px;vertical-align:bottom;font-weight:bold;text-align:center;">Ut-value</td> <td data-sheets-value='{"1":2,"2":"LT-value"}' style="overflow:hidden;padding:0px 3px 0px 3px;vertical-align:bottom;font-weight:bold;text-align:center;">LT-value</td> <td data-sheets-value='{"1":2,"2":"g-value"}' style="overflow:hidden;padding:0px 3px 0px 3px;vertical-align:bottom;font-weight:bold;text-align:center;">g-value</td> <td data-sheets-value='{"1":2,"2":"Rw-value "}' style="overflow:hidden;padding:0px 3px 0px 3px;vertical-align:bottom;font-weight:bold;text-align:center;">Rw-value </td> </tr> <tr style="height:20px;"> <td style="overflow:hidden;padding:0px 3px 0px 3px;vertical-align:bottom;"></td> <td style="overflow:hidden;padding:0px 3px 0px 3px;vertical-align:bottom;"></td> <td style="overflow:hidden;padding:0px 3px 0px 3px;vertical-align:bottom;"></td> <td data-sheets-numberformat='{"1":2,"2":"0.00","3":1}' data-sheets-value='{"1":2,"2":"EN 1873 : 2014"}' style="overflow:hidden;padding:0px 3px 0px 3px;vertical-align:bottom;text-align:center;">EN 1873 : 2014</td> <td data-sheets-numberformat='{"1":2,"2":"0","3":1}' data-sheets-value='{"1":2,"2":"EN ISO 13468 EN 16153 EN 410"}' style="overflow:hidden;padding:0px 3px 0px 3px;vertical-align:bottom;text-align:center;">EN ISO 13468 EN 16153 EN 410</td> <td data-sheets-numberformat='{"1":2,"2":"0","3":1}' data-sheets-value='{"1":2,"2":"EN 410"}' style="overflow:hidden;padding:0px 3px 0px 3px;vertical-align:bottom;text-align:center;">EN 410</td> <td data-sheets-value='{"1":2,"2":"EN ISO 140-3\t\t"}' style="overflow:hidden;padding:0px 3px 0px 3px;vertical-align:bottom;text-align:center;">EN ISO 140-3 </td> </tr> <tr style="height:20px;"> <td data-sheets-value='{"1":2,"2":"Material"}' style="border-bottom:1px solid #000000;overflow:hidden;padding:0px 3px 0px 3px;vertical-align:bottom;background-color:#000000;font-weight:bold;color:#ffffff;">Material</td> <td data-sheets-value='{"1":2,"2":"Walls"}' style="border-bottom:1px solid #000000;overflow:hidden;padding:0px 3px 0px 3px;vertical-align:bottom;background-color:#000000;font-weight:bold;color:#ffffff;">Walls</td> <td data-sheets-value='{"1":2,"2":"Shells"}' style="border-bottom:1px solid #000000;overflow:hidden;padding:0px 3px 0px 3px;vertical-align:bottom;background-color:#000000;font-weight:bold;color:#ffffff;">Shells</td> <td data-sheets-numberformat='{"1":2,"2":"0.00","3":1}' data-sheets-value='{"1":2,"2":"(W/m²K)\t"}' style="border-bottom:1px solid #000000;overflow:hidden;padding:0px 3px 0px 3px;vertical-align:bottom;background-color:#000000;font-weight:bold;color:#ffffff;text-align:center;">(W/m²K) </td> <td data-sheets-numberformat='{"1":2,"2":"0","3":1}' data-sheets-value='{"1":2,"2":"(%)"}' style="border-bottom:1px solid #000000;overflow:hidden;padding:0px 3px 0px 3px;vertical-align:bottom;background-color:#000000;font-weight:bold;color:#ffffff;text-align:center;">(%)</td> <td data-sheets-numberformat='{"1":2,"2":"0","3":1}' data-sheets-value='{"1":2,"2":"(%)"}' style="border-bottom:1px solid #000000;overflow:hidden;padding:0px 3px 0px 3px;vertical-align:bottom;background-color:#000000;font-weight:bold;color:#ffffff;text-align:center;">(%)</td> <td data-sheets-value='{"1":2,"2":"(dB)"}' style="border-bottom:1px solid #000000;overflow:hidden;padding:0px 3px 0px 3px;vertical-align:bottom;background-color:#000000;font-weight:bold;color:#ffffff;text-align:center;">(dB)</td> </tr> <tr style="height:20px;"> <td data-sheets-value='{"1":2,"2":"Acrylic"}' style="border-left:1px solid #000000;overflow:hidden;padding:0px 3px 0px 3px;vertical-align:bottom;">Acrylic</td> <td data-sheets-value='{"1":2,"2":"EW"}' style="overflow:hidden;padding:0px 3px 0px 3px;vertical-align:bottom;">EW</td> <td data-sheets-value='{"1":2,"2":"Clear (H)"}' style="overflow:hidden;padding:0px 3px 0px 3px;vertical-align:bottom;">Clear (H)</td> <td data-sheets-numberformat='{"1":2,"2":"0.00","3":1}' data-sheets-value='{"1":3,"3":1.19}' style="overflow:hidden;padding:0px 3px 0px 3px;vertical-align:bottom;text-align:center;">1.19</td> <td data-sheets-numberformat='{"1":2,"2":"0","3":1}' data-sheets-value='{"1":3,"3":36.9}' style="overflow:hidden;padding:0px 3px 0px 3px;vertical-align:bottom;text-align:center;">37</td> <td data-sheets-numberformat='{"1":2,"2":"0","3":1}' data-sheets-value='{"1":3,"3":57.42}' style="overflow:hidden;padding:0px 3px 0px 3px;vertical-align:bottom;text-align:center;">57</td> <td data-sheets-value='{"1":3,"3":24}' style="border-right:1px solid #000000;overflow:hidden;padding:0px 3px 0px 3px;vertical-align:bottom;text-align:center;">24</td> </tr> <tr style="height:20px;"> <td data-sheets-value='{"1":2,"2":"PMMA"}' style="border-left:1px solid #000000;overflow:hidden;padding:0px 3px 0px 3px;vertical-align:bottom;">PMMA</td> <td style="overflow:hidden;padding:0px 3px 0px 3px;vertical-align:bottom;"></td> <td data-sheets-value='{"1":2,"2":"Opal (O)"}' style="overflow:hidden;padding:0px 3px 0px 3px;vertical-align:bottom;">Opal (O)</td> <td data-sheets-numberformat='{"1":2,"2":"0.00","3":1}' data-sheets-value='{"1":3,"3":1.19}' style="overflow:hidden;padding:0px 3px 0px 3px;vertical-align:bottom;text-align:center;">1.19</td> <td data-sheets-numberformat='{"1":2,"2":"0","3":1}' data-sheets-value='{"1":3,"3":34.03}' style="overflow:hidden;padding:0px 3px 0px 3px;vertical-align:bottom;text-align:center;">34</td> <td data-sheets-numberformat='{"1":2,"2":"0","3":1}' data-sheets-value='{"1":3,"3":50.160000000000004}' style="overflow:hidden;padding:0px 3px 0px 3px;vertical-align:bottom;text-align:center;">50</td> <td data-sheets-value='{"1":3,"3":24}' style="border-right:1px solid #000000;overflow:hidden;padding:0px 3px 0px 3px;vertical-align:bottom;text-align:center;">24</td> </tr> <tr style="height:20px;"> <td style="border-left:1px solid #000000;overflow:hidden;padding:0px 3px 0px 3px;vertical-align:bottom;"></td> <td data-sheets-value='{"1":2,"2":"DW"}' style="overflow:hidden;padding:0px 3px 0px 3px;vertical-align:bottom;">DW</td> <td data-sheets-value='{"1":2,"2":"Clear (H/H)"}' style="overflow:hidden;padding:0px 3px 0px 3px;vertical-align:bottom;">Clear (H/H)</td> <td data-sheets-numberformat='{"1":2,"2":"0.00","3":1}' data-sheets-value='{"1":3,"3":0.98}' style="overflow:hidden;padding:0px 3px 0px 3px;vertical-align:bottom;text-align:center;">0.98</td> <td data-sheets-numberformat='{"1":2,"2":"0","3":1}' data-sheets-value='{"1":3,"3":33.21}' style="overflow:hidden;padding:0px 3px 0px 3px;vertical-align:bottom;text-align:center;">33</td> <td data-sheets-numberformat='{"1":2,"2":"0","3":1}' data-sheets-value='{"1":3,"3":49.5}' style="overflow:hidden;padding:0px 3px 0px 3px;vertical-align:bottom;text-align:center;">50</td> <td data-sheets-value='{"1":3,"3":26}' style="border-right:1px solid #000000;overflow:hidden;padding:0px 3px 0px 3px;vertical-align:bottom;text-align:center;">26</td> </tr> <tr style="height:20px;"> <td style="border-bottom:1px solid #000000;border-left:1px solid #000000;overflow:hidden;padding:0px 3px 0px 3px;vertical-align:bottom;"></td> <td style="border-bottom:1px solid #000000;overflow:hidden;padding:0px 3px 0px 3px;vertical-align:bottom;"></td> <td data-sheets-value='{"1":2,"2":"Opal (O/O)"}' style="border-bottom:1px solid #000000;overflow:hidden;padding:0px 3px 0px 3px;vertical-align:bottom;">Opal (O/O)</td> <td data-sheets-numberformat='{"1":2,"2":"0.00","3":1}' data-sheets-value='{"1":3,"3":0.98}' style="border-bottom:1px solid #000000;overflow:hidden;padding:0px 3px 0px 3px;vertical-align:bottom;text-align:center;">0.98</td> <td data-sheets-numberformat='{"1":2,"2":"0","3":1}' data-sheets-value='{"1":3,"3":28.29}' style="border-bottom:1px solid #000000;overflow:hidden;padding:0px 3px 0px 3px;vertical-align:bottom;text-align:center;">28</td> <td data-sheets-numberformat='{"1":2,"2":"0","3":1}' data-sheets-value='{"1":3,"3":38.28}' style="border-bottom:1px solid #000000;overflow:hidden;padding:0px 3px 0px 3px;vertical-align:bottom;text-align:center;">38</td> <td data-sheets-value='{"1":3,"3":26}' style="border-right:1px solid #000000;border-bottom:1px solid #000000;overflow:hidden;padding:0px 3px 0px 3px;vertical-align:bottom;text-align:center;">26</td> </tr> <tr style="height:20px;"> <td data-sheets-value='{"1":2,"2":"Polycarbonate "}' style="border-left:1px solid #000000;overflow:hidden;padding:0px 3px 0px 3px;vertical-align:bottom;">Polycarbonate </td> <td data-sheets-value='{"1":2,"2":"EW"}' style="overflow:hidden;padding:0px 3px 0px 3px;vertical-align:bottom;">EW</td> <td data-sheets-value='{"1":2,"2":"Clear (A)"}' style="overflow:hidden;padding:0px 3px 0px 3px;vertical-align:bottom;">Clear (A)</td> <td data-sheets-numberformat='{"1":2,"2":"0.00","3":1}' data-sheets-value='{"1":3,"3":1.19}' style="overflow:hidden;padding:0px 3px 0px 3px;vertical-align:bottom;text-align:center;">1.19</td> <td data-sheets-numberformat='{"1":2,"2":"0","3":1}' data-sheets-value='{"1":3,"3":36.08}' style="overflow:hidden;padding:0px 3px 0px 3px;vertical-align:bottom;text-align:center;">36</td> <td data-sheets-numberformat='{"1":2,"2":"0","3":1}' data-sheets-value='{"1":3,"3":54.78}' style="overflow:hidden;padding:0px 3px 0px 3px;vertical-align:bottom;text-align:center;">55</td> <td data-sheets-value='{"1":3,"3":24}' style="border-right:1px solid #000000;overflow:hidden;padding:0px 3px 0px 3px;vertical-align:bottom;text-align:center;">24</td> </tr> <tr style="height:20px;"> <td data-sheets-value='{"1":2,"2":"PC"}' style="border-left:1px solid #000000;overflow:hidden;padding:0px 3px 0px 3px;vertical-align:bottom;">PC</td> <td style="overflow:hidden;padding:0px 3px 0px 3px;vertical-align:bottom;"></td> <td data-sheets-value='{"1":2,"2":"Opal (D)"}' style="overflow:hidden;padding:0px 3px 0px 3px;vertical-align:bottom;">Opal (D)</td> <td data-sheets-numberformat='{"1":2,"2":"0.00","3":1}' data-sheets-value='{"1":3,"3":1.19}' style="overflow:hidden;padding:0px 3px 0px 3px;vertical-align:bottom;text-align:center;">1.19</td> <td data-sheets-numberformat='{"1":2,"2":"0","3":1}' data-sheets-value='{"1":3,"3":23.779999999999998}' style="overflow:hidden;padding:0px 3px 0px 3px;vertical-align:bottom;text-align:center;">24</td> <td data-sheets-numberformat='{"1":2,"2":"0","3":1}' data-sheets-value='{"1":3,"3":39.6}' style="overflow:hidden;padding:0px 3px 0px 3px;vertical-align:bottom;text-align:center;">40</td> <td data-sheets-value='{"1":3,"3":24}' style="border-right:1px solid #000000;overflow:hidden;padding:0px 3px 0px 3px;vertical-align:bottom;text-align:center;">24</td> </tr> <tr style="height:20px;"> <td style="border-left:1px solid #000000;overflow:hidden;padding:0px 3px 0px 3px;vertical-align:bottom;"></td> <td data-sheets-value='{"1":2,"2":"DW"}' style="overflow:hidden;padding:0px 3px 0px 3px;vertical-align:bottom;">DW</td> <td data-sheets-value='{"1":2,"2":"Clear (A/H)"}' style="overflow:hidden;padding:0px 3px 0px 3px;vertical-align:bottom;">Clear (A/H)</td> <td data-sheets-numberformat='{"1":2,"2":"0.00","3":1}' data-sheets-value='{"1":3,"3":0.98}' style="overflow:hidden;padding:0px 3px 0px 3px;vertical-align:bottom;text-align:center;">0.98</td> <td data-sheets-numberformat='{"1":2,"2":"0","3":1}' data-sheets-value='{"1":3,"3":32.39}' style="overflow:hidden;padding:0px 3px 0px 3px;vertical-align:bottom;text-align:center;">32</td> <td data-sheets-numberformat='{"1":2,"2":"0","3":1}' data-sheets-value='{"1":3,"3":47.52}' style="overflow:hidden;padding:0px 3px 0px 3px;vertical-align:bottom;text-align:center;">48</td> <td data-sheets-value='{"1":3,"3":26}' style="border-right:1px solid #000000;overflow:hidden;padding:0px 3px 0px 3px;vertical-align:bottom;text-align:center;">26</td> </tr> <tr style="height:20px;"> <td style="border-left:1px solid #000000;overflow:hidden;padding:0px 3px 0px 3px;vertical-align:bottom;"></td> <td style="overflow:hidden;padding:0px 3px 0px 3px;vertical-align:bottom;"></td> <td data-sheets-value='{"1":2,"2":"Clear (A/A)"}' style="overflow:hidden;padding:0px 3px 0px 3px;vertical-align:bottom;">Clear (A/A)</td> <td data-sheets-numberformat='{"1":2,"2":"0.00","3":1}' data-sheets-value='{"1":3,"3":0.98}' style="overflow:hidden;padding:0px 3px 0px 3px;vertical-align:bottom;text-align:center;">0.98</td> <td data-sheets-numberformat='{"1":2,"2":"0","3":1}' data-sheets-value='{"1":3,"3":31.569999999999997}' style="overflow:hidden;padding:0px 3px 0px 3px;vertical-align:bottom;text-align:center;">32</td> <td data-sheets-numberformat='{"1":2,"2":"0","3":1}' data-sheets-value='{"1":3,"3":45.54}' style="overflow:hidden;padding:0px 3px 0px 3px;vertical-align:bottom;text-align:center;">46</td> <td data-sheets-value='{"1":3,"3":26}' style="border-right:1px solid #000000;overflow:hidden;padding:0px 3px 0px 3px;vertical-align:bottom;text-align:center;">26</td> </tr> <tr style="height:20px;"> <td style="border-left:1px solid #000000;overflow:hidden;padding:0px 3px 0px 3px;vertical-align:bottom;"></td> <td style="overflow:hidden;padding:0px 3px 0px 3px;vertical-align:bottom;"></td> <td data-sheets-value='{"1":2,"2":"Opal (A/O)"}' style="overflow:hidden;padding:0px 3px 0px 3px;vertical-align:bottom;">Opal (A/O)</td> <td data-sheets-numberformat='{"1":2,"2":"0.00","3":1}' data-sheets-value='{"1":3,"3":0.98}' style="overflow:hidden;padding:0px 3px 0px 3px;vertical-align:bottom;text-align:center;">0.98</td> <td data-sheets-numberformat='{"1":2,"2":"0","3":1}' data-sheets-value='{"1":3,"3":29.93}' style="overflow:hidden;padding:0px 3px 0px 3px;vertical-align:bottom;text-align:center;">30</td> <td data-sheets-numberformat='{"1":2,"2":"0","3":1}' data-sheets-value='{"1":3,"3":41.580000000000005}' style="overflow:hidden;padding:0px 3px 0px 3px;vertical-align:bottom;text-align:center;">42</td> <td data-sheets-value='{"1":3,"3":26}' style="border-right:1px solid #000000;overflow:hidden;padding:0px 3px 0px 3px;vertical-align:bottom;text-align:center;">26</td> </tr> <tr style="height:20px;"> <td style="border-bottom:1px solid #000000;border-left:1px solid #000000;overflow:hidden;padding:0px 3px 0px 3px;vertical-align:bottom;"></td> <td style="border-bottom:1px solid #000000;overflow:hidden;padding:0px 3px 0px 3px;vertical-align:bottom;"></td> <td data-sheets-value='{"1":2,"2":"Opal (A/D)"}' style="border-bottom:1px solid #000000;overflow:hidden;padding:0px 3px 0px 3px;vertical-align:bottom;">Opal (A/D)</td> <td data-sheets-numberformat='{"1":2,"2":"0.00","3":1}' data-sheets-value='{"1":3,"3":0.98}' style="border-bottom:1px solid #000000;overflow:hidden;padding:0px 3px 0px 3px;vertical-align:bottom;text-align:center;">0.98</td> <td data-sheets-numberformat='{"1":2,"2":"0","3":1}' data-sheets-value='{"1":3,"3":20.91}' style="border-bottom:1px solid #000000;overflow:hidden;padding:0px 3px 0px 3px;vertical-align:bottom;text-align:center;">21</td> <td data-sheets-numberformat='{"1":2,"2":"0","3":1}' data-sheets-value='{"1":3,"3":33}' style="border-bottom:1px solid #000000;overflow:hidden;padding:0px 3px 0px 3px;vertical-align:bottom;text-align:center;">33</td> <td data-sheets-value='{"1":3,"3":26}' style="border-right:1px solid #000000;border-bottom:1px solid #000000;overflow:hidden;padding:0px 3px 0px 3px;vertical-align:bottom;text-align:center;">26</td> </tr> <tr style="height:20px;"> <td data-sheets-value='{"1":2,"2":"Polycarbonate"}' style="border-left:1px solid #000000;overflow:hidden;padding:0px 3px 0px 3px;vertical-align:bottom;">Polycarbonate</td> <td data-sheets-value='{"1":2,"2":"EW"}' style="overflow:hidden;padding:0px 3px 0px 3px;vertical-align:bottom;">EW</td> <td data-sheets-value='{"1":2,"2":"Heatstop Opal (T)"}' style="overflow:hidden;padding:0px 3px 0px 3px;vertical-align:bottom;">Heatstop Opal (T)</td> <td data-sheets-numberformat='{"1":2,"2":"0.00","3":1}' data-sheets-value='{"1":3,"3":1.19}' style="overflow:hidden;padding:0px 3px 0px 3px;vertical-align:bottom;text-align:center;">1.19</td> <td data-sheets-numberformat='{"1":2,"2":"0","3":1}' data-sheets-value='{"1":3,"3":20.09}' style="overflow:hidden;padding:0px 3px 0px 3px;vertical-align:bottom;text-align:center;">20</td> <td data-sheets-numberformat='{"1":2,"2":"0","3":1}' data-sheets-value='{"1":3,"3":38.940000000000005}' style="overflow:hidden;padding:0px 3px 0px 3px;vertical-align:bottom;text-align:center;">39</td> <td data-sheets-value='{"1":3,"3":24}' style="border-right:1px solid #000000;overflow:hidden;padding:0px 3px 0px 3px;vertical-align:bottom;text-align:center;">24</td> </tr> <tr style="height:20px;"> <td data-sheets-value='{"1":2,"2":"Heatstop PC"}' style="border-left:1px solid #000000;overflow:hidden;padding:0px 3px 0px 3px;vertical-align:bottom;">Heatstop PC</td> <td data-sheets-value='{"1":2,"2":"DW"}' style="overflow:hidden;padding:0px 3px 0px 3px;vertical-align:bottom;">DW</td> <td data-sheets-value='{"1":2,"2":"Clear (T/H)"}' style="overflow:hidden;padding:0px 3px 0px 3px;vertical-align:bottom;">Clear (T/H)</td> <td data-sheets-numberformat='{"1":2,"2":"0.00","3":1}' data-sheets-value='{"1":3,"3":0.98}' style="overflow:hidden;padding:0px 3px 0px 3px;vertical-align:bottom;text-align:center;">0.98</td> <td data-sheets-numberformat='{"1":2,"2":"0","3":1}' data-sheets-value='{"1":3,"3":18.04}' style="overflow:hidden;padding:0px 3px 0px 3px;vertical-align:bottom;text-align:center;">18</td> <td data-sheets-numberformat='{"1":2,"2":"0","3":1}' data-sheets-value='{"1":3,"3":33.660000000000004}' style="overflow:hidden;padding:0px 3px 0px 3px;vertical-align:bottom;text-align:center;">34</td> <td data-sheets-value='{"1":3,"3":26}' style="border-right:1px solid #000000;overflow:hidden;padding:0px 3px 0px 3px;vertical-align:bottom;text-align:center;">26</td> </tr> <tr style="height:20px;"> <td style="border-bottom:1px solid #000000;border-left:1px solid #000000;overflow:hidden;padding:0px 3px 0px 3px;vertical-align:bottom;"></td> <td style="border-bottom:1px solid #000000;overflow:hidden;padding:0px 3px 0px 3px;vertical-align:bottom;"></td> <td data-sheets-value='{"1":2,"2":"Opal (T/O)"}' style="border-bottom:1px solid #000000;overflow:hidden;padding:0px 3px 0px 3px;vertical-align:bottom;">Opal (T/O)</td> <td data-sheets-numberformat='{"1":2,"2":"0.00","3":1}' data-sheets-value='{"1":3,"3":0.98}' style="border-bottom:1px solid #000000;overflow:hidden;padding:0px 3px 0px 3px;vertical-align:bottom;text-align:center;">0.98</td> <td data-sheets-numberformat='{"1":2,"2":"0","3":1}' data-sheets-value='{"1":3,"3":16.81}' style="border-bottom:1px solid #000000;overflow:hidden;padding:0px 3px 0px 3px;vertical-align:bottom;text-align:center;">17</td> <td data-sheets-numberformat='{"1":2,"2":"0","3":1}' data-sheets-value='{"1":3,"3":29.700000000000003}' style="border-bottom:1px solid #000000;overflow:hidden;padding:0px 3px 0px 3px;vertical-align:bottom;text-align:center;">30</td> <td data-sheets-value='{"1":3,"3":26}' style="border-right:1px solid #000000;border-bottom:1px solid #000000;overflow:hidden;padding:0px 3px 0px 3px;vertical-align:bottom;text-align:center;">26</td> </tr> </tbody></table> | skylux-160-ce-met-koepel-en-pvc-opstand-30-20-met-lm-motor-en-pvc-raam-type-ep25-1000-x-2500-mm | 8586033267021 | 46872360026445
Smoke and heat exhaust (SHEV) | SHE system | Skylux | Skylux 160° CE with skylight and PVC curb 30/20 with double LM-actuator and PVC frame type EP25 1000 x 2800 mm |  | 50422 | 5412970504221 | 8427.65 | Yes | 30-45 | 144.67 | 1000 x 2800 mm | 2800 | 1000 |  | PVC 30/20 (30 cm high & roof opening = 20 cm larger than daylight size) | Rectangular | 1.19 W/m²K - 0.98 W/m²K | 57% - 30% | 37% - 17% | 24dB - 26dB | 160° CE (for industry) | PVC frame EP25 | without spoiler | E | Double actuator | Maximum double-walled skylight possible for this product | Ut-value LT-value g-value Rw-value EN 1873 : 2014 EN ISO 13468 EN 16153 EN 410 EN 410 EN ISO 140-3 Material Walls Shells (W/m²K) (%) (%) (dB) Acrylic EW Clear (H) 1.19 37 57 24 PMMA Opal (O) 1.19 34 50 24 DW Clear (H/H) 0.98 33 50 26 Opal (O/O) 0.98 28 38 26 Polycarbonate EW Clear (A) 1.19 36 55 24 PC Opal (D) 1.19 24 40 24 DW Clear (A/H) 0.98 32 48 26 Clear (A/A) 0.98 32 46 26 Opal (A/O) 0.98 30 42 26 Opal (A/D) 0.98 21 33 26 Polycarbonate EW Heatstop Opal (T) 1.19 20 39 24 Heatstop PC DW Clear (T/H) 0.98 18 34 26 Opal (T/O) 0.98 17 30 26 | https://skylux.eu/en/products/skylux-160-ce-met-koepel-en-pvc-opstand-30-20-met-lm-motor-en-pvc-raam-type-ep25-1000-x-2800-mm | https://skylux.eu/cdn/shop/files/Skylux-160deg-CE-met-koepel-en-pvc-opstand-3020-met-dubbele-LM-motor-en-pvc-raam-type-EP25-1000-x-2800-mm-RWA-systeem.jpg?v=1702980739&width=1600 | https://skylux.eu/cdn/shop/files/e5a82811-1bb0-48e4-a776-cacb59c7c092_ca37d0c7-b11d-4742-b9fd-d72a3723386e.jpg?v=1688551199&width=1600 | //skylux.eu/cdn/shop/files/E_MH_Mounting_instructions_Skylux_160_CE_LM.pdf?v=12406716259046007223 | //skylux.eu/cdn/shop/files/E_TD_Technical_File_Skylux_Skylux_160_CE_Electric.pdf?v=3667116872303399239 | <style type="text/css" id="isPasted"><!--td {border: 1px solid #cccccc;}br {mso-data-placement:same-cell;}--></style><table border="1" cellpadding="0" cellspacing="0" dir="ltr" style="table-layout:fixed;font-size:10pt;font-family:Arial;border-collapse:collapse;border:none;"><tbody> <tr style="height:20px;"> <td style="overflow:hidden;padding:0px 3px 0px 3px;vertical-align:bottom;"></td> <td style="overflow:hidden;padding:0px 3px 0px 3px;vertical-align:bottom;"></td> <td style="overflow:hidden;padding:0px 3px 0px 3px;vertical-align:bottom;"></td> <td data-sheets-value='{"1":2,"2":"Ut-value"}' style="overflow:hidden;padding:0px 3px 0px 3px;vertical-align:bottom;font-weight:bold;text-align:center;">Ut-value</td> <td data-sheets-value='{"1":2,"2":"LT-value"}' style="overflow:hidden;padding:0px 3px 0px 3px;vertical-align:bottom;font-weight:bold;text-align:center;">LT-value</td> <td data-sheets-value='{"1":2,"2":"g-value"}' style="overflow:hidden;padding:0px 3px 0px 3px;vertical-align:bottom;font-weight:bold;text-align:center;">g-value</td> <td data-sheets-value='{"1":2,"2":"Rw-value "}' style="overflow:hidden;padding:0px 3px 0px 3px;vertical-align:bottom;font-weight:bold;text-align:center;">Rw-value </td> </tr> <tr style="height:20px;"> <td style="overflow:hidden;padding:0px 3px 0px 3px;vertical-align:bottom;"></td> <td style="overflow:hidden;padding:0px 3px 0px 3px;vertical-align:bottom;"></td> <td style="overflow:hidden;padding:0px 3px 0px 3px;vertical-align:bottom;"></td> <td data-sheets-numberformat='{"1":2,"2":"0.00","3":1}' data-sheets-value='{"1":2,"2":"EN 1873 : 2014"}' style="overflow:hidden;padding:0px 3px 0px 3px;vertical-align:bottom;text-align:center;">EN 1873 : 2014</td> <td data-sheets-numberformat='{"1":2,"2":"0","3":1}' data-sheets-value='{"1":2,"2":"EN ISO 13468 EN 16153 EN 410"}' style="overflow:hidden;padding:0px 3px 0px 3px;vertical-align:bottom;text-align:center;">EN ISO 13468 EN 16153 EN 410</td> <td data-sheets-numberformat='{"1":2,"2":"0","3":1}' data-sheets-value='{"1":2,"2":"EN 410"}' style="overflow:hidden;padding:0px 3px 0px 3px;vertical-align:bottom;text-align:center;">EN 410</td> <td data-sheets-value='{"1":2,"2":"EN ISO 140-3\t\t"}' style="overflow:hidden;padding:0px 3px 0px 3px;vertical-align:bottom;text-align:center;">EN ISO 140-3 </td> </tr> <tr style="height:20px;"> <td data-sheets-value='{"1":2,"2":"Material"}' style="border-bottom:1px solid #000000;overflow:hidden;padding:0px 3px 0px 3px;vertical-align:bottom;background-color:#000000;font-weight:bold;color:#ffffff;">Material</td> <td data-sheets-value='{"1":2,"2":"Walls"}' style="border-bottom:1px solid #000000;overflow:hidden;padding:0px 3px 0px 3px;vertical-align:bottom;background-color:#000000;font-weight:bold;color:#ffffff;">Walls</td> <td data-sheets-value='{"1":2,"2":"Shells"}' style="border-bottom:1px solid #000000;overflow:hidden;padding:0px 3px 0px 3px;vertical-align:bottom;background-color:#000000;font-weight:bold;color:#ffffff;">Shells</td> <td data-sheets-numberformat='{"1":2,"2":"0.00","3":1}' data-sheets-value='{"1":2,"2":"(W/m²K)\t"}' style="border-bottom:1px solid #000000;overflow:hidden;padding:0px 3px 0px 3px;vertical-align:bottom;background-color:#000000;font-weight:bold;color:#ffffff;text-align:center;">(W/m²K) </td> <td data-sheets-numberformat='{"1":2,"2":"0","3":1}' data-sheets-value='{"1":2,"2":"(%)"}' style="border-bottom:1px solid #000000;overflow:hidden;padding:0px 3px 0px 3px;vertical-align:bottom;background-color:#000000;font-weight:bold;color:#ffffff;text-align:center;">(%)</td> <td data-sheets-numberformat='{"1":2,"2":"0","3":1}' data-sheets-value='{"1":2,"2":"(%)"}' style="border-bottom:1px solid #000000;overflow:hidden;padding:0px 3px 0px 3px;vertical-align:bottom;background-color:#000000;font-weight:bold;color:#ffffff;text-align:center;">(%)</td> <td data-sheets-value='{"1":2,"2":"(dB)"}' style="border-bottom:1px solid #000000;overflow:hidden;padding:0px 3px 0px 3px;vertical-align:bottom;background-color:#000000;font-weight:bold;color:#ffffff;text-align:center;">(dB)</td> </tr> <tr style="height:20px;"> <td data-sheets-value='{"1":2,"2":"Acrylic"}' style="border-left:1px solid #000000;overflow:hidden;padding:0px 3px 0px 3px;vertical-align:bottom;">Acrylic</td> <td data-sheets-value='{"1":2,"2":"EW"}' style="overflow:hidden;padding:0px 3px 0px 3px;vertical-align:bottom;">EW</td> <td data-sheets-value='{"1":2,"2":"Clear (H)"}' style="overflow:hidden;padding:0px 3px 0px 3px;vertical-align:bottom;">Clear (H)</td> <td data-sheets-numberformat='{"1":2,"2":"0.00","3":1}' data-sheets-value='{"1":3,"3":1.19}' style="overflow:hidden;padding:0px 3px 0px 3px;vertical-align:bottom;text-align:center;">1.19</td> <td data-sheets-numberformat='{"1":2,"2":"0","3":1}' data-sheets-value='{"1":3,"3":36.9}' style="overflow:hidden;padding:0px 3px 0px 3px;vertical-align:bottom;text-align:center;">37</td> <td data-sheets-numberformat='{"1":2,"2":"0","3":1}' data-sheets-value='{"1":3,"3":57.42}' style="overflow:hidden;padding:0px 3px 0px 3px;vertical-align:bottom;text-align:center;">57</td> <td data-sheets-value='{"1":3,"3":24}' style="border-right:1px solid #000000;overflow:hidden;padding:0px 3px 0px 3px;vertical-align:bottom;text-align:center;">24</td> </tr> <tr style="height:20px;"> <td data-sheets-value='{"1":2,"2":"PMMA"}' style="border-left:1px solid #000000;overflow:hidden;padding:0px 3px 0px 3px;vertical-align:bottom;">PMMA</td> <td style="overflow:hidden;padding:0px 3px 0px 3px;vertical-align:bottom;"></td> <td data-sheets-value='{"1":2,"2":"Opal (O)"}' style="overflow:hidden;padding:0px 3px 0px 3px;vertical-align:bottom;">Opal (O)</td> <td data-sheets-numberformat='{"1":2,"2":"0.00","3":1}' data-sheets-value='{"1":3,"3":1.19}' style="overflow:hidden;padding:0px 3px 0px 3px;vertical-align:bottom;text-align:center;">1.19</td> <td data-sheets-numberformat='{"1":2,"2":"0","3":1}' data-sheets-value='{"1":3,"3":34.03}' style="overflow:hidden;padding:0px 3px 0px 3px;vertical-align:bottom;text-align:center;">34</td> <td data-sheets-numberformat='{"1":2,"2":"0","3":1}' data-sheets-value='{"1":3,"3":50.160000000000004}' style="overflow:hidden;padding:0px 3px 0px 3px;vertical-align:bottom;text-align:center;">50</td> <td data-sheets-value='{"1":3,"3":24}' style="border-right:1px solid #000000;overflow:hidden;padding:0px 3px 0px 3px;vertical-align:bottom;text-align:center;">24</td> </tr> <tr style="height:20px;"> <td style="border-left:1px solid #000000;overflow:hidden;padding:0px 3px 0px 3px;vertical-align:bottom;"></td> <td data-sheets-value='{"1":2,"2":"DW"}' style="overflow:hidden;padding:0px 3px 0px 3px;vertical-align:bottom;">DW</td> <td data-sheets-value='{"1":2,"2":"Clear (H/H)"}' style="overflow:hidden;padding:0px 3px 0px 3px;vertical-align:bottom;">Clear (H/H)</td> <td data-sheets-numberformat='{"1":2,"2":"0.00","3":1}' data-sheets-value='{"1":3,"3":0.98}' style="overflow:hidden;padding:0px 3px 0px 3px;vertical-align:bottom;text-align:center;">0.98</td> <td data-sheets-numberformat='{"1":2,"2":"0","3":1}' data-sheets-value='{"1":3,"3":33.21}' style="overflow:hidden;padding:0px 3px 0px 3px;vertical-align:bottom;text-align:center;">33</td> <td data-sheets-numberformat='{"1":2,"2":"0","3":1}' data-sheets-value='{"1":3,"3":49.5}' style="overflow:hidden;padding:0px 3px 0px 3px;vertical-align:bottom;text-align:center;">50</td> <td data-sheets-value='{"1":3,"3":26}' style="border-right:1px solid #000000;overflow:hidden;padding:0px 3px 0px 3px;vertical-align:bottom;text-align:center;">26</td> </tr> <tr style="height:20px;"> <td style="border-bottom:1px solid #000000;border-left:1px solid #000000;overflow:hidden;padding:0px 3px 0px 3px;vertical-align:bottom;"></td> <td style="border-bottom:1px solid #000000;overflow:hidden;padding:0px 3px 0px 3px;vertical-align:bottom;"></td> <td data-sheets-value='{"1":2,"2":"Opal (O/O)"}' style="border-bottom:1px solid #000000;overflow:hidden;padding:0px 3px 0px 3px;vertical-align:bottom;">Opal (O/O)</td> <td data-sheets-numberformat='{"1":2,"2":"0.00","3":1}' data-sheets-value='{"1":3,"3":0.98}' style="border-bottom:1px solid #000000;overflow:hidden;padding:0px 3px 0px 3px;vertical-align:bottom;text-align:center;">0.98</td> <td data-sheets-numberformat='{"1":2,"2":"0","3":1}' data-sheets-value='{"1":3,"3":28.29}' style="border-bottom:1px solid #000000;overflow:hidden;padding:0px 3px 0px 3px;vertical-align:bottom;text-align:center;">28</td> <td data-sheets-numberformat='{"1":2,"2":"0","3":1}' data-sheets-value='{"1":3,"3":38.28}' style="border-bottom:1px solid #000000;overflow:hidden;padding:0px 3px 0px 3px;vertical-align:bottom;text-align:center;">38</td> <td data-sheets-value='{"1":3,"3":26}' style="border-right:1px solid #000000;border-bottom:1px solid #000000;overflow:hidden;padding:0px 3px 0px 3px;vertical-align:bottom;text-align:center;">26</td> </tr> <tr style="height:20px;"> <td data-sheets-value='{"1":2,"2":"Polycarbonate "}' style="border-left:1px solid #000000;overflow:hidden;padding:0px 3px 0px 3px;vertical-align:bottom;">Polycarbonate </td> <td data-sheets-value='{"1":2,"2":"EW"}' style="overflow:hidden;padding:0px 3px 0px 3px;vertical-align:bottom;">EW</td> <td data-sheets-value='{"1":2,"2":"Clear (A)"}' style="overflow:hidden;padding:0px 3px 0px 3px;vertical-align:bottom;">Clear (A)</td> <td data-sheets-numberformat='{"1":2,"2":"0.00","3":1}' data-sheets-value='{"1":3,"3":1.19}' style="overflow:hidden;padding:0px 3px 0px 3px;vertical-align:bottom;text-align:center;">1.19</td> <td data-sheets-numberformat='{"1":2,"2":"0","3":1}' data-sheets-value='{"1":3,"3":36.08}' style="overflow:hidden;padding:0px 3px 0px 3px;vertical-align:bottom;text-align:center;">36</td> <td data-sheets-numberformat='{"1":2,"2":"0","3":1}' data-sheets-value='{"1":3,"3":54.78}' style="overflow:hidden;padding:0px 3px 0px 3px;vertical-align:bottom;text-align:center;">55</td> <td data-sheets-value='{"1":3,"3":24}' style="border-right:1px solid #000000;overflow:hidden;padding:0px 3px 0px 3px;vertical-align:bottom;text-align:center;">24</td> </tr> <tr style="height:20px;"> <td data-sheets-value='{"1":2,"2":"PC"}' style="border-left:1px solid #000000;overflow:hidden;padding:0px 3px 0px 3px;vertical-align:bottom;">PC</td> <td style="overflow:hidden;padding:0px 3px 0px 3px;vertical-align:bottom;"></td> <td data-sheets-value='{"1":2,"2":"Opal (D)"}' style="overflow:hidden;padding:0px 3px 0px 3px;vertical-align:bottom;">Opal (D)</td> <td data-sheets-numberformat='{"1":2,"2":"0.00","3":1}' data-sheets-value='{"1":3,"3":1.19}' style="overflow:hidden;padding:0px 3px 0px 3px;vertical-align:bottom;text-align:center;">1.19</td> <td data-sheets-numberformat='{"1":2,"2":"0","3":1}' data-sheets-value='{"1":3,"3":23.779999999999998}' style="overflow:hidden;padding:0px 3px 0px 3px;vertical-align:bottom;text-align:center;">24</td> <td data-sheets-numberformat='{"1":2,"2":"0","3":1}' data-sheets-value='{"1":3,"3":39.6}' style="overflow:hidden;padding:0px 3px 0px 3px;vertical-align:bottom;text-align:center;">40</td> <td data-sheets-value='{"1":3,"3":24}' style="border-right:1px solid #000000;overflow:hidden;padding:0px 3px 0px 3px;vertical-align:bottom;text-align:center;">24</td> </tr> <tr style="height:20px;"> <td style="border-left:1px solid #000000;overflow:hidden;padding:0px 3px 0px 3px;vertical-align:bottom;"></td> <td data-sheets-value='{"1":2,"2":"DW"}' style="overflow:hidden;padding:0px 3px 0px 3px;vertical-align:bottom;">DW</td> <td data-sheets-value='{"1":2,"2":"Clear (A/H)"}' style="overflow:hidden;padding:0px 3px 0px 3px;vertical-align:bottom;">Clear (A/H)</td> <td data-sheets-numberformat='{"1":2,"2":"0.00","3":1}' data-sheets-value='{"1":3,"3":0.98}' style="overflow:hidden;padding:0px 3px 0px 3px;vertical-align:bottom;text-align:center;">0.98</td> <td data-sheets-numberformat='{"1":2,"2":"0","3":1}' data-sheets-value='{"1":3,"3":32.39}' style="overflow:hidden;padding:0px 3px 0px 3px;vertical-align:bottom;text-align:center;">32</td> <td data-sheets-numberformat='{"1":2,"2":"0","3":1}' data-sheets-value='{"1":3,"3":47.52}' style="overflow:hidden;padding:0px 3px 0px 3px;vertical-align:bottom;text-align:center;">48</td> <td data-sheets-value='{"1":3,"3":26}' style="border-right:1px solid #000000;overflow:hidden;padding:0px 3px 0px 3px;vertical-align:bottom;text-align:center;">26</td> </tr> <tr style="height:20px;"> <td style="border-left:1px solid #000000;overflow:hidden;padding:0px 3px 0px 3px;vertical-align:bottom;"></td> <td style="overflow:hidden;padding:0px 3px 0px 3px;vertical-align:bottom;"></td> <td data-sheets-value='{"1":2,"2":"Clear (A/A)"}' style="overflow:hidden;padding:0px 3px 0px 3px;vertical-align:bottom;">Clear (A/A)</td> <td data-sheets-numberformat='{"1":2,"2":"0.00","3":1}' data-sheets-value='{"1":3,"3":0.98}' style="overflow:hidden;padding:0px 3px 0px 3px;vertical-align:bottom;text-align:center;">0.98</td> <td data-sheets-numberformat='{"1":2,"2":"0","3":1}' data-sheets-value='{"1":3,"3":31.569999999999997}' style="overflow:hidden;padding:0px 3px 0px 3px;vertical-align:bottom;text-align:center;">32</td> <td data-sheets-numberformat='{"1":2,"2":"0","3":1}' data-sheets-value='{"1":3,"3":45.54}' style="overflow:hidden;padding:0px 3px 0px 3px;vertical-align:bottom;text-align:center;">46</td> <td data-sheets-value='{"1":3,"3":26}' style="border-right:1px solid #000000;overflow:hidden;padding:0px 3px 0px 3px;vertical-align:bottom;text-align:center;">26</td> </tr> <tr style="height:20px;"> <td style="border-left:1px solid #000000;overflow:hidden;padding:0px 3px 0px 3px;vertical-align:bottom;"></td> <td style="overflow:hidden;padding:0px 3px 0px 3px;vertical-align:bottom;"></td> <td data-sheets-value='{"1":2,"2":"Opal (A/O)"}' style="overflow:hidden;padding:0px 3px 0px 3px;vertical-align:bottom;">Opal (A/O)</td> <td data-sheets-numberformat='{"1":2,"2":"0.00","3":1}' data-sheets-value='{"1":3,"3":0.98}' style="overflow:hidden;padding:0px 3px 0px 3px;vertical-align:bottom;text-align:center;">0.98</td> <td data-sheets-numberformat='{"1":2,"2":"0","3":1}' data-sheets-value='{"1":3,"3":29.93}' style="overflow:hidden;padding:0px 3px 0px 3px;vertical-align:bottom;text-align:center;">30</td> <td data-sheets-numberformat='{"1":2,"2":"0","3":1}' data-sheets-value='{"1":3,"3":41.580000000000005}' style="overflow:hidden;padding:0px 3px 0px 3px;vertical-align:bottom;text-align:center;">42</td> <td data-sheets-value='{"1":3,"3":26}' style="border-right:1px solid #000000;overflow:hidden;padding:0px 3px 0px 3px;vertical-align:bottom;text-align:center;">26</td> </tr> <tr style="height:20px;"> <td style="border-bottom:1px solid #000000;border-left:1px solid #000000;overflow:hidden;padding:0px 3px 0px 3px;vertical-align:bottom;"></td> <td style="border-bottom:1px solid #000000;overflow:hidden;padding:0px 3px 0px 3px;vertical-align:bottom;"></td> <td data-sheets-value='{"1":2,"2":"Opal (A/D)"}' style="border-bottom:1px solid #000000;overflow:hidden;padding:0px 3px 0px 3px;vertical-align:bottom;">Opal (A/D)</td> <td data-sheets-numberformat='{"1":2,"2":"0.00","3":1}' data-sheets-value='{"1":3,"3":0.98}' style="border-bottom:1px solid #000000;overflow:hidden;padding:0px 3px 0px 3px;vertical-align:bottom;text-align:center;">0.98</td> <td data-sheets-numberformat='{"1":2,"2":"0","3":1}' data-sheets-value='{"1":3,"3":20.91}' style="border-bottom:1px solid #000000;overflow:hidden;padding:0px 3px 0px 3px;vertical-align:bottom;text-align:center;">21</td> <td data-sheets-numberformat='{"1":2,"2":"0","3":1}' data-sheets-value='{"1":3,"3":33}' style="border-bottom:1px solid #000000;overflow:hidden;padding:0px 3px 0px 3px;vertical-align:bottom;text-align:center;">33</td> <td data-sheets-value='{"1":3,"3":26}' style="border-right:1px solid #000000;border-bottom:1px solid #000000;overflow:hidden;padding:0px 3px 0px 3px;vertical-align:bottom;text-align:center;">26</td> </tr> <tr style="height:20px;"> <td data-sheets-value='{"1":2,"2":"Polycarbonate"}' style="border-left:1px solid #000000;overflow:hidden;padding:0px 3px 0px 3px;vertical-align:bottom;">Polycarbonate</td> <td data-sheets-value='{"1":2,"2":"EW"}' style="overflow:hidden;padding:0px 3px 0px 3px;vertical-align:bottom;">EW</td> <td data-sheets-value='{"1":2,"2":"Heatstop Opal (T)"}' style="overflow:hidden;padding:0px 3px 0px 3px;vertical-align:bottom;">Heatstop Opal (T)</td> <td data-sheets-numberformat='{"1":2,"2":"0.00","3":1}' data-sheets-value='{"1":3,"3":1.19}' style="overflow:hidden;padding:0px 3px 0px 3px;vertical-align:bottom;text-align:center;">1.19</td> <td data-sheets-numberformat='{"1":2,"2":"0","3":1}' data-sheets-value='{"1":3,"3":20.09}' style="overflow:hidden;padding:0px 3px 0px 3px;vertical-align:bottom;text-align:center;">20</td> <td data-sheets-numberformat='{"1":2,"2":"0","3":1}' data-sheets-value='{"1":3,"3":38.940000000000005}' style="overflow:hidden;padding:0px 3px 0px 3px;vertical-align:bottom;text-align:center;">39</td> <td data-sheets-value='{"1":3,"3":24}' style="border-right:1px solid #000000;overflow:hidden;padding:0px 3px 0px 3px;vertical-align:bottom;text-align:center;">24</td> </tr> <tr style="height:20px;"> <td data-sheets-value='{"1":2,"2":"Heatstop PC"}' style="border-left:1px solid #000000;overflow:hidden;padding:0px 3px 0px 3px;vertical-align:bottom;">Heatstop PC</td> <td data-sheets-value='{"1":2,"2":"DW"}' style="overflow:hidden;padding:0px 3px 0px 3px;vertical-align:bottom;">DW</td> <td data-sheets-value='{"1":2,"2":"Clear (T/H)"}' style="overflow:hidden;padding:0px 3px 0px 3px;vertical-align:bottom;">Clear (T/H)</td> <td data-sheets-numberformat='{"1":2,"2":"0.00","3":1}' data-sheets-value='{"1":3,"3":0.98}' style="overflow:hidden;padding:0px 3px 0px 3px;vertical-align:bottom;text-align:center;">0.98</td> <td data-sheets-numberformat='{"1":2,"2":"0","3":1}' data-sheets-value='{"1":3,"3":18.04}' style="overflow:hidden;padding:0px 3px 0px 3px;vertical-align:bottom;text-align:center;">18</td> <td data-sheets-numberformat='{"1":2,"2":"0","3":1}' data-sheets-value='{"1":3,"3":33.660000000000004}' style="overflow:hidden;padding:0px 3px 0px 3px;vertical-align:bottom;text-align:center;">34</td> <td data-sheets-value='{"1":3,"3":26}' style="border-right:1px solid #000000;overflow:hidden;padding:0px 3px 0px 3px;vertical-align:bottom;text-align:center;">26</td> </tr> <tr style="height:20px;"> <td style="border-bottom:1px solid #000000;border-left:1px solid #000000;overflow:hidden;padding:0px 3px 0px 3px;vertical-align:bottom;"></td> <td style="border-bottom:1px solid #000000;overflow:hidden;padding:0px 3px 0px 3px;vertical-align:bottom;"></td> <td data-sheets-value='{"1":2,"2":"Opal (T/O)"}' style="border-bottom:1px solid #000000;overflow:hidden;padding:0px 3px 0px 3px;vertical-align:bottom;">Opal (T/O)</td> <td data-sheets-numberformat='{"1":2,"2":"0.00","3":1}' data-sheets-value='{"1":3,"3":0.98}' style="border-bottom:1px solid #000000;overflow:hidden;padding:0px 3px 0px 3px;vertical-align:bottom;text-align:center;">0.98</td> <td data-sheets-numberformat='{"1":2,"2":"0","3":1}' data-sheets-value='{"1":3,"3":16.81}' style="border-bottom:1px solid #000000;overflow:hidden;padding:0px 3px 0px 3px;vertical-align:bottom;text-align:center;">17</td> <td data-sheets-numberformat='{"1":2,"2":"0","3":1}' data-sheets-value='{"1":3,"3":29.700000000000003}' style="border-bottom:1px solid #000000;overflow:hidden;padding:0px 3px 0px 3px;vertical-align:bottom;text-align:center;">30</td> <td data-sheets-value='{"1":3,"3":26}' style="border-right:1px solid #000000;border-bottom:1px solid #000000;overflow:hidden;padding:0px 3px 0px 3px;vertical-align:bottom;text-align:center;">26</td> </tr> </tbody></table> | skylux-160-ce-met-koepel-en-pvc-opstand-30-20-met-lm-motor-en-pvc-raam-type-ep25-1000-x-2800-mm | 8586033299789 | 46872360059213
Smoke and heat exhaust (SHEV) | SHE system | Skylux | Skylux 160° CE with skylight and PVC curb 30/20 with double LM-actuator and PVC frame type EP25 1200 x 2400 mm |  | 50435 | 5412970504351 | 8418 | Yes | 30-45 | 153.42 | 1200 x 2400 mm | 2400 | 1200 |  | PVC 30/20 (30 cm high & roof opening = 20 cm larger than daylight size) | Rectangular | 1.19 W/m²K - 0.98 W/m²K | 57% - 30% | 37% - 17% | 24dB - 26dB | 160° CE (for industry) | PVC frame EP25 | without spoiler | E | Double actuator | Maximum double-walled skylight possible for this product | Ut-value LT-value g-value Rw-value EN 1873 : 2014 EN ISO 13468 EN 16153 EN 410 EN 410 EN ISO 140-3 Material Walls Shells (W/m²K) (%) (%) (dB) Acrylic EW Clear (H) 1.19 37 57 24 PMMA Opal (O) 1.19 34 50 24 DW Clear (H/H) 0.98 33 50 26 Opal (O/O) 0.98 28 38 26 Polycarbonate EW Clear (A) 1.19 36 55 24 PC Opal (D) 1.19 24 40 24 DW Clear (A/H) 0.98 32 48 26 Clear (A/A) 0.98 32 46 26 Opal (A/O) 0.98 30 42 26 Opal (A/D) 0.98 21 33 26 Polycarbonate EW Heatstop Opal (T) 1.19 20 39 24 Heatstop PC DW Clear (T/H) 0.98 18 34 26 Opal (T/O) 0.98 17 30 26 | https://skylux.eu/en/products/skylux-160-ce-met-koepel-en-pvc-opstand-30-20-met-lm-motor-en-pvc-raam-type-ep25-1200-x-2400-mm | https://skylux.eu/cdn/shop/files/Skylux-160deg-CE-met-koepel-en-pvc-opstand-3020-met-dubbele-LM-motor-en-pvc-raam-type-EP25-1200-x-2400-mm-RWA-systeem.jpg?v=1702980808&width=1600 | https://skylux.eu/cdn/shop/files/e5a82811-1bb0-48e4-a776-cacb59c7c092_b01b5316-ad2b-4864-aac5-e3be5329224c.jpg?v=1688551215&width=1600 | //skylux.eu/cdn/shop/files/E_MH_Mounting_instructions_Skylux_160_CE_LM.pdf?v=12406716259046007223 | //skylux.eu/cdn/shop/files/E_TD_Technical_File_Skylux_Skylux_160_CE_Electric.pdf?v=3667116872303399239 | <style type="text/css" id="isPasted"><!--td {border: 1px solid #cccccc;}br {mso-data-placement:same-cell;}--></style><table border="1" cellpadding="0" cellspacing="0" dir="ltr" style="table-layout:fixed;font-size:10pt;font-family:Arial;border-collapse:collapse;border:none;"><tbody> <tr style="height:20px;"> <td style="overflow:hidden;padding:0px 3px 0px 3px;vertical-align:bottom;"></td> <td style="overflow:hidden;padding:0px 3px 0px 3px;vertical-align:bottom;"></td> <td style="overflow:hidden;padding:0px 3px 0px 3px;vertical-align:bottom;"></td> <td data-sheets-value='{"1":2,"2":"Ut-value"}' style="overflow:hidden;padding:0px 3px 0px 3px;vertical-align:bottom;font-weight:bold;text-align:center;">Ut-value</td> <td data-sheets-value='{"1":2,"2":"LT-value"}' style="overflow:hidden;padding:0px 3px 0px 3px;vertical-align:bottom;font-weight:bold;text-align:center;">LT-value</td> <td data-sheets-value='{"1":2,"2":"g-value"}' style="overflow:hidden;padding:0px 3px 0px 3px;vertical-align:bottom;font-weight:bold;text-align:center;">g-value</td> <td data-sheets-value='{"1":2,"2":"Rw-value "}' style="overflow:hidden;padding:0px 3px 0px 3px;vertical-align:bottom;font-weight:bold;text-align:center;">Rw-value </td> </tr> <tr style="height:20px;"> <td style="overflow:hidden;padding:0px 3px 0px 3px;vertical-align:bottom;"></td> <td style="overflow:hidden;padding:0px 3px 0px 3px;vertical-align:bottom;"></td> <td style="overflow:hidden;padding:0px 3px 0px 3px;vertical-align:bottom;"></td> <td data-sheets-numberformat='{"1":2,"2":"0.00","3":1}' data-sheets-value='{"1":2,"2":"EN 1873 : 2014"}' style="overflow:hidden;padding:0px 3px 0px 3px;vertical-align:bottom;text-align:center;">EN 1873 : 2014</td> <td data-sheets-numberformat='{"1":2,"2":"0","3":1}' data-sheets-value='{"1":2,"2":"EN ISO 13468 EN 16153 EN 410"}' style="overflow:hidden;padding:0px 3px 0px 3px;vertical-align:bottom;text-align:center;">EN ISO 13468 EN 16153 EN 410</td> <td data-sheets-numberformat='{"1":2,"2":"0","3":1}' data-sheets-value='{"1":2,"2":"EN 410"}' style="overflow:hidden;padding:0px 3px 0px 3px;vertical-align:bottom;text-align:center;">EN 410</td> <td data-sheets-value='{"1":2,"2":"EN ISO 140-3\t\t"}' style="overflow:hidden;padding:0px 3px 0px 3px;vertical-align:bottom;text-align:center;">EN ISO 140-3 </td> </tr> <tr style="height:20px;"> <td data-sheets-value='{"1":2,"2":"Material"}' style="border-bottom:1px solid #000000;overflow:hidden;padding:0px 3px 0px 3px;vertical-align:bottom;background-color:#000000;font-weight:bold;color:#ffffff;">Material</td> <td data-sheets-value='{"1":2,"2":"Walls"}' style="border-bottom:1px solid #000000;overflow:hidden;padding:0px 3px 0px 3px;vertical-align:bottom;background-color:#000000;font-weight:bold;color:#ffffff;">Walls</td> <td data-sheets-value='{"1":2,"2":"Shells"}' style="border-bottom:1px solid #000000;overflow:hidden;padding:0px 3px 0px 3px;vertical-align:bottom;background-color:#000000;font-weight:bold;color:#ffffff;">Shells</td> <td data-sheets-numberformat='{"1":2,"2":"0.00","3":1}' data-sheets-value='{"1":2,"2":"(W/m²K)\t"}' style="border-bottom:1px solid #000000;overflow:hidden;padding:0px 3px 0px 3px;vertical-align:bottom;background-color:#000000;font-weight:bold;color:#ffffff;text-align:center;">(W/m²K) </td> <td data-sheets-numberformat='{"1":2,"2":"0","3":1}' data-sheets-value='{"1":2,"2":"(%)"}' style="border-bottom:1px solid #000000;overflow:hidden;padding:0px 3px 0px 3px;vertical-align:bottom;background-color:#000000;font-weight:bold;color:#ffffff;text-align:center;">(%)</td> <td data-sheets-numberformat='{"1":2,"2":"0","3":1}' data-sheets-value='{"1":2,"2":"(%)"}' style="border-bottom:1px solid #000000;overflow:hidden;padding:0px 3px 0px 3px;vertical-align:bottom;background-color:#000000;font-weight:bold;color:#ffffff;text-align:center;">(%)</td> <td data-sheets-value='{"1":2,"2":"(dB)"}' style="border-bottom:1px solid #000000;overflow:hidden;padding:0px 3px 0px 3px;vertical-align:bottom;background-color:#000000;font-weight:bold;color:#ffffff;text-align:center;">(dB)</td> </tr> <tr style="height:20px;"> <td data-sheets-value='{"1":2,"2":"Acrylic"}' style="border-left:1px solid #000000;overflow:hidden;padding:0px 3px 0px 3px;vertical-align:bottom;">Acrylic</td> <td data-sheets-value='{"1":2,"2":"EW"}' style="overflow:hidden;padding:0px 3px 0px 3px;vertical-align:bottom;">EW</td> <td data-sheets-value='{"1":2,"2":"Clear (H)"}' style="overflow:hidden;padding:0px 3px 0px 3px;vertical-align:bottom;">Clear (H)</td> <td data-sheets-numberformat='{"1":2,"2":"0.00","3":1}' data-sheets-value='{"1":3,"3":1.19}' style="overflow:hidden;padding:0px 3px 0px 3px;vertical-align:bottom;text-align:center;">1.19</td> <td data-sheets-numberformat='{"1":2,"2":"0","3":1}' data-sheets-value='{"1":3,"3":36.9}' style="overflow:hidden;padding:0px 3px 0px 3px;vertical-align:bottom;text-align:center;">37</td> <td data-sheets-numberformat='{"1":2,"2":"0","3":1}' data-sheets-value='{"1":3,"3":57.42}' style="overflow:hidden;padding:0px 3px 0px 3px;vertical-align:bottom;text-align:center;">57</td> <td data-sheets-value='{"1":3,"3":24}' style="border-right:1px solid #000000;overflow:hidden;padding:0px 3px 0px 3px;vertical-align:bottom;text-align:center;">24</td> </tr> <tr style="height:20px;"> <td data-sheets-value='{"1":2,"2":"PMMA"}' style="border-left:1px solid #000000;overflow:hidden;padding:0px 3px 0px 3px;vertical-align:bottom;">PMMA</td> <td style="overflow:hidden;padding:0px 3px 0px 3px;vertical-align:bottom;"></td> <td data-sheets-value='{"1":2,"2":"Opal (O)"}' style="overflow:hidden;padding:0px 3px 0px 3px;vertical-align:bottom;">Opal (O)</td> <td data-sheets-numberformat='{"1":2,"2":"0.00","3":1}' data-sheets-value='{"1":3,"3":1.19}' style="overflow:hidden;padding:0px 3px 0px 3px;vertical-align:bottom;text-align:center;">1.19</td> <td data-sheets-numberformat='{"1":2,"2":"0","3":1}' data-sheets-value='{"1":3,"3":34.03}' style="overflow:hidden;padding:0px 3px 0px 3px;vertical-align:bottom;text-align:center;">34</td> <td data-sheets-numberformat='{"1":2,"2":"0","3":1}' data-sheets-value='{"1":3,"3":50.160000000000004}' style="overflow:hidden;padding:0px 3px 0px 3px;vertical-align:bottom;text-align:center;">50</td> <td data-sheets-value='{"1":3,"3":24}' style="border-right:1px solid #000000;overflow:hidden;padding:0px 3px 0px 3px;vertical-align:bottom;text-align:center;">24</td> </tr> <tr style="height:20px;"> <td style="border-left:1px solid #000000;overflow:hidden;padding:0px 3px 0px 3px;vertical-align:bottom;"></td> <td data-sheets-value='{"1":2,"2":"DW"}' style="overflow:hidden;padding:0px 3px 0px 3px;vertical-align:bottom;">DW</td> <td data-sheets-value='{"1":2,"2":"Clear (H/H)"}' style="overflow:hidden;padding:0px 3px 0px 3px;vertical-align:bottom;">Clear (H/H)</td> <td data-sheets-numberformat='{"1":2,"2":"0.00","3":1}' data-sheets-value='{"1":3,"3":0.98}' style="overflow:hidden;padding:0px 3px 0px 3px;vertical-align:bottom;text-align:center;">0.98</td> <td data-sheets-numberformat='{"1":2,"2":"0","3":1}' data-sheets-value='{"1":3,"3":33.21}' style="overflow:hidden;padding:0px 3px 0px 3px;vertical-align:bottom;text-align:center;">33</td> <td data-sheets-numberformat='{"1":2,"2":"0","3":1}' data-sheets-value='{"1":3,"3":49.5}' style="overflow:hidden;padding:0px 3px 0px 3px;vertical-align:bottom;text-align:center;">50</td> <td data-sheets-value='{"1":3,"3":26}' style="border-right:1px solid #000000;overflow:hidden;padding:0px 3px 0px 3px;vertical-align:bottom;text-align:center;">26</td> </tr> <tr style="height:20px;"> <td style="border-bottom:1px solid #000000;border-left:1px solid #000000;overflow:hidden;padding:0px 3px 0px 3px;vertical-align:bottom;"></td> <td style="border-bottom:1px solid #000000;overflow:hidden;padding:0px 3px 0px 3px;vertical-align:bottom;"></td> <td data-sheets-value='{"1":2,"2":"Opal (O/O)"}' style="border-bottom:1px solid #000000;overflow:hidden;padding:0px 3px 0px 3px;vertical-align:bottom;">Opal (O/O)</td> <td data-sheets-numberformat='{"1":2,"2":"0.00","3":1}' data-sheets-value='{"1":3,"3":0.98}' style="border-bottom:1px solid #000000;overflow:hidden;padding:0px 3px 0px 3px;vertical-align:bottom;text-align:center;">0.98</td> <td data-sheets-numberformat='{"1":2,"2":"0","3":1}' data-sheets-value='{"1":3,"3":28.29}' style="border-bottom:1px solid #000000;overflow:hidden;padding:0px 3px 0px 3px;vertical-align:bottom;text-align:center;">28</td> <td data-sheets-numberformat='{"1":2,"2":"0","3":1}' data-sheets-value='{"1":3,"3":38.28}' style="border-bottom:1px solid #000000;overflow:hidden;padding:0px 3px 0px 3px;vertical-align:bottom;text-align:center;">38</td> <td data-sheets-value='{"1":3,"3":26}' style="border-right:1px solid #000000;border-bottom:1px solid #000000;overflow:hidden;padding:0px 3px 0px 3px;vertical-align:bottom;text-align:center;">26</td> </tr> <tr style="height:20px;"> <td data-sheets-value='{"1":2,"2":"Polycarbonate "}' style="border-left:1px solid #000000;overflow:hidden;padding:0px 3px 0px 3px;vertical-align:bottom;">Polycarbonate </td> <td data-sheets-value='{"1":2,"2":"EW"}' style="overflow:hidden;padding:0px 3px 0px 3px;vertical-align:bottom;">EW</td> <td data-sheets-value='{"1":2,"2":"Clear (A)"}' style="overflow:hidden;padding:0px 3px 0px 3px;vertical-align:bottom;">Clear (A)</td> <td data-sheets-numberformat='{"1":2,"2":"0.00","3":1}' data-sheets-value='{"1":3,"3":1.19}' style="overflow:hidden;padding:0px 3px 0px 3px;vertical-align:bottom;text-align:center;">1.19</td> <td data-sheets-numberformat='{"1":2,"2":"0","3":1}' data-sheets-value='{"1":3,"3":36.08}' style="overflow:hidden;padding:0px 3px 0px 3px;vertical-align:bottom;text-align:center;">36</td> <td data-sheets-numberformat='{"1":2,"2":"0","3":1}' data-sheets-value='{"1":3,"3":54.78}' style="overflow:hidden;padding:0px 3px 0px 3px;vertical-align:bottom;text-align:center;">55</td> <td data-sheets-value='{"1":3,"3":24}' style="border-right:1px solid #000000;overflow:hidden;padding:0px 3px 0px 3px;vertical-align:bottom;text-align:center;">24</td> </tr> <tr style="height:20px;"> <td data-sheets-value='{"1":2,"2":"PC"}' style="border-left:1px solid #000000;overflow:hidden;padding:0px 3px 0px 3px;vertical-align:bottom;">PC</td> <td style="overflow:hidden;padding:0px 3px 0px 3px;vertical-align:bottom;"></td> <td data-sheets-value='{"1":2,"2":"Opal (D)"}' style="overflow:hidden;padding:0px 3px 0px 3px;vertical-align:bottom;">Opal (D)</td> <td data-sheets-numberformat='{"1":2,"2":"0.00","3":1}' data-sheets-value='{"1":3,"3":1.19}' style="overflow:hidden;padding:0px 3px 0px 3px;vertical-align:bottom;text-align:center;">1.19</td> <td data-sheets-numberformat='{"1":2,"2":"0","3":1}' data-sheets-value='{"1":3,"3":23.779999999999998}' style="overflow:hidden;padding:0px 3px 0px 3px;vertical-align:bottom;text-align:center;">24</td> <td data-sheets-numberformat='{"1":2,"2":"0","3":1}' data-sheets-value='{"1":3,"3":39.6}' style="overflow:hidden;padding:0px 3px 0px 3px;vertical-align:bottom;text-align:center;">40</td> <td data-sheets-value='{"1":3,"3":24}' style="border-right:1px solid #000000;overflow:hidden;padding:0px 3px 0px 3px;vertical-align:bottom;text-align:center;">24</td> </tr> <tr style="height:20px;"> <td style="border-left:1px solid #000000;overflow:hidden;padding:0px 3px 0px 3px;vertical-align:bottom;"></td> <td data-sheets-value='{"1":2,"2":"DW"}' style="overflow:hidden;padding:0px 3px 0px 3px;vertical-align:bottom;">DW</td> <td data-sheets-value='{"1":2,"2":"Clear (A/H)"}' style="overflow:hidden;padding:0px 3px 0px 3px;vertical-align:bottom;">Clear (A/H)</td> <td data-sheets-numberformat='{"1":2,"2":"0.00","3":1}' data-sheets-value='{"1":3,"3":0.98}' style="overflow:hidden;padding:0px 3px 0px 3px;vertical-align:bottom;text-align:center;">0.98</td> <td data-sheets-numberformat='{"1":2,"2":"0","3":1}' data-sheets-value='{"1":3,"3":32.39}' style="overflow:hidden;padding:0px 3px 0px 3px;vertical-align:bottom;text-align:center;">32</td> <td data-sheets-numberformat='{"1":2,"2":"0","3":1}' data-sheets-value='{"1":3,"3":47.52}' style="overflow:hidden;padding:0px 3px 0px 3px;vertical-align:bottom;text-align:center;">48</td> <td data-sheets-value='{"1":3,"3":26}' style="border-right:1px solid #000000;overflow:hidden;padding:0px 3px 0px 3px;vertical-align:bottom;text-align:center;">26</td> </tr> <tr style="height:20px;"> <td style="border-left:1px solid #000000;overflow:hidden;padding:0px 3px 0px 3px;vertical-align:bottom;"></td> <td style="overflow:hidden;padding:0px 3px 0px 3px;vertical-align:bottom;"></td> <td data-sheets-value='{"1":2,"2":"Clear (A/A)"}' style="overflow:hidden;padding:0px 3px 0px 3px;vertical-align:bottom;">Clear (A/A)</td> <td data-sheets-numberformat='{"1":2,"2":"0.00","3":1}' data-sheets-value='{"1":3,"3":0.98}' style="overflow:hidden;padding:0px 3px 0px 3px;vertical-align:bottom;text-align:center;">0.98</td> <td data-sheets-numberformat='{"1":2,"2":"0","3":1}' data-sheets-value='{"1":3,"3":31.569999999999997}' style="overflow:hidden;padding:0px 3px 0px 3px;vertical-align:bottom;text-align:center;">32</td> <td data-sheets-numberformat='{"1":2,"2":"0","3":1}' data-sheets-value='{"1":3,"3":45.54}' style="overflow:hidden;padding:0px 3px 0px 3px;vertical-align:bottom;text-align:center;">46</td> <td data-sheets-value='{"1":3,"3":26}' style="border-right:1px solid #000000;overflow:hidden;padding:0px 3px 0px 3px;vertical-align:bottom;text-align:center;">26</td> </tr> <tr style="height:20px;"> <td style="border-left:1px solid #000000;overflow:hidden;padding:0px 3px 0px 3px;vertical-align:bottom;"></td> <td style="overflow:hidden;padding:0px 3px 0px 3px;vertical-align:bottom;"></td> <td data-sheets-value='{"1":2,"2":"Opal (A/O)"}' style="overflow:hidden;padding:0px 3px 0px 3px;vertical-align:bottom;">Opal (A/O)</td> <td data-sheets-numberformat='{"1":2,"2":"0.00","3":1}' data-sheets-value='{"1":3,"3":0.98}' style="overflow:hidden;padding:0px 3px 0px 3px;vertical-align:bottom;text-align:center;">0.98</td> <td data-sheets-numberformat='{"1":2,"2":"0","3":1}' data-sheets-value='{"1":3,"3":29.93}' style="overflow:hidden;padding:0px 3px 0px 3px;vertical-align:bottom;text-align:center;">30</td> <td data-sheets-numberformat='{"1":2,"2":"0","3":1}' data-sheets-value='{"1":3,"3":41.580000000000005}' style="overflow:hidden;padding:0px 3px 0px 3px;vertical-align:bottom;text-align:center;">42</td> <td data-sheets-value='{"1":3,"3":26}' style="border-right:1px solid #000000;overflow:hidden;padding:0px 3px 0px 3px;vertical-align:bottom;text-align:center;">26</td> </tr> <tr style="height:20px;"> <td style="border-bottom:1px solid #000000;border-left:1px solid #000000;overflow:hidden;padding:0px 3px 0px 3px;vertical-align:bottom;"></td> <td style="border-bottom:1px solid #000000;overflow:hidden;padding:0px 3px 0px 3px;vertical-align:bottom;"></td> <td data-sheets-value='{"1":2,"2":"Opal (A/D)"}' style="border-bottom:1px solid #000000;overflow:hidden;padding:0px 3px 0px 3px;vertical-align:bottom;">Opal (A/D)</td> <td data-sheets-numberformat='{"1":2,"2":"0.00","3":1}' data-sheets-value='{"1":3,"3":0.98}' style="border-bottom:1px solid #000000;overflow:hidden;padding:0px 3px 0px 3px;vertical-align:bottom;text-align:center;">0.98</td> <td data-sheets-numberformat='{"1":2,"2":"0","3":1}' data-sheets-value='{"1":3,"3":20.91}' style="border-bottom:1px solid #000000;overflow:hidden;padding:0px 3px 0px 3px;vertical-align:bottom;text-align:center;">21</td> <td data-sheets-numberformat='{"1":2,"2":"0","3":1}' data-sheets-value='{"1":3,"3":33}' style="border-bottom:1px solid #000000;overflow:hidden;padding:0px 3px 0px 3px;vertical-align:bottom;text-align:center;">33</td> <td data-sheets-value='{"1":3,"3":26}' style="border-right:1px solid #000000;border-bottom:1px solid #000000;overflow:hidden;padding:0px 3px 0px 3px;vertical-align:bottom;text-align:center;">26</td> </tr> <tr style="height:20px;"> <td data-sheets-value='{"1":2,"2":"Polycarbonate"}' style="border-left:1px solid #000000;overflow:hidden;padding:0px 3px 0px 3px;vertical-align:bottom;">Polycarbonate</td> <td data-sheets-value='{"1":2,"2":"EW"}' style="overflow:hidden;padding:0px 3px 0px 3px;vertical-align:bottom;">EW</td> <td data-sheets-value='{"1":2,"2":"Heatstop Opal (T)"}' style="overflow:hidden;padding:0px 3px 0px 3px;vertical-align:bottom;">Heatstop Opal (T)</td> <td data-sheets-numberformat='{"1":2,"2":"0.00","3":1}' data-sheets-value='{"1":3,"3":1.19}' style="overflow:hidden;padding:0px 3px 0px 3px;vertical-align:bottom;text-align:center;">1.19</td> <td data-sheets-numberformat='{"1":2,"2":"0","3":1}' data-sheets-value='{"1":3,"3":20.09}' style="overflow:hidden;padding:0px 3px 0px 3px;vertical-align:bottom;text-align:center;">20</td> <td data-sheets-numberformat='{"1":2,"2":"0","3":1}' data-sheets-value='{"1":3,"3":38.940000000000005}' style="overflow:hidden;padding:0px 3px 0px 3px;vertical-align:bottom;text-align:center;">39</td> <td data-sheets-value='{"1":3,"3":24}' style="border-right:1px solid #000000;overflow:hidden;padding:0px 3px 0px 3px;vertical-align:bottom;text-align:center;">24</td> </tr> <tr style="height:20px;"> <td data-sheets-value='{"1":2,"2":"Heatstop PC"}' style="border-left:1px solid #000000;overflow:hidden;padding:0px 3px 0px 3px;vertical-align:bottom;">Heatstop PC</td> <td data-sheets-value='{"1":2,"2":"DW"}' style="overflow:hidden;padding:0px 3px 0px 3px;vertical-align:bottom;">DW</td> <td data-sheets-value='{"1":2,"2":"Clear (T/H)"}' style="overflow:hidden;padding:0px 3px 0px 3px;vertical-align:bottom;">Clear (T/H)</td> <td data-sheets-numberformat='{"1":2,"2":"0.00","3":1}' data-sheets-value='{"1":3,"3":0.98}' style="overflow:hidden;padding:0px 3px 0px 3px;vertical-align:bottom;text-align:center;">0.98</td> <td data-sheets-numberformat='{"1":2,"2":"0","3":1}' data-sheets-value='{"1":3,"3":18.04}' style="overflow:hidden;padding:0px 3px 0px 3px;vertical-align:bottom;text-align:center;">18</td> <td data-sheets-numberformat='{"1":2,"2":"0","3":1}' data-sheets-value='{"1":3,"3":33.660000000000004}' style="overflow:hidden;padding:0px 3px 0px 3px;vertical-align:bottom;text-align:center;">34</td> <td data-sheets-value='{"1":3,"3":26}' style="border-right:1px solid #000000;overflow:hidden;padding:0px 3px 0px 3px;vertical-align:bottom;text-align:center;">26</td> </tr> <tr style="height:20px;"> <td style="border-bottom:1px solid #000000;border-left:1px solid #000000;overflow:hidden;padding:0px 3px 0px 3px;vertical-align:bottom;"></td> <td style="border-bottom:1px solid #000000;overflow:hidden;padding:0px 3px 0px 3px;vertical-align:bottom;"></td> <td data-sheets-value='{"1":2,"2":"Opal (T/O)"}' style="border-bottom:1px solid #000000;overflow:hidden;padding:0px 3px 0px 3px;vertical-align:bottom;">Opal (T/O)</td> <td data-sheets-numberformat='{"1":2,"2":"0.00","3":1}' data-sheets-value='{"1":3,"3":0.98}' style="border-bottom:1px solid #000000;overflow:hidden;padding:0px 3px 0px 3px;vertical-align:bottom;text-align:center;">0.98</td> <td data-sheets-numberformat='{"1":2,"2":"0","3":1}' data-sheets-value='{"1":3,"3":16.81}' style="border-bottom:1px solid #000000;overflow:hidden;padding:0px 3px 0px 3px;vertical-align:bottom;text-align:center;">17</td> <td data-sheets-numberformat='{"1":2,"2":"0","3":1}' data-sheets-value='{"1":3,"3":29.700000000000003}' style="border-bottom:1px solid #000000;overflow:hidden;padding:0px 3px 0px 3px;vertical-align:bottom;text-align:center;">30</td> <td data-sheets-value='{"1":3,"3":26}' style="border-right:1px solid #000000;border-bottom:1px solid #000000;overflow:hidden;padding:0px 3px 0px 3px;vertical-align:bottom;text-align:center;">26</td> </tr> </tbody></table> | skylux-160-ce-met-koepel-en-pvc-opstand-30-20-met-lm-motor-en-pvc-raam-type-ep25-1200-x-2400-mm | 8586034250061 | 46872363499853
Smoke and heat exhaust (SHEV) | SHE system | Skylux | Skylux 160° CE with skylight and PVC curb 30/20 with double LM-actuator and PVC frame type EP25 1300 x 2500 mm |  | 50442 | 5412970504429 | 8532.95 | Yes | 30-45 | 157.51 | 1300 x 2500 mm | 2500 | 1300 |  | PVC 30/20 (30 cm high & roof opening = 20 cm larger than daylight size) | Rectangular | 1.19 W/m²K - 0.98 W/m²K | 57% - 30% | 37% - 17% | 24dB - 26dB | 160° CE (for industry) | PVC frame EP25 | without spoiler | E | Double actuator | Maximum double-walled skylight possible for this product | Ut-value LT-value g-value Rw-value EN 1873 : 2014 EN ISO 13468 EN 16153 EN 410 EN 410 EN ISO 140-3 Material Walls Shells (W/m²K) (%) (%) (dB) Acrylic EW Clear (H) 1.19 37 57 24 PMMA Opal (O) 1.19 34 50 24 DW Clear (H/H) 0.98 33 50 26 Opal (O/O) 0.98 28 38 26 Polycarbonate EW Clear (A) 1.19 36 55 24 PC Opal (D) 1.19 24 40 24 DW Clear (A/H) 0.98 32 48 26 Clear (A/A) 0.98 32 46 26 Opal (A/O) 0.98 30 42 26 Opal (A/D) 0.98 21 33 26 Polycarbonate EW Heatstop Opal (T) 1.19 20 39 24 Heatstop PC DW Clear (T/H) 0.98 18 34 26 Opal (T/O) 0.98 17 30 26 | https://skylux.eu/en/products/skylux-160-ce-met-koepel-en-pvc-opstand-30-20-met-lm-motor-en-pvc-raam-type-ep25-1300-x-2500-mm | https://skylux.eu/cdn/shop/files/Skylux-160deg-CE-met-koepel-en-pvc-opstand-3020-met-dubbele-LM-motor-en-pvc-raam-type-EP25-1300-x-2500-mm-RWA-systeem.jpg?v=1702980846&width=1600 | https://skylux.eu/cdn/shop/files/e5a82811-1bb0-48e4-a776-cacb59c7c092_386c0088-3684-4b5c-8830-0d13845f862b.jpg?v=1688551223&width=1600 | //skylux.eu/cdn/shop/files/E_MH_Mounting_instructions_Skylux_160_CE_LM.pdf?v=12406716259046007223 | //skylux.eu/cdn/shop/files/E_TD_Technical_File_Skylux_Skylux_160_CE_Electric.pdf?v=3667116872303399239 | <style type="text/css" id="isPasted"><!--td {border: 1px solid #cccccc;}br {mso-data-placement:same-cell;}--></style><table border="1" cellpadding="0" cellspacing="0" dir="ltr" style="table-layout:fixed;font-size:10pt;font-family:Arial;border-collapse:collapse;border:none;"><tbody> <tr style="height:20px;"> <td style="overflow:hidden;padding:0px 3px 0px 3px;vertical-align:bottom;"></td> <td style="overflow:hidden;padding:0px 3px 0px 3px;vertical-align:bottom;"></td> <td style="overflow:hidden;padding:0px 3px 0px 3px;vertical-align:bottom;"></td> <td data-sheets-value='{"1":2,"2":"Ut-value"}' style="overflow:hidden;padding:0px 3px 0px 3px;vertical-align:bottom;font-weight:bold;text-align:center;">Ut-value</td> <td data-sheets-value='{"1":2,"2":"LT-value"}' style="overflow:hidden;padding:0px 3px 0px 3px;vertical-align:bottom;font-weight:bold;text-align:center;">LT-value</td> <td data-sheets-value='{"1":2,"2":"g-value"}' style="overflow:hidden;padding:0px 3px 0px 3px;vertical-align:bottom;font-weight:bold;text-align:center;">g-value</td> <td data-sheets-value='{"1":2,"2":"Rw-value "}' style="overflow:hidden;padding:0px 3px 0px 3px;vertical-align:bottom;font-weight:bold;text-align:center;">Rw-value </td> </tr> <tr style="height:20px;"> <td style="overflow:hidden;padding:0px 3px 0px 3px;vertical-align:bottom;"></td> <td style="overflow:hidden;padding:0px 3px 0px 3px;vertical-align:bottom;"></td> <td style="overflow:hidden;padding:0px 3px 0px 3px;vertical-align:bottom;"></td> <td data-sheets-numberformat='{"1":2,"2":"0.00","3":1}' data-sheets-value='{"1":2,"2":"EN 1873 : 2014"}' style="overflow:hidden;padding:0px 3px 0px 3px;vertical-align:bottom;text-align:center;">EN 1873 : 2014</td> <td data-sheets-numberformat='{"1":2,"2":"0","3":1}' data-sheets-value='{"1":2,"2":"EN ISO 13468 EN 16153 EN 410"}' style="overflow:hidden;padding:0px 3px 0px 3px;vertical-align:bottom;text-align:center;">EN ISO 13468 EN 16153 EN 410</td> <td data-sheets-numberformat='{"1":2,"2":"0","3":1}' data-sheets-value='{"1":2,"2":"EN 410"}' style="overflow:hidden;padding:0px 3px 0px 3px;vertical-align:bottom;text-align:center;">EN 410</td> <td data-sheets-value='{"1":2,"2":"EN ISO 140-3\t\t"}' style="overflow:hidden;padding:0px 3px 0px 3px;vertical-align:bottom;text-align:center;">EN ISO 140-3 </td> </tr> <tr style="height:20px;"> <td data-sheets-value='{"1":2,"2":"Material"}' style="border-bottom:1px solid #000000;overflow:hidden;padding:0px 3px 0px 3px;vertical-align:bottom;background-color:#000000;font-weight:bold;color:#ffffff;">Material</td> <td data-sheets-value='{"1":2,"2":"Walls"}' style="border-bottom:1px solid #000000;overflow:hidden;padding:0px 3px 0px 3px;vertical-align:bottom;background-color:#000000;font-weight:bold;color:#ffffff;">Walls</td> <td data-sheets-value='{"1":2,"2":"Shells"}' style="border-bottom:1px solid #000000;overflow:hidden;padding:0px 3px 0px 3px;vertical-align:bottom;background-color:#000000;font-weight:bold;color:#ffffff;">Shells</td> <td data-sheets-numberformat='{"1":2,"2":"0.00","3":1}' data-sheets-value='{"1":2,"2":"(W/m²K)\t"}' style="border-bottom:1px solid #000000;overflow:hidden;padding:0px 3px 0px 3px;vertical-align:bottom;background-color:#000000;font-weight:bold;color:#ffffff;text-align:center;">(W/m²K) </td> <td data-sheets-numberformat='{"1":2,"2":"0","3":1}' data-sheets-value='{"1":2,"2":"(%)"}' style="border-bottom:1px solid #000000;overflow:hidden;padding:0px 3px 0px 3px;vertical-align:bottom;background-color:#000000;font-weight:bold;color:#ffffff;text-align:center;">(%)</td> <td data-sheets-numberformat='{"1":2,"2":"0","3":1}' data-sheets-value='{"1":2,"2":"(%)"}' style="border-bottom:1px solid #000000;overflow:hidden;padding:0px 3px 0px 3px;vertical-align:bottom;background-color:#000000;font-weight:bold;color:#ffffff;text-align:center;">(%)</td> <td data-sheets-value='{"1":2,"2":"(dB)"}' style="border-bottom:1px solid #000000;overflow:hidden;padding:0px 3px 0px 3px;vertical-align:bottom;background-color:#000000;font-weight:bold;color:#ffffff;text-align:center;">(dB)</td> </tr> <tr style="height:20px;"> <td data-sheets-value='{"1":2,"2":"Acrylic"}' style="border-left:1px solid #000000;overflow:hidden;padding:0px 3px 0px 3px;vertical-align:bottom;">Acrylic</td> <td data-sheets-value='{"1":2,"2":"EW"}' style="overflow:hidden;padding:0px 3px 0px 3px;vertical-align:bottom;">EW</td> <td data-sheets-value='{"1":2,"2":"Clear (H)"}' style="overflow:hidden;padding:0px 3px 0px 3px;vertical-align:bottom;">Clear (H)</td> <td data-sheets-numberformat='{"1":2,"2":"0.00","3":1}' data-sheets-value='{"1":3,"3":1.19}' style="overflow:hidden;padding:0px 3px 0px 3px;vertical-align:bottom;text-align:center;">1.19</td> <td data-sheets-numberformat='{"1":2,"2":"0","3":1}' data-sheets-value='{"1":3,"3":36.9}' style="overflow:hidden;padding:0px 3px 0px 3px;vertical-align:bottom;text-align:center;">37</td> <td data-sheets-numberformat='{"1":2,"2":"0","3":1}' data-sheets-value='{"1":3,"3":57.42}' style="overflow:hidden;padding:0px 3px 0px 3px;vertical-align:bottom;text-align:center;">57</td> <td data-sheets-value='{"1":3,"3":24}' style="border-right:1px solid #000000;overflow:hidden;padding:0px 3px 0px 3px;vertical-align:bottom;text-align:center;">24</td> </tr> <tr style="height:20px;"> <td data-sheets-value='{"1":2,"2":"PMMA"}' style="border-left:1px solid #000000;overflow:hidden;padding:0px 3px 0px 3px;vertical-align:bottom;">PMMA</td> <td style="overflow:hidden;padding:0px 3px 0px 3px;vertical-align:bottom;"></td> <td data-sheets-value='{"1":2,"2":"Opal (O)"}' style="overflow:hidden;padding:0px 3px 0px 3px;vertical-align:bottom;">Opal (O)</td> <td data-sheets-numberformat='{"1":2,"2":"0.00","3":1}' data-sheets-value='{"1":3,"3":1.19}' style="overflow:hidden;padding:0px 3px 0px 3px;vertical-align:bottom;text-align:center;">1.19</td> <td data-sheets-numberformat='{"1":2,"2":"0","3":1}' data-sheets-value='{"1":3,"3":34.03}' style="overflow:hidden;padding:0px 3px 0px 3px;vertical-align:bottom;text-align:center;">34</td> <td data-sheets-numberformat='{"1":2,"2":"0","3":1}' data-sheets-value='{"1":3,"3":50.160000000000004}' style="overflow:hidden;padding:0px 3px 0px 3px;vertical-align:bottom;text-align:center;">50</td> <td data-sheets-value='{"1":3,"3":24}' style="border-right:1px solid #000000;overflow:hidden;padding:0px 3px 0px 3px;vertical-align:bottom;text-align:center;">24</td> </tr> <tr style="height:20px;"> <td style="border-left:1px solid #000000;overflow:hidden;padding:0px 3px 0px 3px;vertical-align:bottom;"></td> <td data-sheets-value='{"1":2,"2":"DW"}' style="overflow:hidden;padding:0px 3px 0px 3px;vertical-align:bottom;">DW</td> <td data-sheets-value='{"1":2,"2":"Clear (H/H)"}' style="overflow:hidden;padding:0px 3px 0px 3px;vertical-align:bottom;">Clear (H/H)</td> <td data-sheets-numberformat='{"1":2,"2":"0.00","3":1}' data-sheets-value='{"1":3,"3":0.98}' style="overflow:hidden;padding:0px 3px 0px 3px;vertical-align:bottom;text-align:center;">0.98</td> <td data-sheets-numberformat='{"1":2,"2":"0","3":1}' data-sheets-value='{"1":3,"3":33.21}' style="overflow:hidden;padding:0px 3px 0px 3px;vertical-align:bottom;text-align:center;">33</td> <td data-sheets-numberformat='{"1":2,"2":"0","3":1}' data-sheets-value='{"1":3,"3":49.5}' style="overflow:hidden;padding:0px 3px 0px 3px;vertical-align:bottom;text-align:center;">50</td> <td data-sheets-value='{"1":3,"3":26}' style="border-right:1px solid #000000;overflow:hidden;padding:0px 3px 0px 3px;vertical-align:bottom;text-align:center;">26</td> </tr> <tr style="height:20px;"> <td style="border-bottom:1px solid #000000;border-left:1px solid #000000;overflow:hidden;padding:0px 3px 0px 3px;vertical-align:bottom;"></td> <td style="border-bottom:1px solid #000000;overflow:hidden;padding:0px 3px 0px 3px;vertical-align:bottom;"></td> <td data-sheets-value='{"1":2,"2":"Opal (O/O)"}' style="border-bottom:1px solid #000000;overflow:hidden;padding:0px 3px 0px 3px;vertical-align:bottom;">Opal (O/O)</td> <td data-sheets-numberformat='{"1":2,"2":"0.00","3":1}' data-sheets-value='{"1":3,"3":0.98}' style="border-bottom:1px solid #000000;overflow:hidden;padding:0px 3px 0px 3px;vertical-align:bottom;text-align:center;">0.98</td> <td data-sheets-numberformat='{"1":2,"2":"0","3":1}' data-sheets-value='{"1":3,"3":28.29}' style="border-bottom:1px solid #000000;overflow:hidden;padding:0px 3px 0px 3px;vertical-align:bottom;text-align:center;">28</td> <td data-sheets-numberformat='{"1":2,"2":"0","3":1}' data-sheets-value='{"1":3,"3":38.28}' style="border-bottom:1px solid #000000;overflow:hidden;padding:0px 3px 0px 3px;vertical-align:bottom;text-align:center;">38</td> <td data-sheets-value='{"1":3,"3":26}' style="border-right:1px solid #000000;border-bottom:1px solid #000000;overflow:hidden;padding:0px 3px 0px 3px;vertical-align:bottom;text-align:center;">26</td> </tr> <tr style="height:20px;"> <td data-sheets-value='{"1":2,"2":"Polycarbonate "}' style="border-left:1px solid #000000;overflow:hidden;padding:0px 3px 0px 3px;vertical-align:bottom;">Polycarbonate </td> <td data-sheets-value='{"1":2,"2":"EW"}' style="overflow:hidden;padding:0px 3px 0px 3px;vertical-align:bottom;">EW</td> <td data-sheets-value='{"1":2,"2":"Clear (A)"}' style="overflow:hidden;padding:0px 3px 0px 3px;vertical-align:bottom;">Clear (A)</td> <td data-sheets-numberformat='{"1":2,"2":"0.00","3":1}' data-sheets-value='{"1":3,"3":1.19}' style="overflow:hidden;padding:0px 3px 0px 3px;vertical-align:bottom;text-align:center;">1.19</td> <td data-sheets-numberformat='{"1":2,"2":"0","3":1}' data-sheets-value='{"1":3,"3":36.08}' style="overflow:hidden;padding:0px 3px 0px 3px;vertical-align:bottom;text-align:center;">36</td> <td data-sheets-numberformat='{"1":2,"2":"0","3":1}' data-sheets-value='{"1":3,"3":54.78}' style="overflow:hidden;padding:0px 3px 0px 3px;vertical-align:bottom;text-align:center;">55</td> <td data-sheets-value='{"1":3,"3":24}' style="border-right:1px solid #000000;overflow:hidden;padding:0px 3px 0px 3px;vertical-align:bottom;text-align:center;">24</td> </tr> <tr style="height:20px;"> <td data-sheets-value='{"1":2,"2":"PC"}' style="border-left:1px solid #000000;overflow:hidden;padding:0px 3px 0px 3px;vertical-align:bottom;">PC</td> <td style="overflow:hidden;padding:0px 3px 0px 3px;vertical-align:bottom;"></td> <td data-sheets-value='{"1":2,"2":"Opal (D)"}' style="overflow:hidden;padding:0px 3px 0px 3px;vertical-align:bottom;">Opal (D)</td> <td data-sheets-numberformat='{"1":2,"2":"0.00","3":1}' data-sheets-value='{"1":3,"3":1.19}' style="overflow:hidden;padding:0px 3px 0px 3px;vertical-align:bottom;text-align:center;">1.19</td> <td data-sheets-numberformat='{"1":2,"2":"0","3":1}' data-sheets-value='{"1":3,"3":23.779999999999998}' style="overflow:hidden;padding:0px 3px 0px 3px;vertical-align:bottom;text-align:center;">24</td> <td data-sheets-numberformat='{"1":2,"2":"0","3":1}' data-sheets-value='{"1":3,"3":39.6}' style="overflow:hidden;padding:0px 3px 0px 3px;vertical-align:bottom;text-align:center;">40</td> <td data-sheets-value='{"1":3,"3":24}' style="border-right:1px solid #000000;overflow:hidden;padding:0px 3px 0px 3px;vertical-align:bottom;text-align:center;">24</td> </tr> <tr style="height:20px;"> <td style="border-left:1px solid #000000;overflow:hidden;padding:0px 3px 0px 3px;vertical-align:bottom;"></td> <td data-sheets-value='{"1":2,"2":"DW"}' style="overflow:hidden;padding:0px 3px 0px 3px;vertical-align:bottom;">DW</td> <td data-sheets-value='{"1":2,"2":"Clear (A/H)"}' style="overflow:hidden;padding:0px 3px 0px 3px;vertical-align:bottom;">Clear (A/H)</td> <td data-sheets-numberformat='{"1":2,"2":"0.00","3":1}' data-sheets-value='{"1":3,"3":0.98}' style="overflow:hidden;padding:0px 3px 0px 3px;vertical-align:bottom;text-align:center;">0.98</td> <td data-sheets-numberformat='{"1":2,"2":"0","3":1}' data-sheets-value='{"1":3,"3":32.39}' style="overflow:hidden;padding:0px 3px 0px 3px;vertical-align:bottom;text-align:center;">32</td> <td data-sheets-numberformat='{"1":2,"2":"0","3":1}' data-sheets-value='{"1":3,"3":47.52}' style="overflow:hidden;padding:0px 3px 0px 3px;vertical-align:bottom;text-align:center;">48</td> <td data-sheets-value='{"1":3,"3":26}' style="border-right:1px solid #000000;overflow:hidden;padding:0px 3px 0px 3px;vertical-align:bottom;text-align:center;">26</td> </tr> <tr style="height:20px;"> <td style="border-left:1px solid #000000;overflow:hidden;padding:0px 3px 0px 3px;vertical-align:bottom;"></td> <td style="overflow:hidden;padding:0px 3px 0px 3px;vertical-align:bottom;"></td> <td data-sheets-value='{"1":2,"2":"Clear (A/A)"}' style="overflow:hidden;padding:0px 3px 0px 3px;vertical-align:bottom;">Clear (A/A)</td> <td data-sheets-numberformat='{"1":2,"2":"0.00","3":1}' data-sheets-value='{"1":3,"3":0.98}' style="overflow:hidden;padding:0px 3px 0px 3px;vertical-align:bottom;text-align:center;">0.98</td> <td data-sheets-numberformat='{"1":2,"2":"0","3":1}' data-sheets-value='{"1":3,"3":31.569999999999997}' style="overflow:hidden;padding:0px 3px 0px 3px;vertical-align:bottom;text-align:center;">32</td> <td data-sheets-numberformat='{"1":2,"2":"0","3":1}' data-sheets-value='{"1":3,"3":45.54}' style="overflow:hidden;padding:0px 3px 0px 3px;vertical-align:bottom;text-align:center;">46</td> <td data-sheets-value='{"1":3,"3":26}' style="border-right:1px solid #000000;overflow:hidden;padding:0px 3px 0px 3px;vertical-align:bottom;text-align:center;">26</td> </tr> <tr style="height:20px;"> <td style="border-left:1px solid #000000;overflow:hidden;padding:0px 3px 0px 3px;vertical-align:bottom;"></td> <td style="overflow:hidden;padding:0px 3px 0px 3px;vertical-align:bottom;"></td> <td data-sheets-value='{"1":2,"2":"Opal (A/O)"}' style="overflow:hidden;padding:0px 3px 0px 3px;vertical-align:bottom;">Opal (A/O)</td> <td data-sheets-numberformat='{"1":2,"2":"0.00","3":1}' data-sheets-value='{"1":3,"3":0.98}' style="overflow:hidden;padding:0px 3px 0px 3px;vertical-align:bottom;text-align:center;">0.98</td> <td data-sheets-numberformat='{"1":2,"2":"0","3":1}' data-sheets-value='{"1":3,"3":29.93}' style="overflow:hidden;padding:0px 3px 0px 3px;vertical-align:bottom;text-align:center;">30</td> <td data-sheets-numberformat='{"1":2,"2":"0","3":1}' data-sheets-value='{"1":3,"3":41.580000000000005}' style="overflow:hidden;padding:0px 3px 0px 3px;vertical-align:bottom;text-align:center;">42</td> <td data-sheets-value='{"1":3,"3":26}' style="border-right:1px solid #000000;overflow:hidden;padding:0px 3px 0px 3px;vertical-align:bottom;text-align:center;">26</td> </tr> <tr style="height:20px;"> <td style="border-bottom:1px solid #000000;border-left:1px solid #000000;overflow:hidden;padding:0px 3px 0px 3px;vertical-align:bottom;"></td> <td style="border-bottom:1px solid #000000;overflow:hidden;padding:0px 3px 0px 3px;vertical-align:bottom;"></td> <td data-sheets-value='{"1":2,"2":"Opal (A/D)"}' style="border-bottom:1px solid #000000;overflow:hidden;padding:0px 3px 0px 3px;vertical-align:bottom;">Opal (A/D)</td> <td data-sheets-numberformat='{"1":2,"2":"0.00","3":1}' data-sheets-value='{"1":3,"3":0.98}' style="border-bottom:1px solid #000000;overflow:hidden;padding:0px 3px 0px 3px;vertical-align:bottom;text-align:center;">0.98</td> <td data-sheets-numberformat='{"1":2,"2":"0","3":1}' data-sheets-value='{"1":3,"3":20.91}' style="border-bottom:1px solid #000000;overflow:hidden;padding:0px 3px 0px 3px;vertical-align:bottom;text-align:center;">21</td> <td data-sheets-numberformat='{"1":2,"2":"0","3":1}' data-sheets-value='{"1":3,"3":33}' style="border-bottom:1px solid #000000;overflow:hidden;padding:0px 3px 0px 3px;vertical-align:bottom;text-align:center;">33</td> <td data-sheets-value='{"1":3,"3":26}' style="border-right:1px solid #000000;border-bottom:1px solid #000000;overflow:hidden;padding:0px 3px 0px 3px;vertical-align:bottom;text-align:center;">26</td> </tr> <tr style="height:20px;"> <td data-sheets-value='{"1":2,"2":"Polycarbonate"}' style="border-left:1px solid #000000;overflow:hidden;padding:0px 3px 0px 3px;vertical-align:bottom;">Polycarbonate</td> <td data-sheets-value='{"1":2,"2":"EW"}' style="overflow:hidden;padding:0px 3px 0px 3px;vertical-align:bottom;">EW</td> <td data-sheets-value='{"1":2,"2":"Heatstop Opal (T)"}' style="overflow:hidden;padding:0px 3px 0px 3px;vertical-align:bottom;">Heatstop Opal (T)</td> <td data-sheets-numberformat='{"1":2,"2":"0.00","3":1}' data-sheets-value='{"1":3,"3":1.19}' style="overflow:hidden;padding:0px 3px 0px 3px;vertical-align:bottom;text-align:center;">1.19</td> <td data-sheets-numberformat='{"1":2,"2":"0","3":1}' data-sheets-value='{"1":3,"3":20.09}' style="overflow:hidden;padding:0px 3px 0px 3px;vertical-align:bottom;text-align:center;">20</td> <td data-sheets-numberformat='{"1":2,"2":"0","3":1}' data-sheets-value='{"1":3,"3":38.940000000000005}' style="overflow:hidden;padding:0px 3px 0px 3px;vertical-align:bottom;text-align:center;">39</td> <td data-sheets-value='{"1":3,"3":24}' style="border-right:1px solid #000000;overflow:hidden;padding:0px 3px 0px 3px;vertical-align:bottom;text-align:center;">24</td> </tr> <tr style="height:20px;"> <td data-sheets-value='{"1":2,"2":"Heatstop PC"}' style="border-left:1px solid #000000;overflow:hidden;padding:0px 3px 0px 3px;vertical-align:bottom;">Heatstop PC</td> <td data-sheets-value='{"1":2,"2":"DW"}' style="overflow:hidden;padding:0px 3px 0px 3px;vertical-align:bottom;">DW</td> <td data-sheets-value='{"1":2,"2":"Clear (T/H)"}' style="overflow:hidden;padding:0px 3px 0px 3px;vertical-align:bottom;">Clear (T/H)</td> <td data-sheets-numberformat='{"1":2,"2":"0.00","3":1}' data-sheets-value='{"1":3,"3":0.98}' style="overflow:hidden;padding:0px 3px 0px 3px;vertical-align:bottom;text-align:center;">0.98</td> <td data-sheets-numberformat='{"1":2,"2":"0","3":1}' data-sheets-value='{"1":3,"3":18.04}' style="overflow:hidden;padding:0px 3px 0px 3px;vertical-align:bottom;text-align:center;">18</td> <td data-sheets-numberformat='{"1":2,"2":"0","3":1}' data-sheets-value='{"1":3,"3":33.660000000000004}' style="overflow:hidden;padding:0px 3px 0px 3px;vertical-align:bottom;text-align:center;">34</td> <td data-sheets-value='{"1":3,"3":26}' style="border-right:1px solid #000000;overflow:hidden;padding:0px 3px 0px 3px;vertical-align:bottom;text-align:center;">26</td> </tr> <tr style="height:20px;"> <td style="border-bottom:1px solid #000000;border-left:1px solid #000000;overflow:hidden;padding:0px 3px 0px 3px;vertical-align:bottom;"></td> <td style="border-bottom:1px solid #000000;overflow:hidden;padding:0px 3px 0px 3px;vertical-align:bottom;"></td> <td data-sheets-value='{"1":2,"2":"Opal (T/O)"}' style="border-bottom:1px solid #000000;overflow:hidden;padding:0px 3px 0px 3px;vertical-align:bottom;">Opal (T/O)</td> <td data-sheets-numberformat='{"1":2,"2":"0.00","3":1}' data-sheets-value='{"1":3,"3":0.98}' style="border-bottom:1px solid #000000;overflow:hidden;padding:0px 3px 0px 3px;vertical-align:bottom;text-align:center;">0.98</td> <td data-sheets-numberformat='{"1":2,"2":"0","3":1}' data-sheets-value='{"1":3,"3":16.81}' style="border-bottom:1px solid #000000;overflow:hidden;padding:0px 3px 0px 3px;vertical-align:bottom;text-align:center;">17</td> <td data-sheets-numberformat='{"1":2,"2":"0","3":1}' data-sheets-value='{"1":3,"3":29.700000000000003}' style="border-bottom:1px solid #000000;overflow:hidden;padding:0px 3px 0px 3px;vertical-align:bottom;text-align:center;">30</td> <td data-sheets-value='{"1":3,"3":26}' style="border-right:1px solid #000000;border-bottom:1px solid #000000;overflow:hidden;padding:0px 3px 0px 3px;vertical-align:bottom;text-align:center;">26</td> </tr> </tbody></table> | skylux-160-ce-met-koepel-en-pvc-opstand-30-20-met-lm-motor-en-pvc-raam-type-ep25-1300-x-2500-mm | 8586034544973 | 46872363958605
Smoke and heat exhaust (SHEV) | SHE system | Skylux | Skylux 160° CE with skylight and PVC curb 30/20 with double LM-actuator and PVC frame type EP25 1300 x 2800 mm |  | 50443 | 5412970504436 | 8908.05 | Yes | 30-45 | 166.76 | 1300 x 2800 mm | 2800 | 1300 |  | PVC 30/20 (30 cm high & roof opening = 20 cm larger than daylight size) | Rectangular | 1.19 W/m²K - 0.98 W/m²K | 57% - 30% | 37% - 17% | 24dB - 26dB | 160° CE (for industry) | PVC frame EP25 | without spoiler | E | Double actuator | Maximum double-walled skylight possible for this product | Ut-value LT-value g-value Rw-value EN 1873 : 2014 EN ISO 13468 EN 16153 EN 410 EN 410 EN ISO 140-3 Material Walls Shells (W/m²K) (%) (%) (dB) Acrylic EW Clear (H) 1.19 37 57 24 PMMA Opal (O) 1.19 34 50 24 DW Clear (H/H) 0.98 33 50 26 Opal (O/O) 0.98 28 38 26 Polycarbonate EW Clear (A) 1.19 36 55 24 PC Opal (D) 1.19 24 40 24 DW Clear (A/H) 0.98 32 48 26 Clear (A/A) 0.98 32 46 26 Opal (A/O) 0.98 30 42 26 Opal (A/D) 0.98 21 33 26 Polycarbonate EW Heatstop Opal (T) 1.19 20 39 24 Heatstop PC DW Clear (T/H) 0.98 18 34 26 Opal (T/O) 0.98 17 30 26 | https://skylux.eu/en/products/skylux-160-ce-met-koepel-en-pvc-opstand-30-20-met-lm-motor-en-pvc-raam-type-ep25-1300-x-2800-mm | https://skylux.eu/cdn/shop/files/Skylux-160deg-CE-met-koepel-en-pvc-opstand-3020-met-dubbele-LM-motor-en-pvc-raam-type-EP25-1300-x-2800-mm-RWA-systeem.jpg?v=1702980852&width=1600 | https://skylux.eu/cdn/shop/files/e5a82811-1bb0-48e4-a776-cacb59c7c092_b5a011f6-25bf-4aa6-a167-9f9a05d765fe.jpg?v=1688551225&width=1600 | //skylux.eu/cdn/shop/files/E_MH_Mounting_instructions_Skylux_160_CE_LM.pdf?v=12406716259046007223 | //skylux.eu/cdn/shop/files/E_TD_Technical_File_Skylux_Skylux_160_CE_Electric.pdf?v=3667116872303399239 | <style type="text/css" id="isPasted"><!--td {border: 1px solid #cccccc;}br {mso-data-placement:same-cell;}--></style><table border="1" cellpadding="0" cellspacing="0" dir="ltr" style="table-layout:fixed;font-size:10pt;font-family:Arial;border-collapse:collapse;border:none;"><tbody> <tr style="height:20px;"> <td style="overflow:hidden;padding:0px 3px 0px 3px;vertical-align:bottom;"></td> <td style="overflow:hidden;padding:0px 3px 0px 3px;vertical-align:bottom;"></td> <td style="overflow:hidden;padding:0px 3px 0px 3px;vertical-align:bottom;"></td> <td data-sheets-value='{"1":2,"2":"Ut-value"}' style="overflow:hidden;padding:0px 3px 0px 3px;vertical-align:bottom;font-weight:bold;text-align:center;">Ut-value</td> <td data-sheets-value='{"1":2,"2":"LT-value"}' style="overflow:hidden;padding:0px 3px 0px 3px;vertical-align:bottom;font-weight:bold;text-align:center;">LT-value</td> <td data-sheets-value='{"1":2,"2":"g-value"}' style="overflow:hidden;padding:0px 3px 0px 3px;vertical-align:bottom;font-weight:bold;text-align:center;">g-value</td> <td data-sheets-value='{"1":2,"2":"Rw-value "}' style="overflow:hidden;padding:0px 3px 0px 3px;vertical-align:bottom;font-weight:bold;text-align:center;">Rw-value </td> </tr> <tr style="height:20px;"> <td style="overflow:hidden;padding:0px 3px 0px 3px;vertical-align:bottom;"></td> <td style="overflow:hidden;padding:0px 3px 0px 3px;vertical-align:bottom;"></td> <td style="overflow:hidden;padding:0px 3px 0px 3px;vertical-align:bottom;"></td> <td data-sheets-numberformat='{"1":2,"2":"0.00","3":1}' data-sheets-value='{"1":2,"2":"EN 1873 : 2014"}' style="overflow:hidden;padding:0px 3px 0px 3px;vertical-align:bottom;text-align:center;">EN 1873 : 2014</td> <td data-sheets-numberformat='{"1":2,"2":"0","3":1}' data-sheets-value='{"1":2,"2":"EN ISO 13468 EN 16153 EN 410"}' style="overflow:hidden;padding:0px 3px 0px 3px;vertical-align:bottom;text-align:center;">EN ISO 13468 EN 16153 EN 410</td> <td data-sheets-numberformat='{"1":2,"2":"0","3":1}' data-sheets-value='{"1":2,"2":"EN 410"}' style="overflow:hidden;padding:0px 3px 0px 3px;vertical-align:bottom;text-align:center;">EN 410</td> <td data-sheets-value='{"1":2,"2":"EN ISO 140-3\t\t"}' style="overflow:hidden;padding:0px 3px 0px 3px;vertical-align:bottom;text-align:center;">EN ISO 140-3 </td> </tr> <tr style="height:20px;"> <td data-sheets-value='{"1":2,"2":"Material"}' style="border-bottom:1px solid #000000;overflow:hidden;padding:0px 3px 0px 3px;vertical-align:bottom;background-color:#000000;font-weight:bold;color:#ffffff;">Material</td> <td data-sheets-value='{"1":2,"2":"Walls"}' style="border-bottom:1px solid #000000;overflow:hidden;padding:0px 3px 0px 3px;vertical-align:bottom;background-color:#000000;font-weight:bold;color:#ffffff;">Walls</td> <td data-sheets-value='{"1":2,"2":"Shells"}' style="border-bottom:1px solid #000000;overflow:hidden;padding:0px 3px 0px 3px;vertical-align:bottom;background-color:#000000;font-weight:bold;color:#ffffff;">Shells</td> <td data-sheets-numberformat='{"1":2,"2":"0.00","3":1}' data-sheets-value='{"1":2,"2":"(W/m²K)\t"}' style="border-bottom:1px solid #000000;overflow:hidden;padding:0px 3px 0px 3px;vertical-align:bottom;background-color:#000000;font-weight:bold;color:#ffffff;text-align:center;">(W/m²K) </td> <td data-sheets-numberformat='{"1":2,"2":"0","3":1}' data-sheets-value='{"1":2,"2":"(%)"}' style="border-bottom:1px solid #000000;overflow:hidden;padding:0px 3px 0px 3px;vertical-align:bottom;background-color:#000000;font-weight:bold;color:#ffffff;text-align:center;">(%)</td> <td data-sheets-numberformat='{"1":2,"2":"0","3":1}' data-sheets-value='{"1":2,"2":"(%)"}' style="border-bottom:1px solid #000000;overflow:hidden;padding:0px 3px 0px 3px;vertical-align:bottom;background-color:#000000;font-weight:bold;color:#ffffff;text-align:center;">(%)</td> <td data-sheets-value='{"1":2,"2":"(dB)"}' style="border-bottom:1px solid #000000;overflow:hidden;padding:0px 3px 0px 3px;vertical-align:bottom;background-color:#000000;font-weight:bold;color:#ffffff;text-align:center;">(dB)</td> </tr> <tr style="height:20px;"> <td data-sheets-value='{"1":2,"2":"Acrylic"}' style="border-left:1px solid #000000;overflow:hidden;padding:0px 3px 0px 3px;vertical-align:bottom;">Acrylic</td> <td data-sheets-value='{"1":2,"2":"EW"}' style="overflow:hidden;padding:0px 3px 0px 3px;vertical-align:bottom;">EW</td> <td data-sheets-value='{"1":2,"2":"Clear (H)"}' style="overflow:hidden;padding:0px 3px 0px 3px;vertical-align:bottom;">Clear (H)</td> <td data-sheets-numberformat='{"1":2,"2":"0.00","3":1}' data-sheets-value='{"1":3,"3":1.19}' style="overflow:hidden;padding:0px 3px 0px 3px;vertical-align:bottom;text-align:center;">1.19</td> <td data-sheets-numberformat='{"1":2,"2":"0","3":1}' data-sheets-value='{"1":3,"3":36.9}' style="overflow:hidden;padding:0px 3px 0px 3px;vertical-align:bottom;text-align:center;">37</td> <td data-sheets-numberformat='{"1":2,"2":"0","3":1}' data-sheets-value='{"1":3,"3":57.42}' style="overflow:hidden;padding:0px 3px 0px 3px;vertical-align:bottom;text-align:center;">57</td> <td data-sheets-value='{"1":3,"3":24}' style="border-right:1px solid #000000;overflow:hidden;padding:0px 3px 0px 3px;vertical-align:bottom;text-align:center;">24</td> </tr> <tr style="height:20px;"> <td data-sheets-value='{"1":2,"2":"PMMA"}' style="border-left:1px solid #000000;overflow:hidden;padding:0px 3px 0px 3px;vertical-align:bottom;">PMMA</td> <td style="overflow:hidden;padding:0px 3px 0px 3px;vertical-align:bottom;"></td> <td data-sheets-value='{"1":2,"2":"Opal (O)"}' style="overflow:hidden;padding:0px 3px 0px 3px;vertical-align:bottom;">Opal (O)</td> <td data-sheets-numberformat='{"1":2,"2":"0.00","3":1}' data-sheets-value='{"1":3,"3":1.19}' style="overflow:hidden;padding:0px 3px 0px 3px;vertical-align:bottom;text-align:center;">1.19</td> <td data-sheets-numberformat='{"1":2,"2":"0","3":1}' data-sheets-value='{"1":3,"3":34.03}' style="overflow:hidden;padding:0px 3px 0px 3px;vertical-align:bottom;text-align:center;">34</td> <td data-sheets-numberformat='{"1":2,"2":"0","3":1}' data-sheets-value='{"1":3,"3":50.160000000000004}' style="overflow:hidden;padding:0px 3px 0px 3px;vertical-align:bottom;text-align:center;">50</td> <td data-sheets-value='{"1":3,"3":24}' style="border-right:1px solid #000000;overflow:hidden;padding:0px 3px 0px 3px;vertical-align:bottom;text-align:center;">24</td> </tr> <tr style="height:20px;"> <td style="border-left:1px solid #000000;overflow:hidden;padding:0px 3px 0px 3px;vertical-align:bottom;"></td> <td data-sheets-value='{"1":2,"2":"DW"}' style="overflow:hidden;padding:0px 3px 0px 3px;vertical-align:bottom;">DW</td> <td data-sheets-value='{"1":2,"2":"Clear (H/H)"}' style="overflow:hidden;padding:0px 3px 0px 3px;vertical-align:bottom;">Clear (H/H)</td> <td data-sheets-numberformat='{"1":2,"2":"0.00","3":1}' data-sheets-value='{"1":3,"3":0.98}' style="overflow:hidden;padding:0px 3px 0px 3px;vertical-align:bottom;text-align:center;">0.98</td> <td data-sheets-numberformat='{"1":2,"2":"0","3":1}' data-sheets-value='{"1":3,"3":33.21}' style="overflow:hidden;padding:0px 3px 0px 3px;vertical-align:bottom;text-align:center;">33</td> <td data-sheets-numberformat='{"1":2,"2":"0","3":1}' data-sheets-value='{"1":3,"3":49.5}' style="overflow:hidden;padding:0px 3px 0px 3px;vertical-align:bottom;text-align:center;">50</td> <td data-sheets-value='{"1":3,"3":26}' style="border-right:1px solid #000000;overflow:hidden;padding:0px 3px 0px 3px;vertical-align:bottom;text-align:center;">26</td> </tr> <tr style="height:20px;"> <td style="border-bottom:1px solid #000000;border-left:1px solid #000000;overflow:hidden;padding:0px 3px 0px 3px;vertical-align:bottom;"></td> <td style="border-bottom:1px solid #000000;overflow:hidden;padding:0px 3px 0px 3px;vertical-align:bottom;"></td> <td data-sheets-value='{"1":2,"2":"Opal (O/O)"}' style="border-bottom:1px solid #000000;overflow:hidden;padding:0px 3px 0px 3px;vertical-align:bottom;">Opal (O/O)</td> <td data-sheets-numberformat='{"1":2,"2":"0.00","3":1}' data-sheets-value='{"1":3,"3":0.98}' style="border-bottom:1px solid #000000;overflow:hidden;padding:0px 3px 0px 3px;vertical-align:bottom;text-align:center;">0.98</td> <td data-sheets-numberformat='{"1":2,"2":"0","3":1}' data-sheets-value='{"1":3,"3":28.29}' style="border-bottom:1px solid #000000;overflow:hidden;padding:0px 3px 0px 3px;vertical-align:bottom;text-align:center;">28</td> <td data-sheets-numberformat='{"1":2,"2":"0","3":1}' data-sheets-value='{"1":3,"3":38.28}' style="border-bottom:1px solid #000000;overflow:hidden;padding:0px 3px 0px 3px;vertical-align:bottom;text-align:center;">38</td> <td data-sheets-value='{"1":3,"3":26}' style="border-right:1px solid #000000;border-bottom:1px solid #000000;overflow:hidden;padding:0px 3px 0px 3px;vertical-align:bottom;text-align:center;">26</td> </tr> <tr style="height:20px;"> <td data-sheets-value='{"1":2,"2":"Polycarbonate "}' style="border-left:1px solid #000000;overflow:hidden;padding:0px 3px 0px 3px;vertical-align:bottom;">Polycarbonate </td> <td data-sheets-value='{"1":2,"2":"EW"}' style="overflow:hidden;padding:0px 3px 0px 3px;vertical-align:bottom;">EW</td> <td data-sheets-value='{"1":2,"2":"Clear (A)"}' style="overflow:hidden;padding:0px 3px 0px 3px;vertical-align:bottom;">Clear (A)</td> <td data-sheets-numberformat='{"1":2,"2":"0.00","3":1}' data-sheets-value='{"1":3,"3":1.19}' style="overflow:hidden;padding:0px 3px 0px 3px;vertical-align:bottom;text-align:center;">1.19</td> <td data-sheets-numberformat='{"1":2,"2":"0","3":1}' data-sheets-value='{"1":3,"3":36.08}' style="overflow:hidden;padding:0px 3px 0px 3px;vertical-align:bottom;text-align:center;">36</td> <td data-sheets-numberformat='{"1":2,"2":"0","3":1}' data-sheets-value='{"1":3,"3":54.78}' style="overflow:hidden;padding:0px 3px 0px 3px;vertical-align:bottom;text-align:center;">55</td> <td data-sheets-value='{"1":3,"3":24}' style="border-right:1px solid #000000;overflow:hidden;padding:0px 3px 0px 3px;vertical-align:bottom;text-align:center;">24</td> </tr> <tr style="height:20px;"> <td data-sheets-value='{"1":2,"2":"PC"}' style="border-left:1px solid #000000;overflow:hidden;padding:0px 3px 0px 3px;vertical-align:bottom;">PC</td> <td style="overflow:hidden;padding:0px 3px 0px 3px;vertical-align:bottom;"></td> <td data-sheets-value='{"1":2,"2":"Opal (D)"}' style="overflow:hidden;padding:0px 3px 0px 3px;vertical-align:bottom;">Opal (D)</td> <td data-sheets-numberformat='{"1":2,"2":"0.00","3":1}' data-sheets-value='{"1":3,"3":1.19}' style="overflow:hidden;padding:0px 3px 0px 3px;vertical-align:bottom;text-align:center;">1.19</td> <td data-sheets-numberformat='{"1":2,"2":"0","3":1}' data-sheets-value='{"1":3,"3":23.779999999999998}' style="overflow:hidden;padding:0px 3px 0px 3px;vertical-align:bottom;text-align:center;">24</td> <td data-sheets-numberformat='{"1":2,"2":"0","3":1}' data-sheets-value='{"1":3,"3":39.6}' style="overflow:hidden;padding:0px 3px 0px 3px;vertical-align:bottom;text-align:center;">40</td> <td data-sheets-value='{"1":3,"3":24}' style="border-right:1px solid #000000;overflow:hidden;padding:0px 3px 0px 3px;vertical-align:bottom;text-align:center;">24</td> </tr> <tr style="height:20px;"> <td style="border-left:1px solid #000000;overflow:hidden;padding:0px 3px 0px 3px;vertical-align:bottom;"></td> <td data-sheets-value='{"1":2,"2":"DW"}' style="overflow:hidden;padding:0px 3px 0px 3px;vertical-align:bottom;">DW</td> <td data-sheets-value='{"1":2,"2":"Clear (A/H)"}' style="overflow:hidden;padding:0px 3px 0px 3px;vertical-align:bottom;">Clear (A/H)</td> <td data-sheets-numberformat='{"1":2,"2":"0.00","3":1}' data-sheets-value='{"1":3,"3":0.98}' style="overflow:hidden;padding:0px 3px 0px 3px;vertical-align:bottom;text-align:center;">0.98</td> <td data-sheets-numberformat='{"1":2,"2":"0","3":1}' data-sheets-value='{"1":3,"3":32.39}' style="overflow:hidden;padding:0px 3px 0px 3px;vertical-align:bottom;text-align:center;">32</td> <td data-sheets-numberformat='{"1":2,"2":"0","3":1}' data-sheets-value='{"1":3,"3":47.52}' style="overflow:hidden;padding:0px 3px 0px 3px;vertical-align:bottom;text-align:center;">48</td> <td data-sheets-value='{"1":3,"3":26}' style="border-right:1px solid #000000;overflow:hidden;padding:0px 3px 0px 3px;vertical-align:bottom;text-align:center;">26</td> </tr> <tr style="height:20px;"> <td style="border-left:1px solid #000000;overflow:hidden;padding:0px 3px 0px 3px;vertical-align:bottom;"></td> <td style="overflow:hidden;padding:0px 3px 0px 3px;vertical-align:bottom;"></td> <td data-sheets-value='{"1":2,"2":"Clear (A/A)"}' style="overflow:hidden;padding:0px 3px 0px 3px;vertical-align:bottom;">Clear (A/A)</td> <td data-sheets-numberformat='{"1":2,"2":"0.00","3":1}' data-sheets-value='{"1":3,"3":0.98}' style="overflow:hidden;padding:0px 3px 0px 3px;vertical-align:bottom;text-align:center;">0.98</td> <td data-sheets-numberformat='{"1":2,"2":"0","3":1}' data-sheets-value='{"1":3,"3":31.569999999999997}' style="overflow:hidden;padding:0px 3px 0px 3px;vertical-align:bottom;text-align:center;">32</td> <td data-sheets-numberformat='{"1":2,"2":"0","3":1}' data-sheets-value='{"1":3,"3":45.54}' style="overflow:hidden;padding:0px 3px 0px 3px;vertical-align:bottom;text-align:center;">46</td> <td data-sheets-value='{"1":3,"3":26}' style="border-right:1px solid #000000;overflow:hidden;padding:0px 3px 0px 3px;vertical-align:bottom;text-align:center;">26</td> </tr> <tr style="height:20px;"> <td style="border-left:1px solid #000000;overflow:hidden;padding:0px 3px 0px 3px;vertical-align:bottom;"></td> <td style="overflow:hidden;padding:0px 3px 0px 3px;vertical-align:bottom;"></td> <td data-sheets-value='{"1":2,"2":"Opal (A/O)"}' style="overflow:hidden;padding:0px 3px 0px 3px;vertical-align:bottom;">Opal (A/O)</td> <td data-sheets-numberformat='{"1":2,"2":"0.00","3":1}' data-sheets-value='{"1":3,"3":0.98}' style="overflow:hidden;padding:0px 3px 0px 3px;vertical-align:bottom;text-align:center;">0.98</td> <td data-sheets-numberformat='{"1":2,"2":"0","3":1}' data-sheets-value='{"1":3,"3":29.93}' style="overflow:hidden;padding:0px 3px 0px 3px;vertical-align:bottom;text-align:center;">30</td> <td data-sheets-numberformat='{"1":2,"2":"0","3":1}' data-sheets-value='{"1":3,"3":41.580000000000005}' style="overflow:hidden;padding:0px 3px 0px 3px;vertical-align:bottom;text-align:center;">42</td> <td data-sheets-value='{"1":3,"3":26}' style="border-right:1px solid #000000;overflow:hidden;padding:0px 3px 0px 3px;vertical-align:bottom;text-align:center;">26</td> </tr> <tr style="height:20px;"> <td style="border-bottom:1px solid #000000;border-left:1px solid #000000;overflow:hidden;padding:0px 3px 0px 3px;vertical-align:bottom;"></td> <td style="border-bottom:1px solid #000000;overflow:hidden;padding:0px 3px 0px 3px;vertical-align:bottom;"></td> <td data-sheets-value='{"1":2,"2":"Opal (A/D)"}' style="border-bottom:1px solid #000000;overflow:hidden;padding:0px 3px 0px 3px;vertical-align:bottom;">Opal (A/D)</td> <td data-sheets-numberformat='{"1":2,"2":"0.00","3":1}' data-sheets-value='{"1":3,"3":0.98}' style="border-bottom:1px solid #000000;overflow:hidden;padding:0px 3px 0px 3px;vertical-align:bottom;text-align:center;">0.98</td> <td data-sheets-numberformat='{"1":2,"2":"0","3":1}' data-sheets-value='{"1":3,"3":20.91}' style="border-bottom:1px solid #000000;overflow:hidden;padding:0px 3px 0px 3px;vertical-align:bottom;text-align:center;">21</td> <td data-sheets-numberformat='{"1":2,"2":"0","3":1}' data-sheets-value='{"1":3,"3":33}' style="border-bottom:1px solid #000000;overflow:hidden;padding:0px 3px 0px 3px;vertical-align:bottom;text-align:center;">33</td> <td data-sheets-value='{"1":3,"3":26}' style="border-right:1px solid #000000;border-bottom:1px solid #000000;overflow:hidden;padding:0px 3px 0px 3px;vertical-align:bottom;text-align:center;">26</td> </tr> <tr style="height:20px;"> <td data-sheets-value='{"1":2,"2":"Polycarbonate"}' style="border-left:1px solid #000000;overflow:hidden;padding:0px 3px 0px 3px;vertical-align:bottom;">Polycarbonate</td> <td data-sheets-value='{"1":2,"2":"EW"}' style="overflow:hidden;padding:0px 3px 0px 3px;vertical-align:bottom;">EW</td> <td data-sheets-value='{"1":2,"2":"Heatstop Opal (T)"}' style="overflow:hidden;padding:0px 3px 0px 3px;vertical-align:bottom;">Heatstop Opal (T)</td> <td data-sheets-numberformat='{"1":2,"2":"0.00","3":1}' data-sheets-value='{"1":3,"3":1.19}' style="overflow:hidden;padding:0px 3px 0px 3px;vertical-align:bottom;text-align:center;">1.19</td> <td data-sheets-numberformat='{"1":2,"2":"0","3":1}' data-sheets-value='{"1":3,"3":20.09}' style="overflow:hidden;padding:0px 3px 0px 3px;vertical-align:bottom;text-align:center;">20</td> <td data-sheets-numberformat='{"1":2,"2":"0","3":1}' data-sheets-value='{"1":3,"3":38.940000000000005}' style="overflow:hidden;padding:0px 3px 0px 3px;vertical-align:bottom;text-align:center;">39</td> <td data-sheets-value='{"1":3,"3":24}' style="border-right:1px solid #000000;overflow:hidden;padding:0px 3px 0px 3px;vertical-align:bottom;text-align:center;">24</td> </tr> <tr style="height:20px;"> <td data-sheets-value='{"1":2,"2":"Heatstop PC"}' style="border-left:1px solid #000000;overflow:hidden;padding:0px 3px 0px 3px;vertical-align:bottom;">Heatstop PC</td> <td data-sheets-value='{"1":2,"2":"DW"}' style="overflow:hidden;padding:0px 3px 0px 3px;vertical-align:bottom;">DW</td> <td data-sheets-value='{"1":2,"2":"Clear (T/H)"}' style="overflow:hidden;padding:0px 3px 0px 3px;vertical-align:bottom;">Clear (T/H)</td> <td data-sheets-numberformat='{"1":2,"2":"0.00","3":1}' data-sheets-value='{"1":3,"3":0.98}' style="overflow:hidden;padding:0px 3px 0px 3px;vertical-align:bottom;text-align:center;">0.98</td> <td data-sheets-numberformat='{"1":2,"2":"0","3":1}' data-sheets-value='{"1":3,"3":18.04}' style="overflow:hidden;padding:0px 3px 0px 3px;vertical-align:bottom;text-align:center;">18</td> <td data-sheets-numberformat='{"1":2,"2":"0","3":1}' data-sheets-value='{"1":3,"3":33.660000000000004}' style="overflow:hidden;padding:0px 3px 0px 3px;vertical-align:bottom;text-align:center;">34</td> <td data-sheets-value='{"1":3,"3":26}' style="border-right:1px solid #000000;overflow:hidden;padding:0px 3px 0px 3px;vertical-align:bottom;text-align:center;">26</td> </tr> <tr style="height:20px;"> <td style="border-bottom:1px solid #000000;border-left:1px solid #000000;overflow:hidden;padding:0px 3px 0px 3px;vertical-align:bottom;"></td> <td style="border-bottom:1px solid #000000;overflow:hidden;padding:0px 3px 0px 3px;vertical-align:bottom;"></td> <td data-sheets-value='{"1":2,"2":"Opal (T/O)"}' style="border-bottom:1px solid #000000;overflow:hidden;padding:0px 3px 0px 3px;vertical-align:bottom;">Opal (T/O)</td> <td data-sheets-numberformat='{"1":2,"2":"0.00","3":1}' data-sheets-value='{"1":3,"3":0.98}' style="border-bottom:1px solid #000000;overflow:hidden;padding:0px 3px 0px 3px;vertical-align:bottom;text-align:center;">0.98</td> <td data-sheets-numberformat='{"1":2,"2":"0","3":1}' data-sheets-value='{"1":3,"3":16.81}' style="border-bottom:1px solid #000000;overflow:hidden;padding:0px 3px 0px 3px;vertical-align:bottom;text-align:center;">17</td> <td data-sheets-numberformat='{"1":2,"2":"0","3":1}' data-sheets-value='{"1":3,"3":29.700000000000003}' style="border-bottom:1px solid #000000;overflow:hidden;padding:0px 3px 0px 3px;vertical-align:bottom;text-align:center;">30</td> <td data-sheets-value='{"1":3,"3":26}' style="border-right:1px solid #000000;border-bottom:1px solid #000000;overflow:hidden;padding:0px 3px 0px 3px;vertical-align:bottom;text-align:center;">26</td> </tr> </tbody></table> | skylux-160-ce-met-koepel-en-pvc-opstand-30-20-met-lm-motor-en-pvc-raam-type-ep25-1300-x-2800-mm | 8586034577741 | 46872363991373
Smoke and heat exhaust (SHEV) | SHE system | Skylux | Skylux 160° CE with skylight and PVC curb 30/20 with double LM-actuator and PVC frame type EP25 1600 x 2000 mm |  | 50449 | 5412970504498 | 8927.4 | Yes | 30-45 | 158.47 | 1600 x 2000 mm | 2000 | 1600 |  | PVC 30/20 (30 cm high & roof opening = 20 cm larger than daylight size) | Rectangular | 1.19 W/m²K - 0.98 W/m²K | 57% - 30% | 37% - 17% | 24dB - 26dB | 160° CE (for industry) | PVC frame EP25 | without spoiler | E | Double actuator | Maximum double-walled skylight possible for this product | Ut-value LT-value g-value Rw-value EN 1873 : 2014 EN ISO 13468 EN 16153 EN 410 EN 410 EN ISO 140-3 Material Walls Shells (W/m²K) (%) (%) (dB) Acrylic EW Clear (H) 1.19 37 57 24 PMMA Opal (O) 1.19 34 50 24 DW Clear (H/H) 0.98 33 50 26 Opal (O/O) 0.98 28 38 26 Polycarbonate EW Clear (A) 1.19 36 55 24 PC Opal (D) 1.19 24 40 24 DW Clear (A/H) 0.98 32 48 26 Clear (A/A) 0.98 32 46 26 Opal (A/O) 0.98 30 42 26 Opal (A/D) 0.98 21 33 26 Polycarbonate EW Heatstop Opal (T) 1.19 20 39 24 Heatstop PC DW Clear (T/H) 0.98 18 34 26 Opal (T/O) 0.98 17 30 26 | https://skylux.eu/en/products/skylux-160-ce-met-koepel-en-pvc-opstand-30-20-met-lm-motor-en-pvc-raam-type-ep25-1600-x-2000-mm | https://skylux.eu/cdn/shop/files/Skylux-160deg-CE-met-koepel-en-pvc-opstand-3020-met-dubbele-LM-motor-en-pvc-raam-type-EP25-1600-x-2000-mm-RWA-systeem.jpg?v=1702980883&width=1600 | https://skylux.eu/cdn/shop/files/e5a82811-1bb0-48e4-a776-cacb59c7c092_05a3eed5-439e-44c5-8bc2-24f32077a7a7.jpg?v=1688551233&width=1600 | //skylux.eu/cdn/shop/files/E_MH_Mounting_instructions_Skylux_160_CE_LM.pdf?v=12406716259046007223 | //skylux.eu/cdn/shop/files/E_TD_Technical_File_Skylux_Skylux_160_CE_Electric.pdf?v=3667116872303399239 | <style type="text/css" id="isPasted"><!--td {border: 1px solid #cccccc;}br {mso-data-placement:same-cell;}--></style><table border="1" cellpadding="0" cellspacing="0" dir="ltr" style="table-layout:fixed;font-size:10pt;font-family:Arial;border-collapse:collapse;border:none;"><tbody> <tr style="height:20px;"> <td style="overflow:hidden;padding:0px 3px 0px 3px;vertical-align:bottom;"></td> <td style="overflow:hidden;padding:0px 3px 0px 3px;vertical-align:bottom;"></td> <td style="overflow:hidden;padding:0px 3px 0px 3px;vertical-align:bottom;"></td> <td data-sheets-value='{"1":2,"2":"Ut-value"}' style="overflow:hidden;padding:0px 3px 0px 3px;vertical-align:bottom;font-weight:bold;text-align:center;">Ut-value</td> <td data-sheets-value='{"1":2,"2":"LT-value"}' style="overflow:hidden;padding:0px 3px 0px 3px;vertical-align:bottom;font-weight:bold;text-align:center;">LT-value</td> <td data-sheets-value='{"1":2,"2":"g-value"}' style="overflow:hidden;padding:0px 3px 0px 3px;vertical-align:bottom;font-weight:bold;text-align:center;">g-value</td> <td data-sheets-value='{"1":2,"2":"Rw-value "}' style="overflow:hidden;padding:0px 3px 0px 3px;vertical-align:bottom;font-weight:bold;text-align:center;">Rw-value </td> </tr> <tr style="height:20px;"> <td style="overflow:hidden;padding:0px 3px 0px 3px;vertical-align:bottom;"></td> <td style="overflow:hidden;padding:0px 3px 0px 3px;vertical-align:bottom;"></td> <td style="overflow:hidden;padding:0px 3px 0px 3px;vertical-align:bottom;"></td> <td data-sheets-numberformat='{"1":2,"2":"0.00","3":1}' data-sheets-value='{"1":2,"2":"EN 1873 : 2014"}' style="overflow:hidden;padding:0px 3px 0px 3px;vertical-align:bottom;text-align:center;">EN 1873 : 2014</td> <td data-sheets-numberformat='{"1":2,"2":"0","3":1}' data-sheets-value='{"1":2,"2":"EN ISO 13468 EN 16153 EN 410"}' style="overflow:hidden;padding:0px 3px 0px 3px;vertical-align:bottom;text-align:center;">EN ISO 13468 EN 16153 EN 410</td> <td data-sheets-numberformat='{"1":2,"2":"0","3":1}' data-sheets-value='{"1":2,"2":"EN 410"}' style="overflow:hidden;padding:0px 3px 0px 3px;vertical-align:bottom;text-align:center;">EN 410</td> <td data-sheets-value='{"1":2,"2":"EN ISO 140-3\t\t"}' style="overflow:hidden;padding:0px 3px 0px 3px;vertical-align:bottom;text-align:center;">EN ISO 140-3 </td> </tr> <tr style="height:20px;"> <td data-sheets-value='{"1":2,"2":"Material"}' style="border-bottom:1px solid #000000;overflow:hidden;padding:0px 3px 0px 3px;vertical-align:bottom;background-color:#000000;font-weight:bold;color:#ffffff;">Material</td> <td data-sheets-value='{"1":2,"2":"Walls"}' style="border-bottom:1px solid #000000;overflow:hidden;padding:0px 3px 0px 3px;vertical-align:bottom;background-color:#000000;font-weight:bold;color:#ffffff;">Walls</td> <td data-sheets-value='{"1":2,"2":"Shells"}' style="border-bottom:1px solid #000000;overflow:hidden;padding:0px 3px 0px 3px;vertical-align:bottom;background-color:#000000;font-weight:bold;color:#ffffff;">Shells</td> <td data-sheets-numberformat='{"1":2,"2":"0.00","3":1}' data-sheets-value='{"1":2,"2":"(W/m²K)\t"}' style="border-bottom:1px solid #000000;overflow:hidden;padding:0px 3px 0px 3px;vertical-align:bottom;background-color:#000000;font-weight:bold;color:#ffffff;text-align:center;">(W/m²K) </td> <td data-sheets-numberformat='{"1":2,"2":"0","3":1}' data-sheets-value='{"1":2,"2":"(%)"}' style="border-bottom:1px solid #000000;overflow:hidden;padding:0px 3px 0px 3px;vertical-align:bottom;background-color:#000000;font-weight:bold;color:#ffffff;text-align:center;">(%)</td> <td data-sheets-numberformat='{"1":2,"2":"0","3":1}' data-sheets-value='{"1":2,"2":"(%)"}' style="border-bottom:1px solid #000000;overflow:hidden;padding:0px 3px 0px 3px;vertical-align:bottom;background-color:#000000;font-weight:bold;color:#ffffff;text-align:center;">(%)</td> <td data-sheets-value='{"1":2,"2":"(dB)"}' style="border-bottom:1px solid #000000;overflow:hidden;padding:0px 3px 0px 3px;vertical-align:bottom;background-color:#000000;font-weight:bold;color:#ffffff;text-align:center;">(dB)</td> </tr> <tr style="height:20px;"> <td data-sheets-value='{"1":2,"2":"Acrylic"}' style="border-left:1px solid #000000;overflow:hidden;padding:0px 3px 0px 3px;vertical-align:bottom;">Acrylic</td> <td data-sheets-value='{"1":2,"2":"EW"}' style="overflow:hidden;padding:0px 3px 0px 3px;vertical-align:bottom;">EW</td> <td data-sheets-value='{"1":2,"2":"Clear (H)"}' style="overflow:hidden;padding:0px 3px 0px 3px;vertical-align:bottom;">Clear (H)</td> <td data-sheets-numberformat='{"1":2,"2":"0.00","3":1}' data-sheets-value='{"1":3,"3":1.19}' style="overflow:hidden;padding:0px 3px 0px 3px;vertical-align:bottom;text-align:center;">1.19</td> <td data-sheets-numberformat='{"1":2,"2":"0","3":1}' data-sheets-value='{"1":3,"3":36.9}' style="overflow:hidden;padding:0px 3px 0px 3px;vertical-align:bottom;text-align:center;">37</td> <td data-sheets-numberformat='{"1":2,"2":"0","3":1}' data-sheets-value='{"1":3,"3":57.42}' style="overflow:hidden;padding:0px 3px 0px 3px;vertical-align:bottom;text-align:center;">57</td> <td data-sheets-value='{"1":3,"3":24}' style="border-right:1px solid #000000;overflow:hidden;padding:0px 3px 0px 3px;vertical-align:bottom;text-align:center;">24</td> </tr> <tr style="height:20px;"> <td data-sheets-value='{"1":2,"2":"PMMA"}' style="border-left:1px solid #000000;overflow:hidden;padding:0px 3px 0px 3px;vertical-align:bottom;">PMMA</td> <td style="overflow:hidden;padding:0px 3px 0px 3px;vertical-align:bottom;"></td> <td data-sheets-value='{"1":2,"2":"Opal (O)"}' style="overflow:hidden;padding:0px 3px 0px 3px;vertical-align:bottom;">Opal (O)</td> <td data-sheets-numberformat='{"1":2,"2":"0.00","3":1}' data-sheets-value='{"1":3,"3":1.19}' style="overflow:hidden;padding:0px 3px 0px 3px;vertical-align:bottom;text-align:center;">1.19</td> <td data-sheets-numberformat='{"1":2,"2":"0","3":1}' data-sheets-value='{"1":3,"3":34.03}' style="overflow:hidden;padding:0px 3px 0px 3px;vertical-align:bottom;text-align:center;">34</td> <td data-sheets-numberformat='{"1":2,"2":"0","3":1}' data-sheets-value='{"1":3,"3":50.160000000000004}' style="overflow:hidden;padding:0px 3px 0px 3px;vertical-align:bottom;text-align:center;">50</td> <td data-sheets-value='{"1":3,"3":24}' style="border-right:1px solid #000000;overflow:hidden;padding:0px 3px 0px 3px;vertical-align:bottom;text-align:center;">24</td> </tr> <tr style="height:20px;"> <td style="border-left:1px solid #000000;overflow:hidden;padding:0px 3px 0px 3px;vertical-align:bottom;"></td> <td data-sheets-value='{"1":2,"2":"DW"}' style="overflow:hidden;padding:0px 3px 0px 3px;vertical-align:bottom;">DW</td> <td data-sheets-value='{"1":2,"2":"Clear (H/H)"}' style="overflow:hidden;padding:0px 3px 0px 3px;vertical-align:bottom;">Clear (H/H)</td> <td data-sheets-numberformat='{"1":2,"2":"0.00","3":1}' data-sheets-value='{"1":3,"3":0.98}' style="overflow:hidden;padding:0px 3px 0px 3px;vertical-align:bottom;text-align:center;">0.98</td> <td data-sheets-numberformat='{"1":2,"2":"0","3":1}' data-sheets-value='{"1":3,"3":33.21}' style="overflow:hidden;padding:0px 3px 0px 3px;vertical-align:bottom;text-align:center;">33</td> <td data-sheets-numberformat='{"1":2,"2":"0","3":1}' data-sheets-value='{"1":3,"3":49.5}' style="overflow:hidden;padding:0px 3px 0px 3px;vertical-align:bottom;text-align:center;">50</td> <td data-sheets-value='{"1":3,"3":26}' style="border-right:1px solid #000000;overflow:hidden;padding:0px 3px 0px 3px;vertical-align:bottom;text-align:center;">26</td> </tr> <tr style="height:20px;"> <td style="border-bottom:1px solid #000000;border-left:1px solid #000000;overflow:hidden;padding:0px 3px 0px 3px;vertical-align:bottom;"></td> <td style="border-bottom:1px solid #000000;overflow:hidden;padding:0px 3px 0px 3px;vertical-align:bottom;"></td> <td data-sheets-value='{"1":2,"2":"Opal (O/O)"}' style="border-bottom:1px solid #000000;overflow:hidden;padding:0px 3px 0px 3px;vertical-align:bottom;">Opal (O/O)</td> <td data-sheets-numberformat='{"1":2,"2":"0.00","3":1}' data-sheets-value='{"1":3,"3":0.98}' style="border-bottom:1px solid #000000;overflow:hidden;padding:0px 3px 0px 3px;vertical-align:bottom;text-align:center;">0.98</td> <td data-sheets-numberformat='{"1":2,"2":"0","3":1}' data-sheets-value='{"1":3,"3":28.29}' style="border-bottom:1px solid #000000;overflow:hidden;padding:0px 3px 0px 3px;vertical-align:bottom;text-align:center;">28</td> <td data-sheets-numberformat='{"1":2,"2":"0","3":1}' data-sheets-value='{"1":3,"3":38.28}' style="border-bottom:1px solid #000000;overflow:hidden;padding:0px 3px 0px 3px;vertical-align:bottom;text-align:center;">38</td> <td data-sheets-value='{"1":3,"3":26}' style="border-right:1px solid #000000;border-bottom:1px solid #000000;overflow:hidden;padding:0px 3px 0px 3px;vertical-align:bottom;text-align:center;">26</td> </tr> <tr style="height:20px;"> <td data-sheets-value='{"1":2,"2":"Polycarbonate "}' style="border-left:1px solid #000000;overflow:hidden;padding:0px 3px 0px 3px;vertical-align:bottom;">Polycarbonate </td> <td data-sheets-value='{"1":2,"2":"EW"}' style="overflow:hidden;padding:0px 3px 0px 3px;vertical-align:bottom;">EW</td> <td data-sheets-value='{"1":2,"2":"Clear (A)"}' style="overflow:hidden;padding:0px 3px 0px 3px;vertical-align:bottom;">Clear (A)</td> <td data-sheets-numberformat='{"1":2,"2":"0.00","3":1}' data-sheets-value='{"1":3,"3":1.19}' style="overflow:hidden;padding:0px 3px 0px 3px;vertical-align:bottom;text-align:center;">1.19</td> <td data-sheets-numberformat='{"1":2,"2":"0","3":1}' data-sheets-value='{"1":3,"3":36.08}' style="overflow:hidden;padding:0px 3px 0px 3px;vertical-align:bottom;text-align:center;">36</td> <td data-sheets-numberformat='{"1":2,"2":"0","3":1}' data-sheets-value='{"1":3,"3":54.78}' style="overflow:hidden;padding:0px 3px 0px 3px;vertical-align:bottom;text-align:center;">55</td> <td data-sheets-value='{"1":3,"3":24}' style="border-right:1px solid #000000;overflow:hidden;padding:0px 3px 0px 3px;vertical-align:bottom;text-align:center;">24</td> </tr> <tr style="height:20px;"> <td data-sheets-value='{"1":2,"2":"PC"}' style="border-left:1px solid #000000;overflow:hidden;padding:0px 3px 0px 3px;vertical-align:bottom;">PC</td> <td style="overflow:hidden;padding:0px 3px 0px 3px;vertical-align:bottom;"></td> <td data-sheets-value='{"1":2,"2":"Opal (D)"}' style="overflow:hidden;padding:0px 3px 0px 3px;vertical-align:bottom;">Opal (D)</td> <td data-sheets-numberformat='{"1":2,"2":"0.00","3":1}' data-sheets-value='{"1":3,"3":1.19}' style="overflow:hidden;padding:0px 3px 0px 3px;vertical-align:bottom;text-align:center;">1.19</td> <td data-sheets-numberformat='{"1":2,"2":"0","3":1}' data-sheets-value='{"1":3,"3":23.779999999999998}' style="overflow:hidden;padding:0px 3px 0px 3px;vertical-align:bottom;text-align:center;">24</td> <td data-sheets-numberformat='{"1":2,"2":"0","3":1}' data-sheets-value='{"1":3,"3":39.6}' style="overflow:hidden;padding:0px 3px 0px 3px;vertical-align:bottom;text-align:center;">40</td> <td data-sheets-value='{"1":3,"3":24}' style="border-right:1px solid #000000;overflow:hidden;padding:0px 3px 0px 3px;vertical-align:bottom;text-align:center;">24</td> </tr> <tr style="height:20px;"> <td style="border-left:1px solid #000000;overflow:hidden;padding:0px 3px 0px 3px;vertical-align:bottom;"></td> <td data-sheets-value='{"1":2,"2":"DW"}' style="overflow:hidden;padding:0px 3px 0px 3px;vertical-align:bottom;">DW</td> <td data-sheets-value='{"1":2,"2":"Clear (A/H)"}' style="overflow:hidden;padding:0px 3px 0px 3px;vertical-align:bottom;">Clear (A/H)</td> <td data-sheets-numberformat='{"1":2,"2":"0.00","3":1}' data-sheets-value='{"1":3,"3":0.98}' style="overflow:hidden;padding:0px 3px 0px 3px;vertical-align:bottom;text-align:center;">0.98</td> <td data-sheets-numberformat='{"1":2,"2":"0","3":1}' data-sheets-value='{"1":3,"3":32.39}' style="overflow:hidden;padding:0px 3px 0px 3px;vertical-align:bottom;text-align:center;">32</td> <td data-sheets-numberformat='{"1":2,"2":"0","3":1}' data-sheets-value='{"1":3,"3":47.52}' style="overflow:hidden;padding:0px 3px 0px 3px;vertical-align:bottom;text-align:center;">48</td> <td data-sheets-value='{"1":3,"3":26}' style="border-right:1px solid #000000;overflow:hidden;padding:0px 3px 0px 3px;vertical-align:bottom;text-align:center;">26</td> </tr> <tr style="height:20px;"> <td style="border-left:1px solid #000000;overflow:hidden;padding:0px 3px 0px 3px;vertical-align:bottom;"></td> <td style="overflow:hidden;padding:0px 3px 0px 3px;vertical-align:bottom;"></td> <td data-sheets-value='{"1":2,"2":"Clear (A/A)"}' style="overflow:hidden;padding:0px 3px 0px 3px;vertical-align:bottom;">Clear (A/A)</td> <td data-sheets-numberformat='{"1":2,"2":"0.00","3":1}' data-sheets-value='{"1":3,"3":0.98}' style="overflow:hidden;padding:0px 3px 0px 3px;vertical-align:bottom;text-align:center;">0.98</td> <td data-sheets-numberformat='{"1":2,"2":"0","3":1}' data-sheets-value='{"1":3,"3":31.569999999999997}' style="overflow:hidden;padding:0px 3px 0px 3px;vertical-align:bottom;text-align:center;">32</td> <td data-sheets-numberformat='{"1":2,"2":"0","3":1}' data-sheets-value='{"1":3,"3":45.54}' style="overflow:hidden;padding:0px 3px 0px 3px;vertical-align:bottom;text-align:center;">46</td> <td data-sheets-value='{"1":3,"3":26}' style="border-right:1px solid #000000;overflow:hidden;padding:0px 3px 0px 3px;vertical-align:bottom;text-align:center;">26</td> </tr> <tr style="height:20px;"> <td style="border-left:1px solid #000000;overflow:hidden;padding:0px 3px 0px 3px;vertical-align:bottom;"></td> <td style="overflow:hidden;padding:0px 3px 0px 3px;vertical-align:bottom;"></td> <td data-sheets-value='{"1":2,"2":"Opal (A/O)"}' style="overflow:hidden;padding:0px 3px 0px 3px;vertical-align:bottom;">Opal (A/O)</td> <td data-sheets-numberformat='{"1":2,"2":"0.00","3":1}' data-sheets-value='{"1":3,"3":0.98}' style="overflow:hidden;padding:0px 3px 0px 3px;vertical-align:bottom;text-align:center;">0.98</td> <td data-sheets-numberformat='{"1":2,"2":"0","3":1}' data-sheets-value='{"1":3,"3":29.93}' style="overflow:hidden;padding:0px 3px 0px 3px;vertical-align:bottom;text-align:center;">30</td> <td data-sheets-numberformat='{"1":2,"2":"0","3":1}' data-sheets-value='{"1":3,"3":41.580000000000005}' style="overflow:hidden;padding:0px 3px 0px 3px;vertical-align:bottom;text-align:center;">42</td> <td data-sheets-value='{"1":3,"3":26}' style="border-right:1px solid #000000;overflow:hidden;padding:0px 3px 0px 3px;vertical-align:bottom;text-align:center;">26</td> </tr> <tr style="height:20px;"> <td style="border-bottom:1px solid #000000;border-left:1px solid #000000;overflow:hidden;padding:0px 3px 0px 3px;vertical-align:bottom;"></td> <td style="border-bottom:1px solid #000000;overflow:hidden;padding:0px 3px 0px 3px;vertical-align:bottom;"></td> <td data-sheets-value='{"1":2,"2":"Opal (A/D)"}' style="border-bottom:1px solid #000000;overflow:hidden;padding:0px 3px 0px 3px;vertical-align:bottom;">Opal (A/D)</td> <td data-sheets-numberformat='{"1":2,"2":"0.00","3":1}' data-sheets-value='{"1":3,"3":0.98}' style="border-bottom:1px solid #000000;overflow:hidden;padding:0px 3px 0px 3px;vertical-align:bottom;text-align:center;">0.98</td> <td data-sheets-numberformat='{"1":2,"2":"0","3":1}' data-sheets-value='{"1":3,"3":20.91}' style="border-bottom:1px solid #000000;overflow:hidden;padding:0px 3px 0px 3px;vertical-align:bottom;text-align:center;">21</td> <td data-sheets-numberformat='{"1":2,"2":"0","3":1}' data-sheets-value='{"1":3,"3":33}' style="border-bottom:1px solid #000000;overflow:hidden;padding:0px 3px 0px 3px;vertical-align:bottom;text-align:center;">33</td> <td data-sheets-value='{"1":3,"3":26}' style="border-right:1px solid #000000;border-bottom:1px solid #000000;overflow:hidden;padding:0px 3px 0px 3px;vertical-align:bottom;text-align:center;">26</td> </tr> <tr style="height:20px;"> <td data-sheets-value='{"1":2,"2":"Polycarbonate"}' style="border-left:1px solid #000000;overflow:hidden;padding:0px 3px 0px 3px;vertical-align:bottom;">Polycarbonate</td> <td data-sheets-value='{"1":2,"2":"EW"}' style="overflow:hidden;padding:0px 3px 0px 3px;vertical-align:bottom;">EW</td> <td data-sheets-value='{"1":2,"2":"Heatstop Opal (T)"}' style="overflow:hidden;padding:0px 3px 0px 3px;vertical-align:bottom;">Heatstop Opal (T)</td> <td data-sheets-numberformat='{"1":2,"2":"0.00","3":1}' data-sheets-value='{"1":3,"3":1.19}' style="overflow:hidden;padding:0px 3px 0px 3px;vertical-align:bottom;text-align:center;">1.19</td> <td data-sheets-numberformat='{"1":2,"2":"0","3":1}' data-sheets-value='{"1":3,"3":20.09}' style="overflow:hidden;padding:0px 3px 0px 3px;vertical-align:bottom;text-align:center;">20</td> <td data-sheets-numberformat='{"1":2,"2":"0","3":1}' data-sheets-value='{"1":3,"3":38.940000000000005}' style="overflow:hidden;padding:0px 3px 0px 3px;vertical-align:bottom;text-align:center;">39</td> <td data-sheets-value='{"1":3,"3":24}' style="border-right:1px solid #000000;overflow:hidden;padding:0px 3px 0px 3px;vertical-align:bottom;text-align:center;">24</td> </tr> <tr style="height:20px;"> <td data-sheets-value='{"1":2,"2":"Heatstop PC"}' style="border-left:1px solid #000000;overflow:hidden;padding:0px 3px 0px 3px;vertical-align:bottom;">Heatstop PC</td> <td data-sheets-value='{"1":2,"2":"DW"}' style="overflow:hidden;padding:0px 3px 0px 3px;vertical-align:bottom;">DW</td> <td data-sheets-value='{"1":2,"2":"Clear (T/H)"}' style="overflow:hidden;padding:0px 3px 0px 3px;vertical-align:bottom;">Clear (T/H)</td> <td data-sheets-numberformat='{"1":2,"2":"0.00","3":1}' data-sheets-value='{"1":3,"3":0.98}' style="overflow:hidden;padding:0px 3px 0px 3px;vertical-align:bottom;text-align:center;">0.98</td> <td data-sheets-numberformat='{"1":2,"2":"0","3":1}' data-sheets-value='{"1":3,"3":18.04}' style="overflow:hidden;padding:0px 3px 0px 3px;vertical-align:bottom;text-align:center;">18</td> <td data-sheets-numberformat='{"1":2,"2":"0","3":1}' data-sheets-value='{"1":3,"3":33.660000000000004}' style="overflow:hidden;padding:0px 3px 0px 3px;vertical-align:bottom;text-align:center;">34</td> <td data-sheets-value='{"1":3,"3":26}' style="border-right:1px solid #000000;overflow:hidden;padding:0px 3px 0px 3px;vertical-align:bottom;text-align:center;">26</td> </tr> <tr style="height:20px;"> <td style="border-bottom:1px solid #000000;border-left:1px solid #000000;overflow:hidden;padding:0px 3px 0px 3px;vertical-align:bottom;"></td> <td style="border-bottom:1px solid #000000;overflow:hidden;padding:0px 3px 0px 3px;vertical-align:bottom;"></td> <td data-sheets-value='{"1":2,"2":"Opal (T/O)"}' style="border-bottom:1px solid #000000;overflow:hidden;padding:0px 3px 0px 3px;vertical-align:bottom;">Opal (T/O)</td> <td data-sheets-numberformat='{"1":2,"2":"0.00","3":1}' data-sheets-value='{"1":3,"3":0.98}' style="border-bottom:1px solid #000000;overflow:hidden;padding:0px 3px 0px 3px;vertical-align:bottom;text-align:center;">0.98</td> <td data-sheets-numberformat='{"1":2,"2":"0","3":1}' data-sheets-value='{"1":3,"3":16.81}' style="border-bottom:1px solid #000000;overflow:hidden;padding:0px 3px 0px 3px;vertical-align:bottom;text-align:center;">17</td> <td data-sheets-numberformat='{"1":2,"2":"0","3":1}' data-sheets-value='{"1":3,"3":29.700000000000003}' style="border-bottom:1px solid #000000;overflow:hidden;padding:0px 3px 0px 3px;vertical-align:bottom;text-align:center;">30</td> <td data-sheets-value='{"1":3,"3":26}' style="border-right:1px solid #000000;border-bottom:1px solid #000000;overflow:hidden;padding:0px 3px 0px 3px;vertical-align:bottom;text-align:center;">26</td> </tr> </tbody></table> | skylux-160-ce-met-koepel-en-pvc-opstand-30-20-met-lm-motor-en-pvc-raam-type-ep25-1600-x-2000-mm | 8586034905421 | 46872365072717
Smoke and heat exhaust (SHEV) | SHE system | Skylux | Skylux 160° CE with skylight and PVC curb 30/20 with double LM-actuator and PVC frame type EP25 1600 x 2200 mm |  | 50450 | 5412970504504 | 9165.75 | Yes | 30-45 | 165.26 | 1600 x 2200 mm | 2200 | 1600 |  | PVC 30/20 (30 cm high & roof opening = 20 cm larger than daylight size) | Rectangular | 1.19 W/m²K - 0.98 W/m²K | 57% - 30% | 37% - 17% | 24dB - 26dB | 160° CE (for industry) | PVC frame EP25 | without spoiler | E | Double actuator | Maximum double-walled skylight possible for this product | Ut-value LT-value g-value Rw-value EN 1873 : 2014 EN ISO 13468 EN 16153 EN 410 EN 410 EN ISO 140-3 Material Walls Shells (W/m²K) (%) (%) (dB) Acrylic EW Clear (H) 1.19 37 57 24 PMMA Opal (O) 1.19 34 50 24 DW Clear (H/H) 0.98 33 50 26 Opal (O/O) 0.98 28 38 26 Polycarbonate EW Clear (A) 1.19 36 55 24 PC Opal (D) 1.19 24 40 24 DW Clear (A/H) 0.98 32 48 26 Clear (A/A) 0.98 32 46 26 Opal (A/O) 0.98 30 42 26 Opal (A/D) 0.98 21 33 26 Polycarbonate EW Heatstop Opal (T) 1.19 20 39 24 Heatstop PC DW Clear (T/H) 0.98 18 34 26 Opal (T/O) 0.98 17 30 26 | https://skylux.eu/en/products/skylux-160-ce-met-koepel-en-pvc-opstand-30-20-met-lm-motor-en-pvc-raam-type-ep25-1600-x-2200-mm | https://skylux.eu/cdn/shop/files/Skylux-160deg-CE-met-koepel-en-pvc-opstand-3020-met-dubbele-LM-motor-en-pvc-raam-type-EP25-1600-x-2200-mm-RWA-systeem.jpg?v=1702980889&width=1600 | https://skylux.eu/cdn/shop/files/e5a82811-1bb0-48e4-a776-cacb59c7c092_7362c5d0-62bc-48a0-b2c6-61e2d9f9826c.jpg?v=1688551235&width=1600 | //skylux.eu/cdn/shop/files/E_MH_Mounting_instructions_Skylux_160_CE_LM.pdf?v=12406716259046007223 | //skylux.eu/cdn/shop/files/E_TD_Technical_File_Skylux_Skylux_160_CE_Electric.pdf?v=3667116872303399239 | <style type="text/css" id="isPasted"><!--td {border: 1px solid #cccccc;}br {mso-data-placement:same-cell;}--></style><table border="1" cellpadding="0" cellspacing="0" dir="ltr" style="table-layout:fixed;font-size:10pt;font-family:Arial;border-collapse:collapse;border:none;"><tbody> <tr style="height:20px;"> <td style="overflow:hidden;padding:0px 3px 0px 3px;vertical-align:bottom;"></td> <td style="overflow:hidden;padding:0px 3px 0px 3px;vertical-align:bottom;"></td> <td style="overflow:hidden;padding:0px 3px 0px 3px;vertical-align:bottom;"></td> <td data-sheets-value='{"1":2,"2":"Ut-value"}' style="overflow:hidden;padding:0px 3px 0px 3px;vertical-align:bottom;font-weight:bold;text-align:center;">Ut-value</td> <td data-sheets-value='{"1":2,"2":"LT-value"}' style="overflow:hidden;padding:0px 3px 0px 3px;vertical-align:bottom;font-weight:bold;text-align:center;">LT-value</td> <td data-sheets-value='{"1":2,"2":"g-value"}' style="overflow:hidden;padding:0px 3px 0px 3px;vertical-align:bottom;font-weight:bold;text-align:center;">g-value</td> <td data-sheets-value='{"1":2,"2":"Rw-value "}' style="overflow:hidden;padding:0px 3px 0px 3px;vertical-align:bottom;font-weight:bold;text-align:center;">Rw-value </td> </tr> <tr style="height:20px;"> <td style="overflow:hidden;padding:0px 3px 0px 3px;vertical-align:bottom;"></td> <td style="overflow:hidden;padding:0px 3px 0px 3px;vertical-align:bottom;"></td> <td style="overflow:hidden;padding:0px 3px 0px 3px;vertical-align:bottom;"></td> <td data-sheets-numberformat='{"1":2,"2":"0.00","3":1}' data-sheets-value='{"1":2,"2":"EN 1873 : 2014"}' style="overflow:hidden;padding:0px 3px 0px 3px;vertical-align:bottom;text-align:center;">EN 1873 : 2014</td> <td data-sheets-numberformat='{"1":2,"2":"0","3":1}' data-sheets-value='{"1":2,"2":"EN ISO 13468 EN 16153 EN 410"}' style="overflow:hidden;padding:0px 3px 0px 3px;vertical-align:bottom;text-align:center;">EN ISO 13468 EN 16153 EN 410</td> <td data-sheets-numberformat='{"1":2,"2":"0","3":1}' data-sheets-value='{"1":2,"2":"EN 410"}' style="overflow:hidden;padding:0px 3px 0px 3px;vertical-align:bottom;text-align:center;">EN 410</td> <td data-sheets-value='{"1":2,"2":"EN ISO 140-3\t\t"}' style="overflow:hidden;padding:0px 3px 0px 3px;vertical-align:bottom;text-align:center;">EN ISO 140-3 </td> </tr> <tr style="height:20px;"> <td data-sheets-value='{"1":2,"2":"Material"}' style="border-bottom:1px solid #000000;overflow:hidden;padding:0px 3px 0px 3px;vertical-align:bottom;background-color:#000000;font-weight:bold;color:#ffffff;">Material</td> <td data-sheets-value='{"1":2,"2":"Walls"}' style="border-bottom:1px solid #000000;overflow:hidden;padding:0px 3px 0px 3px;vertical-align:bottom;background-color:#000000;font-weight:bold;color:#ffffff;">Walls</td> <td data-sheets-value='{"1":2,"2":"Shells"}' style="border-bottom:1px solid #000000;overflow:hidden;padding:0px 3px 0px 3px;vertical-align:bottom;background-color:#000000;font-weight:bold;color:#ffffff;">Shells</td> <td data-sheets-numberformat='{"1":2,"2":"0.00","3":1}' data-sheets-value='{"1":2,"2":"(W/m²K)\t"}' style="border-bottom:1px solid #000000;overflow:hidden;padding:0px 3px 0px 3px;vertical-align:bottom;background-color:#000000;font-weight:bold;color:#ffffff;text-align:center;">(W/m²K) </td> <td data-sheets-numberformat='{"1":2,"2":"0","3":1}' data-sheets-value='{"1":2,"2":"(%)"}' style="border-bottom:1px solid #000000;overflow:hidden;padding:0px 3px 0px 3px;vertical-align:bottom;background-color:#000000;font-weight:bold;color:#ffffff;text-align:center;">(%)</td> <td data-sheets-numberformat='{"1":2,"2":"0","3":1}' data-sheets-value='{"1":2,"2":"(%)"}' style="border-bottom:1px solid #000000;overflow:hidden;padding:0px 3px 0px 3px;vertical-align:bottom;background-color:#000000;font-weight:bold;color:#ffffff;text-align:center;">(%)</td> <td data-sheets-value='{"1":2,"2":"(dB)"}' style="border-bottom:1px solid #000000;overflow:hidden;padding:0px 3px 0px 3px;vertical-align:bottom;background-color:#000000;font-weight:bold;color:#ffffff;text-align:center;">(dB)</td> </tr> <tr style="height:20px;"> <td data-sheets-value='{"1":2,"2":"Acrylic"}' style="border-left:1px solid #000000;overflow:hidden;padding:0px 3px 0px 3px;vertical-align:bottom;">Acrylic</td> <td data-sheets-value='{"1":2,"2":"EW"}' style="overflow:hidden;padding:0px 3px 0px 3px;vertical-align:bottom;">EW</td> <td data-sheets-value='{"1":2,"2":"Clear (H)"}' style="overflow:hidden;padding:0px 3px 0px 3px;vertical-align:bottom;">Clear (H)</td> <td data-sheets-numberformat='{"1":2,"2":"0.00","3":1}' data-sheets-value='{"1":3,"3":1.19}' style="overflow:hidden;padding:0px 3px 0px 3px;vertical-align:bottom;text-align:center;">1.19</td> <td data-sheets-numberformat='{"1":2,"2":"0","3":1}' data-sheets-value='{"1":3,"3":36.9}' style="overflow:hidden;padding:0px 3px 0px 3px;vertical-align:bottom;text-align:center;">37</td> <td data-sheets-numberformat='{"1":2,"2":"0","3":1}' data-sheets-value='{"1":3,"3":57.42}' style="overflow:hidden;padding:0px 3px 0px 3px;vertical-align:bottom;text-align:center;">57</td> <td data-sheets-value='{"1":3,"3":24}' style="border-right:1px solid #000000;overflow:hidden;padding:0px 3px 0px 3px;vertical-align:bottom;text-align:center;">24</td> </tr> <tr style="height:20px;"> <td data-sheets-value='{"1":2,"2":"PMMA"}' style="border-left:1px solid #000000;overflow:hidden;padding:0px 3px 0px 3px;vertical-align:bottom;">PMMA</td> <td style="overflow:hidden;padding:0px 3px 0px 3px;vertical-align:bottom;"></td> <td data-sheets-value='{"1":2,"2":"Opal (O)"}' style="overflow:hidden;padding:0px 3px 0px 3px;vertical-align:bottom;">Opal (O)</td> <td data-sheets-numberformat='{"1":2,"2":"0.00","3":1}' data-sheets-value='{"1":3,"3":1.19}' style="overflow:hidden;padding:0px 3px 0px 3px;vertical-align:bottom;text-align:center;">1.19</td> <td data-sheets-numberformat='{"1":2,"2":"0","3":1}' data-sheets-value='{"1":3,"3":34.03}' style="overflow:hidden;padding:0px 3px 0px 3px;vertical-align:bottom;text-align:center;">34</td> <td data-sheets-numberformat='{"1":2,"2":"0","3":1}' data-sheets-value='{"1":3,"3":50.160000000000004}' style="overflow:hidden;padding:0px 3px 0px 3px;vertical-align:bottom;text-align:center;">50</td> <td data-sheets-value='{"1":3,"3":24}' style="border-right:1px solid #000000;overflow:hidden;padding:0px 3px 0px 3px;vertical-align:bottom;text-align:center;">24</td> </tr> <tr style="height:20px;"> <td style="border-left:1px solid #000000;overflow:hidden;padding:0px 3px 0px 3px;vertical-align:bottom;"></td> <td data-sheets-value='{"1":2,"2":"DW"}' style="overflow:hidden;padding:0px 3px 0px 3px;vertical-align:bottom;">DW</td> <td data-sheets-value='{"1":2,"2":"Clear (H/H)"}' style="overflow:hidden;padding:0px 3px 0px 3px;vertical-align:bottom;">Clear (H/H)</td> <td data-sheets-numberformat='{"1":2,"2":"0.00","3":1}' data-sheets-value='{"1":3,"3":0.98}' style="overflow:hidden;padding:0px 3px 0px 3px;vertical-align:bottom;text-align:center;">0.98</td> <td data-sheets-numberformat='{"1":2,"2":"0","3":1}' data-sheets-value='{"1":3,"3":33.21}' style="overflow:hidden;padding:0px 3px 0px 3px;vertical-align:bottom;text-align:center;">33</td> <td data-sheets-numberformat='{"1":2,"2":"0","3":1}' data-sheets-value='{"1":3,"3":49.5}' style="overflow:hidden;padding:0px 3px 0px 3px;vertical-align:bottom;text-align:center;">50</td> <td data-sheets-value='{"1":3,"3":26}' style="border-right:1px solid #000000;overflow:hidden;padding:0px 3px 0px 3px;vertical-align:bottom;text-align:center;">26</td> </tr> <tr style="height:20px;"> <td style="border-bottom:1px solid #000000;border-left:1px solid #000000;overflow:hidden;padding:0px 3px 0px 3px;vertical-align:bottom;"></td> <td style="border-bottom:1px solid #000000;overflow:hidden;padding:0px 3px 0px 3px;vertical-align:bottom;"></td> <td data-sheets-value='{"1":2,"2":"Opal (O/O)"}' style="border-bottom:1px solid #000000;overflow:hidden;padding:0px 3px 0px 3px;vertical-align:bottom;">Opal (O/O)</td> <td data-sheets-numberformat='{"1":2,"2":"0.00","3":1}' data-sheets-value='{"1":3,"3":0.98}' style="border-bottom:1px solid #000000;overflow:hidden;padding:0px 3px 0px 3px;vertical-align:bottom;text-align:center;">0.98</td> <td data-sheets-numberformat='{"1":2,"2":"0","3":1}' data-sheets-value='{"1":3,"3":28.29}' style="border-bottom:1px solid #000000;overflow:hidden;padding:0px 3px 0px 3px;vertical-align:bottom;text-align:center;">28</td> <td data-sheets-numberformat='{"1":2,"2":"0","3":1}' data-sheets-value='{"1":3,"3":38.28}' style="border-bottom:1px solid #000000;overflow:hidden;padding:0px 3px 0px 3px;vertical-align:bottom;text-align:center;">38</td> <td data-sheets-value='{"1":3,"3":26}' style="border-right:1px solid #000000;border-bottom:1px solid #000000;overflow:hidden;padding:0px 3px 0px 3px;vertical-align:bottom;text-align:center;">26</td> </tr> <tr style="height:20px;"> <td data-sheets-value='{"1":2,"2":"Polycarbonate "}' style="border-left:1px solid #000000;overflow:hidden;padding:0px 3px 0px 3px;vertical-align:bottom;">Polycarbonate </td> <td data-sheets-value='{"1":2,"2":"EW"}' style="overflow:hidden;padding:0px 3px 0px 3px;vertical-align:bottom;">EW</td> <td data-sheets-value='{"1":2,"2":"Clear (A)"}' style="overflow:hidden;padding:0px 3px 0px 3px;vertical-align:bottom;">Clear (A)</td> <td data-sheets-numberformat='{"1":2,"2":"0.00","3":1}' data-sheets-value='{"1":3,"3":1.19}' style="overflow:hidden;padding:0px 3px 0px 3px;vertical-align:bottom;text-align:center;">1.19</td> <td data-sheets-numberformat='{"1":2,"2":"0","3":1}' data-sheets-value='{"1":3,"3":36.08}' style="overflow:hidden;padding:0px 3px 0px 3px;vertical-align:bottom;text-align:center;">36</td> <td data-sheets-numberformat='{"1":2,"2":"0","3":1}' data-sheets-value='{"1":3,"3":54.78}' style="overflow:hidden;padding:0px 3px 0px 3px;vertical-align:bottom;text-align:center;">55</td> <td data-sheets-value='{"1":3,"3":24}' style="border-right:1px solid #000000;overflow:hidden;padding:0px 3px 0px 3px;vertical-align:bottom;text-align:center;">24</td> </tr> <tr style="height:20px;"> <td data-sheets-value='{"1":2,"2":"PC"}' style="border-left:1px solid #000000;overflow:hidden;padding:0px 3px 0px 3px;vertical-align:bottom;">PC</td> <td style="overflow:hidden;padding:0px 3px 0px 3px;vertical-align:bottom;"></td> <td data-sheets-value='{"1":2,"2":"Opal (D)"}' style="overflow:hidden;padding:0px 3px 0px 3px;vertical-align:bottom;">Opal (D)</td> <td data-sheets-numberformat='{"1":2,"2":"0.00","3":1}' data-sheets-value='{"1":3,"3":1.19}' style="overflow:hidden;padding:0px 3px 0px 3px;vertical-align:bottom;text-align:center;">1.19</td> <td data-sheets-numberformat='{"1":2,"2":"0","3":1}' data-sheets-value='{"1":3,"3":23.779999999999998}' style="overflow:hidden;padding:0px 3px 0px 3px;vertical-align:bottom;text-align:center;">24</td> <td data-sheets-numberformat='{"1":2,"2":"0","3":1}' data-sheets-value='{"1":3,"3":39.6}' style="overflow:hidden;padding:0px 3px 0px 3px;vertical-align:bottom;text-align:center;">40</td> <td data-sheets-value='{"1":3,"3":24}' style="border-right:1px solid #000000;overflow:hidden;padding:0px 3px 0px 3px;vertical-align:bottom;text-align:center;">24</td> </tr> <tr style="height:20px;"> <td style="border-left:1px solid #000000;overflow:hidden;padding:0px 3px 0px 3px;vertical-align:bottom;"></td> <td data-sheets-value='{"1":2,"2":"DW"}' style="overflow:hidden;padding:0px 3px 0px 3px;vertical-align:bottom;">DW</td> <td data-sheets-value='{"1":2,"2":"Clear (A/H)"}' style="overflow:hidden;padding:0px 3px 0px 3px;vertical-align:bottom;">Clear (A/H)</td> <td data-sheets-numberformat='{"1":2,"2":"0.00","3":1}' data-sheets-value='{"1":3,"3":0.98}' style="overflow:hidden;padding:0px 3px 0px 3px;vertical-align:bottom;text-align:center;">0.98</td> <td data-sheets-numberformat='{"1":2,"2":"0","3":1}' data-sheets-value='{"1":3,"3":32.39}' style="overflow:hidden;padding:0px 3px 0px 3px;vertical-align:bottom;text-align:center;">32</td> <td data-sheets-numberformat='{"1":2,"2":"0","3":1}' data-sheets-value='{"1":3,"3":47.52}' style="overflow:hidden;padding:0px 3px 0px 3px;vertical-align:bottom;text-align:center;">48</td> <td data-sheets-value='{"1":3,"3":26}' style="border-right:1px solid #000000;overflow:hidden;padding:0px 3px 0px 3px;vertical-align:bottom;text-align:center;">26</td> </tr> <tr style="height:20px;"> <td style="border-left:1px solid #000000;overflow:hidden;padding:0px 3px 0px 3px;vertical-align:bottom;"></td> <td style="overflow:hidden;padding:0px 3px 0px 3px;vertical-align:bottom;"></td> <td data-sheets-value='{"1":2,"2":"Clear (A/A)"}' style="overflow:hidden;padding:0px 3px 0px 3px;vertical-align:bottom;">Clear (A/A)</td> <td data-sheets-numberformat='{"1":2,"2":"0.00","3":1}' data-sheets-value='{"1":3,"3":0.98}' style="overflow:hidden;padding:0px 3px 0px 3px;vertical-align:bottom;text-align:center;">0.98</td> <td data-sheets-numberformat='{"1":2,"2":"0","3":1}' data-sheets-value='{"1":3,"3":31.569999999999997}' style="overflow:hidden;padding:0px 3px 0px 3px;vertical-align:bottom;text-align:center;">32</td> <td data-sheets-numberformat='{"1":2,"2":"0","3":1}' data-sheets-value='{"1":3,"3":45.54}' style="overflow:hidden;padding:0px 3px 0px 3px;vertical-align:bottom;text-align:center;">46</td> <td data-sheets-value='{"1":3,"3":26}' style="border-right:1px solid #000000;overflow:hidden;padding:0px 3px 0px 3px;vertical-align:bottom;text-align:center;">26</td> </tr> <tr style="height:20px;"> <td style="border-left:1px solid #000000;overflow:hidden;padding:0px 3px 0px 3px;vertical-align:bottom;"></td> <td style="overflow:hidden;padding:0px 3px 0px 3px;vertical-align:bottom;"></td> <td data-sheets-value='{"1":2,"2":"Opal (A/O)"}' style="overflow:hidden;padding:0px 3px 0px 3px;vertical-align:bottom;">Opal (A/O)</td> <td data-sheets-numberformat='{"1":2,"2":"0.00","3":1}' data-sheets-value='{"1":3,"3":0.98}' style="overflow:hidden;padding:0px 3px 0px 3px;vertical-align:bottom;text-align:center;">0.98</td> <td data-sheets-numberformat='{"1":2,"2":"0","3":1}' data-sheets-value='{"1":3,"3":29.93}' style="overflow:hidden;padding:0px 3px 0px 3px;vertical-align:bottom;text-align:center;">30</td> <td data-sheets-numberformat='{"1":2,"2":"0","3":1}' data-sheets-value='{"1":3,"3":41.580000000000005}' style="overflow:hidden;padding:0px 3px 0px 3px;vertical-align:bottom;text-align:center;">42</td> <td data-sheets-value='{"1":3,"3":26}' style="border-right:1px solid #000000;overflow:hidden;padding:0px 3px 0px 3px;vertical-align:bottom;text-align:center;">26</td> </tr> <tr style="height:20px;"> <td style="border-bottom:1px solid #000000;border-left:1px solid #000000;overflow:hidden;padding:0px 3px 0px 3px;vertical-align:bottom;"></td> <td style="border-bottom:1px solid #000000;overflow:hidden;padding:0px 3px 0px 3px;vertical-align:bottom;"></td> <td data-sheets-value='{"1":2,"2":"Opal (A/D)"}' style="border-bottom:1px solid #000000;overflow:hidden;padding:0px 3px 0px 3px;vertical-align:bottom;">Opal (A/D)</td> <td data-sheets-numberformat='{"1":2,"2":"0.00","3":1}' data-sheets-value='{"1":3,"3":0.98}' style="border-bottom:1px solid #000000;overflow:hidden;padding:0px 3px 0px 3px;vertical-align:bottom;text-align:center;">0.98</td> <td data-sheets-numberformat='{"1":2,"2":"0","3":1}' data-sheets-value='{"1":3,"3":20.91}' style="border-bottom:1px solid #000000;overflow:hidden;padding:0px 3px 0px 3px;vertical-align:bottom;text-align:center;">21</td> <td data-sheets-numberformat='{"1":2,"2":"0","3":1}' data-sheets-value='{"1":3,"3":33}' style="border-bottom:1px solid #000000;overflow:hidden;padding:0px 3px 0px 3px;vertical-align:bottom;text-align:center;">33</td> <td data-sheets-value='{"1":3,"3":26}' style="border-right:1px solid #000000;border-bottom:1px solid #000000;overflow:hidden;padding:0px 3px 0px 3px;vertical-align:bottom;text-align:center;">26</td> </tr> <tr style="height:20px;"> <td data-sheets-value='{"1":2,"2":"Polycarbonate"}' style="border-left:1px solid #000000;overflow:hidden;padding:0px 3px 0px 3px;vertical-align:bottom;">Polycarbonate</td> <td data-sheets-value='{"1":2,"2":"EW"}' style="overflow:hidden;padding:0px 3px 0px 3px;vertical-align:bottom;">EW</td> <td data-sheets-value='{"1":2,"2":"Heatstop Opal (T)"}' style="overflow:hidden;padding:0px 3px 0px 3px;vertical-align:bottom;">Heatstop Opal (T)</td> <td data-sheets-numberformat='{"1":2,"2":"0.00","3":1}' data-sheets-value='{"1":3,"3":1.19}' style="overflow:hidden;padding:0px 3px 0px 3px;vertical-align:bottom;text-align:center;">1.19</td> <td data-sheets-numberformat='{"1":2,"2":"0","3":1}' data-sheets-value='{"1":3,"3":20.09}' style="overflow:hidden;padding:0px 3px 0px 3px;vertical-align:bottom;text-align:center;">20</td> <td data-sheets-numberformat='{"1":2,"2":"0","3":1}' data-sheets-value='{"1":3,"3":38.940000000000005}' style="overflow:hidden;padding:0px 3px 0px 3px;vertical-align:bottom;text-align:center;">39</td> <td data-sheets-value='{"1":3,"3":24}' style="border-right:1px solid #000000;overflow:hidden;padding:0px 3px 0px 3px;vertical-align:bottom;text-align:center;">24</td> </tr> <tr style="height:20px;"> <td data-sheets-value='{"1":2,"2":"Heatstop PC"}' style="border-left:1px solid #000000;overflow:hidden;padding:0px 3px 0px 3px;vertical-align:bottom;">Heatstop PC</td> <td data-sheets-value='{"1":2,"2":"DW"}' style="overflow:hidden;padding:0px 3px 0px 3px;vertical-align:bottom;">DW</td> <td data-sheets-value='{"1":2,"2":"Clear (T/H)"}' style="overflow:hidden;padding:0px 3px 0px 3px;vertical-align:bottom;">Clear (T/H)</td> <td data-sheets-numberformat='{"1":2,"2":"0.00","3":1}' data-sheets-value='{"1":3,"3":0.98}' style="overflow:hidden;padding:0px 3px 0px 3px;vertical-align:bottom;text-align:center;">0.98</td> <td data-sheets-numberformat='{"1":2,"2":"0","3":1}' data-sheets-value='{"1":3,"3":18.04}' style="overflow:hidden;padding:0px 3px 0px 3px;vertical-align:bottom;text-align:center;">18</td> <td data-sheets-numberformat='{"1":2,"2":"0","3":1}' data-sheets-value='{"1":3,"3":33.660000000000004}' style="overflow:hidden;padding:0px 3px 0px 3px;vertical-align:bottom;text-align:center;">34</td> <td data-sheets-value='{"1":3,"3":26}' style="border-right:1px solid #000000;overflow:hidden;padding:0px 3px 0px 3px;vertical-align:bottom;text-align:center;">26</td> </tr> <tr style="height:20px;"> <td style="border-bottom:1px solid #000000;border-left:1px solid #000000;overflow:hidden;padding:0px 3px 0px 3px;vertical-align:bottom;"></td> <td style="border-bottom:1px solid #000000;overflow:hidden;padding:0px 3px 0px 3px;vertical-align:bottom;"></td> <td data-sheets-value='{"1":2,"2":"Opal (T/O)"}' style="border-bottom:1px solid #000000;overflow:hidden;padding:0px 3px 0px 3px;vertical-align:bottom;">Opal (T/O)</td> <td data-sheets-numberformat='{"1":2,"2":"0.00","3":1}' data-sheets-value='{"1":3,"3":0.98}' style="border-bottom:1px solid #000000;overflow:hidden;padding:0px 3px 0px 3px;vertical-align:bottom;text-align:center;">0.98</td> <td data-sheets-numberformat='{"1":2,"2":"0","3":1}' data-sheets-value='{"1":3,"3":16.81}' style="border-bottom:1px solid #000000;overflow:hidden;padding:0px 3px 0px 3px;vertical-align:bottom;text-align:center;">17</td> <td data-sheets-numberformat='{"1":2,"2":"0","3":1}' data-sheets-value='{"1":3,"3":29.700000000000003}' style="border-bottom:1px solid #000000;overflow:hidden;padding:0px 3px 0px 3px;vertical-align:bottom;text-align:center;">30</td> <td data-sheets-value='{"1":3,"3":26}' style="border-right:1px solid #000000;border-bottom:1px solid #000000;overflow:hidden;padding:0px 3px 0px 3px;vertical-align:bottom;text-align:center;">26</td> </tr> </tbody></table> | skylux-160-ce-met-koepel-en-pvc-opstand-30-20-met-lm-motor-en-pvc-raam-type-ep25-1600-x-2200-mm | 8586034970957 | 46872365171021
Smoke and heat exhaust (SHEV) | SHE system | Skylux | Skylux 160° CE with skylight and PVC curb 30/20 with double LM-actuator and PVC frame type EP25 1600 x 2300 mm |  | 50451 | 5412970504511 | 9359.35 | Yes | 30-45 | 168.21 | 1600 x 2300 mm | 2300 | 1600 |  | PVC 30/20 (30 cm high & roof opening = 20 cm larger than daylight size) | Rectangular | 1.19 W/m²K - 0.98 W/m²K | 57% - 30% | 37% - 17% | 24dB - 26dB | 160° CE (for industry) | PVC frame EP25 | without spoiler | E | Double actuator | Maximum double-walled skylight possible for this product | Ut-value LT-value g-value Rw-value EN 1873 : 2014 EN ISO 13468 EN 16153 EN 410 EN 410 EN ISO 140-3 Material Walls Shells (W/m²K) (%) (%) (dB) Acrylic EW Clear (H) 1.19 37 57 24 PMMA Opal (O) 1.19 34 50 24 DW Clear (H/H) 0.98 33 50 26 Opal (O/O) 0.98 28 38 26 Polycarbonate EW Clear (A) 1.19 36 55 24 PC Opal (D) 1.19 24 40 24 DW Clear (A/H) 0.98 32 48 26 Clear (A/A) 0.98 32 46 26 Opal (A/O) 0.98 30 42 26 Opal (A/D) 0.98 21 33 26 Polycarbonate EW Heatstop Opal (T) 1.19 20 39 24 Heatstop PC DW Clear (T/H) 0.98 18 34 26 Opal (T/O) 0.98 17 30 26 | https://skylux.eu/en/products/skylux-160-ce-met-koepel-en-pvc-opstand-30-20-met-lm-motor-en-pvc-raam-type-ep25-1600-x-2300-mm | https://skylux.eu/cdn/shop/files/Skylux-160deg-CE-met-koepel-en-pvc-opstand-3020-met-dubbele-LM-motor-en-pvc-raam-type-EP25-1600-x-2300-mm-RWA-systeem.jpg?v=1702980894&width=1600 | https://skylux.eu/cdn/shop/files/e5a82811-1bb0-48e4-a776-cacb59c7c092_4e5b3390-e2e0-40e8-8eee-f74ad39eb506.jpg?v=1688551237&width=1600 | //skylux.eu/cdn/shop/files/E_MH_Mounting_instructions_Skylux_160_CE_LM.pdf?v=12406716259046007223 | //skylux.eu/cdn/shop/files/E_TD_Technical_File_Skylux_Skylux_160_CE_Electric.pdf?v=3667116872303399239 | <style type="text/css" id="isPasted"><!--td {border: 1px solid #cccccc;}br {mso-data-placement:same-cell;}--></style><table border="1" cellpadding="0" cellspacing="0" dir="ltr" style="table-layout:fixed;font-size:10pt;font-family:Arial;border-collapse:collapse;border:none;"><tbody> <tr style="height:20px;"> <td style="overflow:hidden;padding:0px 3px 0px 3px;vertical-align:bottom;"></td> <td style="overflow:hidden;padding:0px 3px 0px 3px;vertical-align:bottom;"></td> <td style="overflow:hidden;padding:0px 3px 0px 3px;vertical-align:bottom;"></td> <td data-sheets-value='{"1":2,"2":"Ut-value"}' style="overflow:hidden;padding:0px 3px 0px 3px;vertical-align:bottom;font-weight:bold;text-align:center;">Ut-value</td> <td data-sheets-value='{"1":2,"2":"LT-value"}' style="overflow:hidden;padding:0px 3px 0px 3px;vertical-align:bottom;font-weight:bold;text-align:center;">LT-value</td> <td data-sheets-value='{"1":2,"2":"g-value"}' style="overflow:hidden;padding:0px 3px 0px 3px;vertical-align:bottom;font-weight:bold;text-align:center;">g-value</td> <td data-sheets-value='{"1":2,"2":"Rw-value "}' style="overflow:hidden;padding:0px 3px 0px 3px;vertical-align:bottom;font-weight:bold;text-align:center;">Rw-value </td> </tr> <tr style="height:20px;"> <td style="overflow:hidden;padding:0px 3px 0px 3px;vertical-align:bottom;"></td> <td style="overflow:hidden;padding:0px 3px 0px 3px;vertical-align:bottom;"></td> <td style="overflow:hidden;padding:0px 3px 0px 3px;vertical-align:bottom;"></td> <td data-sheets-numberformat='{"1":2,"2":"0.00","3":1}' data-sheets-value='{"1":2,"2":"EN 1873 : 2014"}' style="overflow:hidden;padding:0px 3px 0px 3px;vertical-align:bottom;text-align:center;">EN 1873 : 2014</td> <td data-sheets-numberformat='{"1":2,"2":"0","3":1}' data-sheets-value='{"1":2,"2":"EN ISO 13468 EN 16153 EN 410"}' style="overflow:hidden;padding:0px 3px 0px 3px;vertical-align:bottom;text-align:center;">EN ISO 13468 EN 16153 EN 410</td> <td data-sheets-numberformat='{"1":2,"2":"0","3":1}' data-sheets-value='{"1":2,"2":"EN 410"}' style="overflow:hidden;padding:0px 3px 0px 3px;vertical-align:bottom;text-align:center;">EN 410</td> <td data-sheets-value='{"1":2,"2":"EN ISO 140-3\t\t"}' style="overflow:hidden;padding:0px 3px 0px 3px;vertical-align:bottom;text-align:center;">EN ISO 140-3 </td> </tr> <tr style="height:20px;"> <td data-sheets-value='{"1":2,"2":"Material"}' style="border-bottom:1px solid #000000;overflow:hidden;padding:0px 3px 0px 3px;vertical-align:bottom;background-color:#000000;font-weight:bold;color:#ffffff;">Material</td> <td data-sheets-value='{"1":2,"2":"Walls"}' style="border-bottom:1px solid #000000;overflow:hidden;padding:0px 3px 0px 3px;vertical-align:bottom;background-color:#000000;font-weight:bold;color:#ffffff;">Walls</td> <td data-sheets-value='{"1":2,"2":"Shells"}' style="border-bottom:1px solid #000000;overflow:hidden;padding:0px 3px 0px 3px;vertical-align:bottom;background-color:#000000;font-weight:bold;color:#ffffff;">Shells</td> <td data-sheets-numberformat='{"1":2,"2":"0.00","3":1}' data-sheets-value='{"1":2,"2":"(W/m²K)\t"}' style="border-bottom:1px solid #000000;overflow:hidden;padding:0px 3px 0px 3px;vertical-align:bottom;background-color:#000000;font-weight:bold;color:#ffffff;text-align:center;">(W/m²K) </td> <td data-sheets-numberformat='{"1":2,"2":"0","3":1}' data-sheets-value='{"1":2,"2":"(%)"}' style="border-bottom:1px solid #000000;overflow:hidden;padding:0px 3px 0px 3px;vertical-align:bottom;background-color:#000000;font-weight:bold;color:#ffffff;text-align:center;">(%)</td> <td data-sheets-numberformat='{"1":2,"2":"0","3":1}' data-sheets-value='{"1":2,"2":"(%)"}' style="border-bottom:1px solid #000000;overflow:hidden;padding:0px 3px 0px 3px;vertical-align:bottom;background-color:#000000;font-weight:bold;color:#ffffff;text-align:center;">(%)</td> <td data-sheets-value='{"1":2,"2":"(dB)"}' style="border-bottom:1px solid #000000;overflow:hidden;padding:0px 3px 0px 3px;vertical-align:bottom;background-color:#000000;font-weight:bold;color:#ffffff;text-align:center;">(dB)</td> </tr> <tr style="height:20px;"> <td data-sheets-value='{"1":2,"2":"Acrylic"}' style="border-left:1px solid #000000;overflow:hidden;padding:0px 3px 0px 3px;vertical-align:bottom;">Acrylic</td> <td data-sheets-value='{"1":2,"2":"EW"}' style="overflow:hidden;padding:0px 3px 0px 3px;vertical-align:bottom;">EW</td> <td data-sheets-value='{"1":2,"2":"Clear (H)"}' style="overflow:hidden;padding:0px 3px 0px 3px;vertical-align:bottom;">Clear (H)</td> <td data-sheets-numberformat='{"1":2,"2":"0.00","3":1}' data-sheets-value='{"1":3,"3":1.19}' style="overflow:hidden;padding:0px 3px 0px 3px;vertical-align:bottom;text-align:center;">1.19</td> <td data-sheets-numberformat='{"1":2,"2":"0","3":1}' data-sheets-value='{"1":3,"3":36.9}' style="overflow:hidden;padding:0px 3px 0px 3px;vertical-align:bottom;text-align:center;">37</td> <td data-sheets-numberformat='{"1":2,"2":"0","3":1}' data-sheets-value='{"1":3,"3":57.42}' style="overflow:hidden;padding:0px 3px 0px 3px;vertical-align:bottom;text-align:center;">57</td> <td data-sheets-value='{"1":3,"3":24}' style="border-right:1px solid #000000;overflow:hidden;padding:0px 3px 0px 3px;vertical-align:bottom;text-align:center;">24</td> </tr> <tr style="height:20px;"> <td data-sheets-value='{"1":2,"2":"PMMA"}' style="border-left:1px solid #000000;overflow:hidden;padding:0px 3px 0px 3px;vertical-align:bottom;">PMMA</td> <td style="overflow:hidden;padding:0px 3px 0px 3px;vertical-align:bottom;"></td> <td data-sheets-value='{"1":2,"2":"Opal (O)"}' style="overflow:hidden;padding:0px 3px 0px 3px;vertical-align:bottom;">Opal (O)</td> <td data-sheets-numberformat='{"1":2,"2":"0.00","3":1}' data-sheets-value='{"1":3,"3":1.19}' style="overflow:hidden;padding:0px 3px 0px 3px;vertical-align:bottom;text-align:center;">1.19</td> <td data-sheets-numberformat='{"1":2,"2":"0","3":1}' data-sheets-value='{"1":3,"3":34.03}' style="overflow:hidden;padding:0px 3px 0px 3px;vertical-align:bottom;text-align:center;">34</td> <td data-sheets-numberformat='{"1":2,"2":"0","3":1}' data-sheets-value='{"1":3,"3":50.160000000000004}' style="overflow:hidden;padding:0px 3px 0px 3px;vertical-align:bottom;text-align:center;">50</td> <td data-sheets-value='{"1":3,"3":24}' style="border-right:1px solid #000000;overflow:hidden;padding:0px 3px 0px 3px;vertical-align:bottom;text-align:center;">24</td> </tr> <tr style="height:20px;"> <td style="border-left:1px solid #000000;overflow:hidden;padding:0px 3px 0px 3px;vertical-align:bottom;"></td> <td data-sheets-value='{"1":2,"2":"DW"}' style="overflow:hidden;padding:0px 3px 0px 3px;vertical-align:bottom;">DW</td> <td data-sheets-value='{"1":2,"2":"Clear (H/H)"}' style="overflow:hidden;padding:0px 3px 0px 3px;vertical-align:bottom;">Clear (H/H)</td> <td data-sheets-numberformat='{"1":2,"2":"0.00","3":1}' data-sheets-value='{"1":3,"3":0.98}' style="overflow:hidden;padding:0px 3px 0px 3px;vertical-align:bottom;text-align:center;">0.98</td> <td data-sheets-numberformat='{"1":2,"2":"0","3":1}' data-sheets-value='{"1":3,"3":33.21}' style="overflow:hidden;padding:0px 3px 0px 3px;vertical-align:bottom;text-align:center;">33</td> <td data-sheets-numberformat='{"1":2,"2":"0","3":1}' data-sheets-value='{"1":3,"3":49.5}' style="overflow:hidden;padding:0px 3px 0px 3px;vertical-align:bottom;text-align:center;">50</td> <td data-sheets-value='{"1":3,"3":26}' style="border-right:1px solid #000000;overflow:hidden;padding:0px 3px 0px 3px;vertical-align:bottom;text-align:center;">26</td> </tr> <tr style="height:20px;"> <td style="border-bottom:1px solid #000000;border-left:1px solid #000000;overflow:hidden;padding:0px 3px 0px 3px;vertical-align:bottom;"></td> <td style="border-bottom:1px solid #000000;overflow:hidden;padding:0px 3px 0px 3px;vertical-align:bottom;"></td> <td data-sheets-value='{"1":2,"2":"Opal (O/O)"}' style="border-bottom:1px solid #000000;overflow:hidden;padding:0px 3px 0px 3px;vertical-align:bottom;">Opal (O/O)</td> <td data-sheets-numberformat='{"1":2,"2":"0.00","3":1}' data-sheets-value='{"1":3,"3":0.98}' style="border-bottom:1px solid #000000;overflow:hidden;padding:0px 3px 0px 3px;vertical-align:bottom;text-align:center;">0.98</td> <td data-sheets-numberformat='{"1":2,"2":"0","3":1}' data-sheets-value='{"1":3,"3":28.29}' style="border-bottom:1px solid #000000;overflow:hidden;padding:0px 3px 0px 3px;vertical-align:bottom;text-align:center;">28</td> <td data-sheets-numberformat='{"1":2,"2":"0","3":1}' data-sheets-value='{"1":3,"3":38.28}' style="border-bottom:1px solid #000000;overflow:hidden;padding:0px 3px 0px 3px;vertical-align:bottom;text-align:center;">38</td> <td data-sheets-value='{"1":3,"3":26}' style="border-right:1px solid #000000;border-bottom:1px solid #000000;overflow:hidden;padding:0px 3px 0px 3px;vertical-align:bottom;text-align:center;">26</td> </tr> <tr style="height:20px;"> <td data-sheets-value='{"1":2,"2":"Polycarbonate "}' style="border-left:1px solid #000000;overflow:hidden;padding:0px 3px 0px 3px;vertical-align:bottom;">Polycarbonate </td> <td data-sheets-value='{"1":2,"2":"EW"}' style="overflow:hidden;padding:0px 3px 0px 3px;vertical-align:bottom;">EW</td> <td data-sheets-value='{"1":2,"2":"Clear (A)"}' style="overflow:hidden;padding:0px 3px 0px 3px;vertical-align:bottom;">Clear (A)</td> <td data-sheets-numberformat='{"1":2,"2":"0.00","3":1}' data-sheets-value='{"1":3,"3":1.19}' style="overflow:hidden;padding:0px 3px 0px 3px;vertical-align:bottom;text-align:center;">1.19</td> <td data-sheets-numberformat='{"1":2,"2":"0","3":1}' data-sheets-value='{"1":3,"3":36.08}' style="overflow:hidden;padding:0px 3px 0px 3px;vertical-align:bottom;text-align:center;">36</td> <td data-sheets-numberformat='{"1":2,"2":"0","3":1}' data-sheets-value='{"1":3,"3":54.78}' style="overflow:hidden;padding:0px 3px 0px 3px;vertical-align:bottom;text-align:center;">55</td> <td data-sheets-value='{"1":3,"3":24}' style="border-right:1px solid #000000;overflow:hidden;padding:0px 3px 0px 3px;vertical-align:bottom;text-align:center;">24</td> </tr> <tr style="height:20px;"> <td data-sheets-value='{"1":2,"2":"PC"}' style="border-left:1px solid #000000;overflow:hidden;padding:0px 3px 0px 3px;vertical-align:bottom;">PC</td> <td style="overflow:hidden;padding:0px 3px 0px 3px;vertical-align:bottom;"></td> <td data-sheets-value='{"1":2,"2":"Opal (D)"}' style="overflow:hidden;padding:0px 3px 0px 3px;vertical-align:bottom;">Opal (D)</td> <td data-sheets-numberformat='{"1":2,"2":"0.00","3":1}' data-sheets-value='{"1":3,"3":1.19}' style="overflow:hidden;padding:0px 3px 0px 3px;vertical-align:bottom;text-align:center;">1.19</td> <td data-sheets-numberformat='{"1":2,"2":"0","3":1}' data-sheets-value='{"1":3,"3":23.779999999999998}' style="overflow:hidden;padding:0px 3px 0px 3px;vertical-align:bottom;text-align:center;">24</td> <td data-sheets-numberformat='{"1":2,"2":"0","3":1}' data-sheets-value='{"1":3,"3":39.6}' style="overflow:hidden;padding:0px 3px 0px 3px;vertical-align:bottom;text-align:center;">40</td> <td data-sheets-value='{"1":3,"3":24}' style="border-right:1px solid #000000;overflow:hidden;padding:0px 3px 0px 3px;vertical-align:bottom;text-align:center;">24</td> </tr> <tr style="height:20px;"> <td style="border-left:1px solid #000000;overflow:hidden;padding:0px 3px 0px 3px;vertical-align:bottom;"></td> <td data-sheets-value='{"1":2,"2":"DW"}' style="overflow:hidden;padding:0px 3px 0px 3px;vertical-align:bottom;">DW</td> <td data-sheets-value='{"1":2,"2":"Clear (A/H)"}' style="overflow:hidden;padding:0px 3px 0px 3px;vertical-align:bottom;">Clear (A/H)</td> <td data-sheets-numberformat='{"1":2,"2":"0.00","3":1}' data-sheets-value='{"1":3,"3":0.98}' style="overflow:hidden;padding:0px 3px 0px 3px;vertical-align:bottom;text-align:center;">0.98</td> <td data-sheets-numberformat='{"1":2,"2":"0","3":1}' data-sheets-value='{"1":3,"3":32.39}' style="overflow:hidden;padding:0px 3px 0px 3px;vertical-align:bottom;text-align:center;">32</td> <td data-sheets-numberformat='{"1":2,"2":"0","3":1}' data-sheets-value='{"1":3,"3":47.52}' style="overflow:hidden;padding:0px 3px 0px 3px;vertical-align:bottom;text-align:center;">48</td> <td data-sheets-value='{"1":3,"3":26}' style="border-right:1px solid #000000;overflow:hidden;padding:0px 3px 0px 3px;vertical-align:bottom;text-align:center;">26</td> </tr> <tr style="height:20px;"> <td style="border-left:1px solid #000000;overflow:hidden;padding:0px 3px 0px 3px;vertical-align:bottom;"></td> <td style="overflow:hidden;padding:0px 3px 0px 3px;vertical-align:bottom;"></td> <td data-sheets-value='{"1":2,"2":"Clear (A/A)"}' style="overflow:hidden;padding:0px 3px 0px 3px;vertical-align:bottom;">Clear (A/A)</td> <td data-sheets-numberformat='{"1":2,"2":"0.00","3":1}' data-sheets-value='{"1":3,"3":0.98}' style="overflow:hidden;padding:0px 3px 0px 3px;vertical-align:bottom;text-align:center;">0.98</td> <td data-sheets-numberformat='{"1":2,"2":"0","3":1}' data-sheets-value='{"1":3,"3":31.569999999999997}' style="overflow:hidden;padding:0px 3px 0px 3px;vertical-align:bottom;text-align:center;">32</td> <td data-sheets-numberformat='{"1":2,"2":"0","3":1}' data-sheets-value='{"1":3,"3":45.54}' style="overflow:hidden;padding:0px 3px 0px 3px;vertical-align:bottom;text-align:center;">46</td> <td data-sheets-value='{"1":3,"3":26}' style="border-right:1px solid #000000;overflow:hidden;padding:0px 3px 0px 3px;vertical-align:bottom;text-align:center;">26</td> </tr> <tr style="height:20px;"> <td style="border-left:1px solid #000000;overflow:hidden;padding:0px 3px 0px 3px;vertical-align:bottom;"></td> <td style="overflow:hidden;padding:0px 3px 0px 3px;vertical-align:bottom;"></td> <td data-sheets-value='{"1":2,"2":"Opal (A/O)"}' style="overflow:hidden;padding:0px 3px 0px 3px;vertical-align:bottom;">Opal (A/O)</td> <td data-sheets-numberformat='{"1":2,"2":"0.00","3":1}' data-sheets-value='{"1":3,"3":0.98}' style="overflow:hidden;padding:0px 3px 0px 3px;vertical-align:bottom;text-align:center;">0.98</td> <td data-sheets-numberformat='{"1":2,"2":"0","3":1}' data-sheets-value='{"1":3,"3":29.93}' style="overflow:hidden;padding:0px 3px 0px 3px;vertical-align:bottom;text-align:center;">30</td> <td data-sheets-numberformat='{"1":2,"2":"0","3":1}' data-sheets-value='{"1":3,"3":41.580000000000005}' style="overflow:hidden;padding:0px 3px 0px 3px;vertical-align:bottom;text-align:center;">42</td> <td data-sheets-value='{"1":3,"3":26}' style="border-right:1px solid #000000;overflow:hidden;padding:0px 3px 0px 3px;vertical-align:bottom;text-align:center;">26</td> </tr> <tr style="height:20px;"> <td style="border-bottom:1px solid #000000;border-left:1px solid #000000;overflow:hidden;padding:0px 3px 0px 3px;vertical-align:bottom;"></td> <td style="border-bottom:1px solid #000000;overflow:hidden;padding:0px 3px 0px 3px;vertical-align:bottom;"></td> <td data-sheets-value='{"1":2,"2":"Opal (A/D)"}' style="border-bottom:1px solid #000000;overflow:hidden;padding:0px 3px 0px 3px;vertical-align:bottom;">Opal (A/D)</td> <td data-sheets-numberformat='{"1":2,"2":"0.00","3":1}' data-sheets-value='{"1":3,"3":0.98}' style="border-bottom:1px solid #000000;overflow:hidden;padding:0px 3px 0px 3px;vertical-align:bottom;text-align:center;">0.98</td> <td data-sheets-numberformat='{"1":2,"2":"0","3":1}' data-sheets-value='{"1":3,"3":20.91}' style="border-bottom:1px solid #000000;overflow:hidden;padding:0px 3px 0px 3px;vertical-align:bottom;text-align:center;">21</td> <td data-sheets-numberformat='{"1":2,"2":"0","3":1}' data-sheets-value='{"1":3,"3":33}' style="border-bottom:1px solid #000000;overflow:hidden;padding:0px 3px 0px 3px;vertical-align:bottom;text-align:center;">33</td> <td data-sheets-value='{"1":3,"3":26}' style="border-right:1px solid #000000;border-bottom:1px solid #000000;overflow:hidden;padding:0px 3px 0px 3px;vertical-align:bottom;text-align:center;">26</td> </tr> <tr style="height:20px;"> <td data-sheets-value='{"1":2,"2":"Polycarbonate"}' style="border-left:1px solid #000000;overflow:hidden;padding:0px 3px 0px 3px;vertical-align:bottom;">Polycarbonate</td> <td data-sheets-value='{"1":2,"2":"EW"}' style="overflow:hidden;padding:0px 3px 0px 3px;vertical-align:bottom;">EW</td> <td data-sheets-value='{"1":2,"2":"Heatstop Opal (T)"}' style="overflow:hidden;padding:0px 3px 0px 3px;vertical-align:bottom;">Heatstop Opal (T)</td> <td data-sheets-numberformat='{"1":2,"2":"0.00","3":1}' data-sheets-value='{"1":3,"3":1.19}' style="overflow:hidden;padding:0px 3px 0px 3px;vertical-align:bottom;text-align:center;">1.19</td> <td data-sheets-numberformat='{"1":2,"2":"0","3":1}' data-sheets-value='{"1":3,"3":20.09}' style="overflow:hidden;padding:0px 3px 0px 3px;vertical-align:bottom;text-align:center;">20</td> <td data-sheets-numberformat='{"1":2,"2":"0","3":1}' data-sheets-value='{"1":3,"3":38.940000000000005}' style="overflow:hidden;padding:0px 3px 0px 3px;vertical-align:bottom;text-align:center;">39</td> <td data-sheets-value='{"1":3,"3":24}' style="border-right:1px solid #000000;overflow:hidden;padding:0px 3px 0px 3px;vertical-align:bottom;text-align:center;">24</td> </tr> <tr style="height:20px;"> <td data-sheets-value='{"1":2,"2":"Heatstop PC"}' style="border-left:1px solid #000000;overflow:hidden;padding:0px 3px 0px 3px;vertical-align:bottom;">Heatstop PC</td> <td data-sheets-value='{"1":2,"2":"DW"}' style="overflow:hidden;padding:0px 3px 0px 3px;vertical-align:bottom;">DW</td> <td data-sheets-value='{"1":2,"2":"Clear (T/H)"}' style="overflow:hidden;padding:0px 3px 0px 3px;vertical-align:bottom;">Clear (T/H)</td> <td data-sheets-numberformat='{"1":2,"2":"0.00","3":1}' data-sheets-value='{"1":3,"3":0.98}' style="overflow:hidden;padding:0px 3px 0px 3px;vertical-align:bottom;text-align:center;">0.98</td> <td data-sheets-numberformat='{"1":2,"2":"0","3":1}' data-sheets-value='{"1":3,"3":18.04}' style="overflow:hidden;padding:0px 3px 0px 3px;vertical-align:bottom;text-align:center;">18</td> <td data-sheets-numberformat='{"1":2,"2":"0","3":1}' data-sheets-value='{"1":3,"3":33.660000000000004}' style="overflow:hidden;padding:0px 3px 0px 3px;vertical-align:bottom;text-align:center;">34</td> <td data-sheets-value='{"1":3,"3":26}' style="border-right:1px solid #000000;overflow:hidden;padding:0px 3px 0px 3px;vertical-align:bottom;text-align:center;">26</td> </tr> <tr style="height:20px;"> <td style="border-bottom:1px solid #000000;border-left:1px solid #000000;overflow:hidden;padding:0px 3px 0px 3px;vertical-align:bottom;"></td> <td style="border-bottom:1px solid #000000;overflow:hidden;padding:0px 3px 0px 3px;vertical-align:bottom;"></td> <td data-sheets-value='{"1":2,"2":"Opal (T/O)"}' style="border-bottom:1px solid #000000;overflow:hidden;padding:0px 3px 0px 3px;vertical-align:bottom;">Opal (T/O)</td> <td data-sheets-numberformat='{"1":2,"2":"0.00","3":1}' data-sheets-value='{"1":3,"3":0.98}' style="border-bottom:1px solid #000000;overflow:hidden;padding:0px 3px 0px 3px;vertical-align:bottom;text-align:center;">0.98</td> <td data-sheets-numberformat='{"1":2,"2":"0","3":1}' data-sheets-value='{"1":3,"3":16.81}' style="border-bottom:1px solid #000000;overflow:hidden;padding:0px 3px 0px 3px;vertical-align:bottom;text-align:center;">17</td> <td data-sheets-numberformat='{"1":2,"2":"0","3":1}' data-sheets-value='{"1":3,"3":29.700000000000003}' style="border-bottom:1px solid #000000;overflow:hidden;padding:0px 3px 0px 3px;vertical-align:bottom;text-align:center;">30</td> <td data-sheets-value='{"1":3,"3":26}' style="border-right:1px solid #000000;border-bottom:1px solid #000000;overflow:hidden;padding:0px 3px 0px 3px;vertical-align:bottom;text-align:center;">26</td> </tr> </tbody></table> | skylux-160-ce-met-koepel-en-pvc-opstand-30-20-met-lm-motor-en-pvc-raam-type-ep25-1600-x-2300-mm | 8586035003725 | 46872365236557
Smoke and heat exhaust (SHEV) | SHE system | Skylux | Skylux 160° CE with skylight and PVC curb 30/20 with double LM-actuator and PVC frame type EP25 1600 x 2500 mm |  | 50452 | 5412970504528 | 9787.7 | Yes | 30-45 | 176.55 | 1600 x 2500 mm | 2500 | 1600 |  | PVC 30/20 (30 cm high & roof opening = 20 cm larger than daylight size) | Rectangular | 1.19 W/m²K - 0.98 W/m²K | 57% - 30% | 37% - 17% | 24dB - 26dB | 160° CE (for industry) | PVC frame EP25 | without spoiler | E | Double actuator | Maximum double-walled skylight possible for this product | Ut-value LT-value g-value Rw-value EN 1873 : 2014 EN ISO 13468 EN 16153 EN 410 EN 410 EN ISO 140-3 Material Walls Shells (W/m²K) (%) (%) (dB) Acrylic EW Clear (H) 1.19 37 57 24 PMMA Opal (O) 1.19 34 50 24 DW Clear (H/H) 0.98 33 50 26 Opal (O/O) 0.98 28 38 26 Polycarbonate EW Clear (A) 1.19 36 55 24 PC Opal (D) 1.19 24 40 24 DW Clear (A/H) 0.98 32 48 26 Clear (A/A) 0.98 32 46 26 Opal (A/O) 0.98 30 42 26 Opal (A/D) 0.98 21 33 26 Polycarbonate EW Heatstop Opal (T) 1.19 20 39 24 Heatstop PC DW Clear (T/H) 0.98 18 34 26 Opal (T/O) 0.98 17 30 26 | https://skylux.eu/en/products/skylux-160-ce-met-koepel-en-pvc-opstand-30-20-met-lm-motor-en-pvc-raam-type-ep25-1600-x-2500-mm | https://skylux.eu/cdn/shop/files/Skylux-160deg-CE-met-koepel-en-pvc-opstand-3020-met-dubbele-LM-motor-en-pvc-raam-type-EP25-1600-x-2500-mm-RWA-systeem.jpg?v=1702980900&width=1600 | https://skylux.eu/cdn/shop/files/e5a82811-1bb0-48e4-a776-cacb59c7c092_a6c0e1ce-26d2-4004-b688-f8edbb7806af.jpg?v=1688551239&width=1600 | //skylux.eu/cdn/shop/files/E_MH_Mounting_instructions_Skylux_160_CE_LM.pdf?v=12406716259046007223 | //skylux.eu/cdn/shop/files/E_TD_Technical_File_Skylux_Skylux_160_CE_Electric.pdf?v=3667116872303399239 | <style type="text/css" id="isPasted"><!--td {border: 1px solid #cccccc;}br {mso-data-placement:same-cell;}--></style><table border="1" cellpadding="0" cellspacing="0" dir="ltr" style="table-layout:fixed;font-size:10pt;font-family:Arial;border-collapse:collapse;border:none;"><tbody> <tr style="height:20px;"> <td style="overflow:hidden;padding:0px 3px 0px 3px;vertical-align:bottom;"></td> <td style="overflow:hidden;padding:0px 3px 0px 3px;vertical-align:bottom;"></td> <td style="overflow:hidden;padding:0px 3px 0px 3px;vertical-align:bottom;"></td> <td data-sheets-value='{"1":2,"2":"Ut-value"}' style="overflow:hidden;padding:0px 3px 0px 3px;vertical-align:bottom;font-weight:bold;text-align:center;">Ut-value</td> <td data-sheets-value='{"1":2,"2":"LT-value"}' style="overflow:hidden;padding:0px 3px 0px 3px;vertical-align:bottom;font-weight:bold;text-align:center;">LT-value</td> <td data-sheets-value='{"1":2,"2":"g-value"}' style="overflow:hidden;padding:0px 3px 0px 3px;vertical-align:bottom;font-weight:bold;text-align:center;">g-value</td> <td data-sheets-value='{"1":2,"2":"Rw-value "}' style="overflow:hidden;padding:0px 3px 0px 3px;vertical-align:bottom;font-weight:bold;text-align:center;">Rw-value </td> </tr> <tr style="height:20px;"> <td style="overflow:hidden;padding:0px 3px 0px 3px;vertical-align:bottom;"></td> <td style="overflow:hidden;padding:0px 3px 0px 3px;vertical-align:bottom;"></td> <td style="overflow:hidden;padding:0px 3px 0px 3px;vertical-align:bottom;"></td> <td data-sheets-numberformat='{"1":2,"2":"0.00","3":1}' data-sheets-value='{"1":2,"2":"EN 1873 : 2014"}' style="overflow:hidden;padding:0px 3px 0px 3px;vertical-align:bottom;text-align:center;">EN 1873 : 2014</td> <td data-sheets-numberformat='{"1":2,"2":"0","3":1}' data-sheets-value='{"1":2,"2":"EN ISO 13468 EN 16153 EN 410"}' style="overflow:hidden;padding:0px 3px 0px 3px;vertical-align:bottom;text-align:center;">EN ISO 13468 EN 16153 EN 410</td> <td data-sheets-numberformat='{"1":2,"2":"0","3":1}' data-sheets-value='{"1":2,"2":"EN 410"}' style="overflow:hidden;padding:0px 3px 0px 3px;vertical-align:bottom;text-align:center;">EN 410</td> <td data-sheets-value='{"1":2,"2":"EN ISO 140-3\t\t"}' style="overflow:hidden;padding:0px 3px 0px 3px;vertical-align:bottom;text-align:center;">EN ISO 140-3 </td> </tr> <tr style="height:20px;"> <td data-sheets-value='{"1":2,"2":"Material"}' style="border-bottom:1px solid #000000;overflow:hidden;padding:0px 3px 0px 3px;vertical-align:bottom;background-color:#000000;font-weight:bold;color:#ffffff;">Material</td> <td data-sheets-value='{"1":2,"2":"Walls"}' style="border-bottom:1px solid #000000;overflow:hidden;padding:0px 3px 0px 3px;vertical-align:bottom;background-color:#000000;font-weight:bold;color:#ffffff;">Walls</td> <td data-sheets-value='{"1":2,"2":"Shells"}' style="border-bottom:1px solid #000000;overflow:hidden;padding:0px 3px 0px 3px;vertical-align:bottom;background-color:#000000;font-weight:bold;color:#ffffff;">Shells</td> <td data-sheets-numberformat='{"1":2,"2":"0.00","3":1}' data-sheets-value='{"1":2,"2":"(W/m²K)\t"}' style="border-bottom:1px solid #000000;overflow:hidden;padding:0px 3px 0px 3px;vertical-align:bottom;background-color:#000000;font-weight:bold;color:#ffffff;text-align:center;">(W/m²K) </td> <td data-sheets-numberformat='{"1":2,"2":"0","3":1}' data-sheets-value='{"1":2,"2":"(%)"}' style="border-bottom:1px solid #000000;overflow:hidden;padding:0px 3px 0px 3px;vertical-align:bottom;background-color:#000000;font-weight:bold;color:#ffffff;text-align:center;">(%)</td> <td data-sheets-numberformat='{"1":2,"2":"0","3":1}' data-sheets-value='{"1":2,"2":"(%)"}' style="border-bottom:1px solid #000000;overflow:hidden;padding:0px 3px 0px 3px;vertical-align:bottom;background-color:#000000;font-weight:bold;color:#ffffff;text-align:center;">(%)</td> <td data-sheets-value='{"1":2,"2":"(dB)"}' style="border-bottom:1px solid #000000;overflow:hidden;padding:0px 3px 0px 3px;vertical-align:bottom;background-color:#000000;font-weight:bold;color:#ffffff;text-align:center;">(dB)</td> </tr> <tr style="height:20px;"> <td data-sheets-value='{"1":2,"2":"Acrylic"}' style="border-left:1px solid #000000;overflow:hidden;padding:0px 3px 0px 3px;vertical-align:bottom;">Acrylic</td> <td data-sheets-value='{"1":2,"2":"EW"}' style="overflow:hidden;padding:0px 3px 0px 3px;vertical-align:bottom;">EW</td> <td data-sheets-value='{"1":2,"2":"Clear (H)"}' style="overflow:hidden;padding:0px 3px 0px 3px;vertical-align:bottom;">Clear (H)</td> <td data-sheets-numberformat='{"1":2,"2":"0.00","3":1}' data-sheets-value='{"1":3,"3":1.19}' style="overflow:hidden;padding:0px 3px 0px 3px;vertical-align:bottom;text-align:center;">1.19</td> <td data-sheets-numberformat='{"1":2,"2":"0","3":1}' data-sheets-value='{"1":3,"3":36.9}' style="overflow:hidden;padding:0px 3px 0px 3px;vertical-align:bottom;text-align:center;">37</td> <td data-sheets-numberformat='{"1":2,"2":"0","3":1}' data-sheets-value='{"1":3,"3":57.42}' style="overflow:hidden;padding:0px 3px 0px 3px;vertical-align:bottom;text-align:center;">57</td> <td data-sheets-value='{"1":3,"3":24}' style="border-right:1px solid #000000;overflow:hidden;padding:0px 3px 0px 3px;vertical-align:bottom;text-align:center;">24</td> </tr> <tr style="height:20px;"> <td data-sheets-value='{"1":2,"2":"PMMA"}' style="border-left:1px solid #000000;overflow:hidden;padding:0px 3px 0px 3px;vertical-align:bottom;">PMMA</td> <td style="overflow:hidden;padding:0px 3px 0px 3px;vertical-align:bottom;"></td> <td data-sheets-value='{"1":2,"2":"Opal (O)"}' style="overflow:hidden;padding:0px 3px 0px 3px;vertical-align:bottom;">Opal (O)</td> <td data-sheets-numberformat='{"1":2,"2":"0.00","3":1}' data-sheets-value='{"1":3,"3":1.19}' style="overflow:hidden;padding:0px 3px 0px 3px;vertical-align:bottom;text-align:center;">1.19</td> <td data-sheets-numberformat='{"1":2,"2":"0","3":1}' data-sheets-value='{"1":3,"3":34.03}' style="overflow:hidden;padding:0px 3px 0px 3px;vertical-align:bottom;text-align:center;">34</td> <td data-sheets-numberformat='{"1":2,"2":"0","3":1}' data-sheets-value='{"1":3,"3":50.160000000000004}' style="overflow:hidden;padding:0px 3px 0px 3px;vertical-align:bottom;text-align:center;">50</td> <td data-sheets-value='{"1":3,"3":24}' style="border-right:1px solid #000000;overflow:hidden;padding:0px 3px 0px 3px;vertical-align:bottom;text-align:center;">24</td> </tr> <tr style="height:20px;"> <td style="border-left:1px solid #000000;overflow:hidden;padding:0px 3px 0px 3px;vertical-align:bottom;"></td> <td data-sheets-value='{"1":2,"2":"DW"}' style="overflow:hidden;padding:0px 3px 0px 3px;vertical-align:bottom;">DW</td> <td data-sheets-value='{"1":2,"2":"Clear (H/H)"}' style="overflow:hidden;padding:0px 3px 0px 3px;vertical-align:bottom;">Clear (H/H)</td> <td data-sheets-numberformat='{"1":2,"2":"0.00","3":1}' data-sheets-value='{"1":3,"3":0.98}' style="overflow:hidden;padding:0px 3px 0px 3px;vertical-align:bottom;text-align:center;">0.98</td> <td data-sheets-numberformat='{"1":2,"2":"0","3":1}' data-sheets-value='{"1":3,"3":33.21}' style="overflow:hidden;padding:0px 3px 0px 3px;vertical-align:bottom;text-align:center;">33</td> <td data-sheets-numberformat='{"1":2,"2":"0","3":1}' data-sheets-value='{"1":3,"3":49.5}' style="overflow:hidden;padding:0px 3px 0px 3px;vertical-align:bottom;text-align:center;">50</td> <td data-sheets-value='{"1":3,"3":26}' style="border-right:1px solid #000000;overflow:hidden;padding:0px 3px 0px 3px;vertical-align:bottom;text-align:center;">26</td> </tr> <tr style="height:20px;"> <td style="border-bottom:1px solid #000000;border-left:1px solid #000000;overflow:hidden;padding:0px 3px 0px 3px;vertical-align:bottom;"></td> <td style="border-bottom:1px solid #000000;overflow:hidden;padding:0px 3px 0px 3px;vertical-align:bottom;"></td> <td data-sheets-value='{"1":2,"2":"Opal (O/O)"}' style="border-bottom:1px solid #000000;overflow:hidden;padding:0px 3px 0px 3px;vertical-align:bottom;">Opal (O/O)</td> <td data-sheets-numberformat='{"1":2,"2":"0.00","3":1}' data-sheets-value='{"1":3,"3":0.98}' style="border-bottom:1px solid #000000;overflow:hidden;padding:0px 3px 0px 3px;vertical-align:bottom;text-align:center;">0.98</td> <td data-sheets-numberformat='{"1":2,"2":"0","3":1}' data-sheets-value='{"1":3,"3":28.29}' style="border-bottom:1px solid #000000;overflow:hidden;padding:0px 3px 0px 3px;vertical-align:bottom;text-align:center;">28</td> <td data-sheets-numberformat='{"1":2,"2":"0","3":1}' data-sheets-value='{"1":3,"3":38.28}' style="border-bottom:1px solid #000000;overflow:hidden;padding:0px 3px 0px 3px;vertical-align:bottom;text-align:center;">38</td> <td data-sheets-value='{"1":3,"3":26}' style="border-right:1px solid #000000;border-bottom:1px solid #000000;overflow:hidden;padding:0px 3px 0px 3px;vertical-align:bottom;text-align:center;">26</td> </tr> <tr style="height:20px;"> <td data-sheets-value='{"1":2,"2":"Polycarbonate "}' style="border-left:1px solid #000000;overflow:hidden;padding:0px 3px 0px 3px;vertical-align:bottom;">Polycarbonate </td> <td data-sheets-value='{"1":2,"2":"EW"}' style="overflow:hidden;padding:0px 3px 0px 3px;vertical-align:bottom;">EW</td> <td data-sheets-value='{"1":2,"2":"Clear (A)"}' style="overflow:hidden;padding:0px 3px 0px 3px;vertical-align:bottom;">Clear (A)</td> <td data-sheets-numberformat='{"1":2,"2":"0.00","3":1}' data-sheets-value='{"1":3,"3":1.19}' style="overflow:hidden;padding:0px 3px 0px 3px;vertical-align:bottom;text-align:center;">1.19</td> <td data-sheets-numberformat='{"1":2,"2":"0","3":1}' data-sheets-value='{"1":3,"3":36.08}' style="overflow:hidden;padding:0px 3px 0px 3px;vertical-align:bottom;text-align:center;">36</td> <td data-sheets-numberformat='{"1":2,"2":"0","3":1}' data-sheets-value='{"1":3,"3":54.78}' style="overflow:hidden;padding:0px 3px 0px 3px;vertical-align:bottom;text-align:center;">55</td> <td data-sheets-value='{"1":3,"3":24}' style="border-right:1px solid #000000;overflow:hidden;padding:0px 3px 0px 3px;vertical-align:bottom;text-align:center;">24</td> </tr> <tr style="height:20px;"> <td data-sheets-value='{"1":2,"2":"PC"}' style="border-left:1px solid #000000;overflow:hidden;padding:0px 3px 0px 3px;vertical-align:bottom;">PC</td> <td style="overflow:hidden;padding:0px 3px 0px 3px;vertical-align:bottom;"></td> <td data-sheets-value='{"1":2,"2":"Opal (D)"}' style="overflow:hidden;padding:0px 3px 0px 3px;vertical-align:bottom;">Opal (D)</td> <td data-sheets-numberformat='{"1":2,"2":"0.00","3":1}' data-sheets-value='{"1":3,"3":1.19}' style="overflow:hidden;padding:0px 3px 0px 3px;vertical-align:bottom;text-align:center;">1.19</td> <td data-sheets-numberformat='{"1":2,"2":"0","3":1}' data-sheets-value='{"1":3,"3":23.779999999999998}' style="overflow:hidden;padding:0px 3px 0px 3px;vertical-align:bottom;text-align:center;">24</td> <td data-sheets-numberformat='{"1":2,"2":"0","3":1}' data-sheets-value='{"1":3,"3":39.6}' style="overflow:hidden;padding:0px 3px 0px 3px;vertical-align:bottom;text-align:center;">40</td> <td data-sheets-value='{"1":3,"3":24}' style="border-right:1px solid #000000;overflow:hidden;padding:0px 3px 0px 3px;vertical-align:bottom;text-align:center;">24</td> </tr> <tr style="height:20px;"> <td style="border-left:1px solid #000000;overflow:hidden;padding:0px 3px 0px 3px;vertical-align:bottom;"></td> <td data-sheets-value='{"1":2,"2":"DW"}' style="overflow:hidden;padding:0px 3px 0px 3px;vertical-align:bottom;">DW</td> <td data-sheets-value='{"1":2,"2":"Clear (A/H)"}' style="overflow:hidden;padding:0px 3px 0px 3px;vertical-align:bottom;">Clear (A/H)</td> <td data-sheets-numberformat='{"1":2,"2":"0.00","3":1}' data-sheets-value='{"1":3,"3":0.98}' style="overflow:hidden;padding:0px 3px 0px 3px;vertical-align:bottom;text-align:center;">0.98</td> <td data-sheets-numberformat='{"1":2,"2":"0","3":1}' data-sheets-value='{"1":3,"3":32.39}' style="overflow:hidden;padding:0px 3px 0px 3px;vertical-align:bottom;text-align:center;">32</td> <td data-sheets-numberformat='{"1":2,"2":"0","3":1}' data-sheets-value='{"1":3,"3":47.52}' style="overflow:hidden;padding:0px 3px 0px 3px;vertical-align:bottom;text-align:center;">48</td> <td data-sheets-value='{"1":3,"3":26}' style="border-right:1px solid #000000;overflow:hidden;padding:0px 3px 0px 3px;vertical-align:bottom;text-align:center;">26</td> </tr> <tr style="height:20px;"> <td style="border-left:1px solid #000000;overflow:hidden;padding:0px 3px 0px 3px;vertical-align:bottom;"></td> <td style="overflow:hidden;padding:0px 3px 0px 3px;vertical-align:bottom;"></td> <td data-sheets-value='{"1":2,"2":"Clear (A/A)"}' style="overflow:hidden;padding:0px 3px 0px 3px;vertical-align:bottom;">Clear (A/A)</td> <td data-sheets-numberformat='{"1":2,"2":"0.00","3":1}' data-sheets-value='{"1":3,"3":0.98}' style="overflow:hidden;padding:0px 3px 0px 3px;vertical-align:bottom;text-align:center;">0.98</td> <td data-sheets-numberformat='{"1":2,"2":"0","3":1}' data-sheets-value='{"1":3,"3":31.569999999999997}' style="overflow:hidden;padding:0px 3px 0px 3px;vertical-align:bottom;text-align:center;">32</td> <td data-sheets-numberformat='{"1":2,"2":"0","3":1}' data-sheets-value='{"1":3,"3":45.54}' style="overflow:hidden;padding:0px 3px 0px 3px;vertical-align:bottom;text-align:center;">46</td> <td data-sheets-value='{"1":3,"3":26}' style="border-right:1px solid #000000;overflow:hidden;padding:0px 3px 0px 3px;vertical-align:bottom;text-align:center;">26</td> </tr> <tr style="height:20px;"> <td style="border-left:1px solid #000000;overflow:hidden;padding:0px 3px 0px 3px;vertical-align:bottom;"></td> <td style="overflow:hidden;padding:0px 3px 0px 3px;vertical-align:bottom;"></td> <td data-sheets-value='{"1":2,"2":"Opal (A/O)"}' style="overflow:hidden;padding:0px 3px 0px 3px;vertical-align:bottom;">Opal (A/O)</td> <td data-sheets-numberformat='{"1":2,"2":"0.00","3":1}' data-sheets-value='{"1":3,"3":0.98}' style="overflow:hidden;padding:0px 3px 0px 3px;vertical-align:bottom;text-align:center;">0.98</td> <td data-sheets-numberformat='{"1":2,"2":"0","3":1}' data-sheets-value='{"1":3,"3":29.93}' style="overflow:hidden;padding:0px 3px 0px 3px;vertical-align:bottom;text-align:center;">30</td> <td data-sheets-numberformat='{"1":2,"2":"0","3":1}' data-sheets-value='{"1":3,"3":41.580000000000005}' style="overflow:hidden;padding:0px 3px 0px 3px;vertical-align:bottom;text-align:center;">42</td> <td data-sheets-value='{"1":3,"3":26}' style="border-right:1px solid #000000;overflow:hidden;padding:0px 3px 0px 3px;vertical-align:bottom;text-align:center;">26</td> </tr> <tr style="height:20px;"> <td style="border-bottom:1px solid #000000;border-left:1px solid #000000;overflow:hidden;padding:0px 3px 0px 3px;vertical-align:bottom;"></td> <td style="border-bottom:1px solid #000000;overflow:hidden;padding:0px 3px 0px 3px;vertical-align:bottom;"></td> <td data-sheets-value='{"1":2,"2":"Opal (A/D)"}' style="border-bottom:1px solid #000000;overflow:hidden;padding:0px 3px 0px 3px;vertical-align:bottom;">Opal (A/D)</td> <td data-sheets-numberformat='{"1":2,"2":"0.00","3":1}' data-sheets-value='{"1":3,"3":0.98}' style="border-bottom:1px solid #000000;overflow:hidden;padding:0px 3px 0px 3px;vertical-align:bottom;text-align:center;">0.98</td> <td data-sheets-numberformat='{"1":2,"2":"0","3":1}' data-sheets-value='{"1":3,"3":20.91}' style="border-bottom:1px solid #000000;overflow:hidden;padding:0px 3px 0px 3px;vertical-align:bottom;text-align:center;">21</td> <td data-sheets-numberformat='{"1":2,"2":"0","3":1}' data-sheets-value='{"1":3,"3":33}' style="border-bottom:1px solid #000000;overflow:hidden;padding:0px 3px 0px 3px;vertical-align:bottom;text-align:center;">33</td> <td data-sheets-value='{"1":3,"3":26}' style="border-right:1px solid #000000;border-bottom:1px solid #000000;overflow:hidden;padding:0px 3px 0px 3px;vertical-align:bottom;text-align:center;">26</td> </tr> <tr style="height:20px;"> <td data-sheets-value='{"1":2,"2":"Polycarbonate"}' style="border-left:1px solid #000000;overflow:hidden;padding:0px 3px 0px 3px;vertical-align:bottom;">Polycarbonate</td> <td data-sheets-value='{"1":2,"2":"EW"}' style="overflow:hidden;padding:0px 3px 0px 3px;vertical-align:bottom;">EW</td> <td data-sheets-value='{"1":2,"2":"Heatstop Opal (T)"}' style="overflow:hidden;padding:0px 3px 0px 3px;vertical-align:bottom;">Heatstop Opal (T)</td> <td data-sheets-numberformat='{"1":2,"2":"0.00","3":1}' data-sheets-value='{"1":3,"3":1.19}' style="overflow:hidden;padding:0px 3px 0px 3px;vertical-align:bottom;text-align:center;">1.19</td> <td data-sheets-numberformat='{"1":2,"2":"0","3":1}' data-sheets-value='{"1":3,"3":20.09}' style="overflow:hidden;padding:0px 3px 0px 3px;vertical-align:bottom;text-align:center;">20</td> <td data-sheets-numberformat='{"1":2,"2":"0","3":1}' data-sheets-value='{"1":3,"3":38.940000000000005}' style="overflow:hidden;padding:0px 3px 0px 3px;vertical-align:bottom;text-align:center;">39</td> <td data-sheets-value='{"1":3,"3":24}' style="border-right:1px solid #000000;overflow:hidden;padding:0px 3px 0px 3px;vertical-align:bottom;text-align:center;">24</td> </tr> <tr style="height:20px;"> <td data-sheets-value='{"1":2,"2":"Heatstop PC"}' style="border-left:1px solid #000000;overflow:hidden;padding:0px 3px 0px 3px;vertical-align:bottom;">Heatstop PC</td> <td data-sheets-value='{"1":2,"2":"DW"}' style="overflow:hidden;padding:0px 3px 0px 3px;vertical-align:bottom;">DW</td> <td data-sheets-value='{"1":2,"2":"Clear (T/H)"}' style="overflow:hidden;padding:0px 3px 0px 3px;vertical-align:bottom;">Clear (T/H)</td> <td data-sheets-numberformat='{"1":2,"2":"0.00","3":1}' data-sheets-value='{"1":3,"3":0.98}' style="overflow:hidden;padding:0px 3px 0px 3px;vertical-align:bottom;text-align:center;">0.98</td> <td data-sheets-numberformat='{"1":2,"2":"0","3":1}' data-sheets-value='{"1":3,"3":18.04}' style="overflow:hidden;padding:0px 3px 0px 3px;vertical-align:bottom;text-align:center;">18</td> <td data-sheets-numberformat='{"1":2,"2":"0","3":1}' data-sheets-value='{"1":3,"3":33.660000000000004}' style="overflow:hidden;padding:0px 3px 0px 3px;vertical-align:bottom;text-align:center;">34</td> <td data-sheets-value='{"1":3,"3":26}' style="border-right:1px solid #000000;overflow:hidden;padding:0px 3px 0px 3px;vertical-align:bottom;text-align:center;">26</td> </tr> <tr style="height:20px;"> <td style="border-bottom:1px solid #000000;border-left:1px solid #000000;overflow:hidden;padding:0px 3px 0px 3px;vertical-align:bottom;"></td> <td style="border-bottom:1px solid #000000;overflow:hidden;padding:0px 3px 0px 3px;vertical-align:bottom;"></td> <td data-sheets-value='{"1":2,"2":"Opal (T/O)"}' style="border-bottom:1px solid #000000;overflow:hidden;padding:0px 3px 0px 3px;vertical-align:bottom;">Opal (T/O)</td> <td data-sheets-numberformat='{"1":2,"2":"0.00","3":1}' data-sheets-value='{"1":3,"3":0.98}' style="border-bottom:1px solid #000000;overflow:hidden;padding:0px 3px 0px 3px;vertical-align:bottom;text-align:center;">0.98</td> <td data-sheets-numberformat='{"1":2,"2":"0","3":1}' data-sheets-value='{"1":3,"3":16.81}' style="border-bottom:1px solid #000000;overflow:hidden;padding:0px 3px 0px 3px;vertical-align:bottom;text-align:center;">17</td> <td data-sheets-numberformat='{"1":2,"2":"0","3":1}' data-sheets-value='{"1":3,"3":29.700000000000003}' style="border-bottom:1px solid #000000;overflow:hidden;padding:0px 3px 0px 3px;vertical-align:bottom;text-align:center;">30</td> <td data-sheets-value='{"1":3,"3":26}' style="border-right:1px solid #000000;border-bottom:1px solid #000000;overflow:hidden;padding:0px 3px 0px 3px;vertical-align:bottom;text-align:center;">26</td> </tr> </tbody></table> | skylux-160-ce-met-koepel-en-pvc-opstand-30-20-met-lm-motor-en-pvc-raam-type-ep25-1600-x-2500-mm | 8586035069261 | 46872365302093
Smoke and heat exhaust (SHEV) | SHE system | Skylux | Skylux 160° CE with skylight and PVC curb 30/20 with double LM-actuator and PVC frame type EP25 1600 x 2800 mm |  | 50453 | 5412970504535 | 10211.2 | Yes | 30-45 | 187.2 | 1600 x 2800 mm | 2800 | 1600 |  | PVC 30/20 (30 cm high & roof opening = 20 cm larger than daylight size) | Rectangular | 1.19 W/m²K - 0.98 W/m²K | 57% - 30% | 37% - 17% | 24dB - 26dB | 160° CE (for industry) | PVC frame EP25 | without spoiler | E | Double actuator | Maximum double-walled skylight possible for this product | Ut-value LT-value g-value Rw-value EN 1873 : 2014 EN ISO 13468 EN 16153 EN 410 EN 410 EN ISO 140-3 Material Walls Shells (W/m²K) (%) (%) (dB) Acrylic EW Clear (H) 1.19 37 57 24 PMMA Opal (O) 1.19 34 50 24 DW Clear (H/H) 0.98 33 50 26 Opal (O/O) 0.98 28 38 26 Polycarbonate EW Clear (A) 1.19 36 55 24 PC Opal (D) 1.19 24 40 24 DW Clear (A/H) 0.98 32 48 26 Clear (A/A) 0.98 32 46 26 Opal (A/O) 0.98 30 42 26 Opal (A/D) 0.98 21 33 26 Polycarbonate EW Heatstop Opal (T) 1.19 20 39 24 Heatstop PC DW Clear (T/H) 0.98 18 34 26 Opal (T/O) 0.98 17 30 26 | https://skylux.eu/en/products/skylux-160-ce-met-koepel-en-pvc-opstand-30-20-met-lm-motor-en-pvc-raam-type-ep25-1600-x-2800-mm | https://skylux.eu/cdn/shop/files/Skylux-160deg-CE-met-koepel-en-pvc-opstand-3020-met-dubbele-LM-motor-en-pvc-raam-type-EP25-1600-x-2800-mm-RWA-systeem.jpg?v=1702980905&width=1600 | https://skylux.eu/cdn/shop/files/e5a82811-1bb0-48e4-a776-cacb59c7c092_4beed16f-e546-4b6b-a773-996867eeb1cd.jpg?v=1688551241&width=1600 | //skylux.eu/cdn/shop/files/E_MH_Mounting_instructions_Skylux_160_CE_LM.pdf?v=12406716259046007223 | //skylux.eu/cdn/shop/files/E_TD_Technical_File_Skylux_Skylux_160_CE_Electric.pdf?v=3667116872303399239 | <style type="text/css" id="isPasted"><!--td {border: 1px solid #cccccc;}br {mso-data-placement:same-cell;}--></style><table border="1" cellpadding="0" cellspacing="0" dir="ltr" style="table-layout:fixed;font-size:10pt;font-family:Arial;border-collapse:collapse;border:none;"><tbody> <tr style="height:20px;"> <td style="overflow:hidden;padding:0px 3px 0px 3px;vertical-align:bottom;"></td> <td style="overflow:hidden;padding:0px 3px 0px 3px;vertical-align:bottom;"></td> <td style="overflow:hidden;padding:0px 3px 0px 3px;vertical-align:bottom;"></td> <td data-sheets-value='{"1":2,"2":"Ut-value"}' style="overflow:hidden;padding:0px 3px 0px 3px;vertical-align:bottom;font-weight:bold;text-align:center;">Ut-value</td> <td data-sheets-value='{"1":2,"2":"LT-value"}' style="overflow:hidden;padding:0px 3px 0px 3px;vertical-align:bottom;font-weight:bold;text-align:center;">LT-value</td> <td data-sheets-value='{"1":2,"2":"g-value"}' style="overflow:hidden;padding:0px 3px 0px 3px;vertical-align:bottom;font-weight:bold;text-align:center;">g-value</td> <td data-sheets-value='{"1":2,"2":"Rw-value "}' style="overflow:hidden;padding:0px 3px 0px 3px;vertical-align:bottom;font-weight:bold;text-align:center;">Rw-value </td> </tr> <tr style="height:20px;"> <td style="overflow:hidden;padding:0px 3px 0px 3px;vertical-align:bottom;"></td> <td style="overflow:hidden;padding:0px 3px 0px 3px;vertical-align:bottom;"></td> <td style="overflow:hidden;padding:0px 3px 0px 3px;vertical-align:bottom;"></td> <td data-sheets-numberformat='{"1":2,"2":"0.00","3":1}' data-sheets-value='{"1":2,"2":"EN 1873 : 2014"}' style="overflow:hidden;padding:0px 3px 0px 3px;vertical-align:bottom;text-align:center;">EN 1873 : 2014</td> <td data-sheets-numberformat='{"1":2,"2":"0","3":1}' data-sheets-value='{"1":2,"2":"EN ISO 13468 EN 16153 EN 410"}' style="overflow:hidden;padding:0px 3px 0px 3px;vertical-align:bottom;text-align:center;">EN ISO 13468 EN 16153 EN 410</td> <td data-sheets-numberformat='{"1":2,"2":"0","3":1}' data-sheets-value='{"1":2,"2":"EN 410"}' style="overflow:hidden;padding:0px 3px 0px 3px;vertical-align:bottom;text-align:center;">EN 410</td> <td data-sheets-value='{"1":2,"2":"EN ISO 140-3\t\t"}' style="overflow:hidden;padding:0px 3px 0px 3px;vertical-align:bottom;text-align:center;">EN ISO 140-3 </td> </tr> <tr style="height:20px;"> <td data-sheets-value='{"1":2,"2":"Material"}' style="border-bottom:1px solid #000000;overflow:hidden;padding:0px 3px 0px 3px;vertical-align:bottom;background-color:#000000;font-weight:bold;color:#ffffff;">Material</td> <td data-sheets-value='{"1":2,"2":"Walls"}' style="border-bottom:1px solid #000000;overflow:hidden;padding:0px 3px 0px 3px;vertical-align:bottom;background-color:#000000;font-weight:bold;color:#ffffff;">Walls</td> <td data-sheets-value='{"1":2,"2":"Shells"}' style="border-bottom:1px solid #000000;overflow:hidden;padding:0px 3px 0px 3px;vertical-align:bottom;background-color:#000000;font-weight:bold;color:#ffffff;">Shells</td> <td data-sheets-numberformat='{"1":2,"2":"0.00","3":1}' data-sheets-value='{"1":2,"2":"(W/m²K)\t"}' style="border-bottom:1px solid #000000;overflow:hidden;padding:0px 3px 0px 3px;vertical-align:bottom;background-color:#000000;font-weight:bold;color:#ffffff;text-align:center;">(W/m²K) </td> <td data-sheets-numberformat='{"1":2,"2":"0","3":1}' data-sheets-value='{"1":2,"2":"(%)"}' style="border-bottom:1px solid #000000;overflow:hidden;padding:0px 3px 0px 3px;vertical-align:bottom;background-color:#000000;font-weight:bold;color:#ffffff;text-align:center;">(%)</td> <td data-sheets-numberformat='{"1":2,"2":"0","3":1}' data-sheets-value='{"1":2,"2":"(%)"}' style="border-bottom:1px solid #000000;overflow:hidden;padding:0px 3px 0px 3px;vertical-align:bottom;background-color:#000000;font-weight:bold;color:#ffffff;text-align:center;">(%)</td> <td data-sheets-value='{"1":2,"2":"(dB)"}' style="border-bottom:1px solid #000000;overflow:hidden;padding:0px 3px 0px 3px;vertical-align:bottom;background-color:#000000;font-weight:bold;color:#ffffff;text-align:center;">(dB)</td> </tr> <tr style="height:20px;"> <td data-sheets-value='{"1":2,"2":"Acrylic"}' style="border-left:1px solid #000000;overflow:hidden;padding:0px 3px 0px 3px;vertical-align:bottom;">Acrylic</td> <td data-sheets-value='{"1":2,"2":"EW"}' style="overflow:hidden;padding:0px 3px 0px 3px;vertical-align:bottom;">EW</td> <td data-sheets-value='{"1":2,"2":"Clear (H)"}' style="overflow:hidden;padding:0px 3px 0px 3px;vertical-align:bottom;">Clear (H)</td> <td data-sheets-numberformat='{"1":2,"2":"0.00","3":1}' data-sheets-value='{"1":3,"3":1.19}' style="overflow:hidden;padding:0px 3px 0px 3px;vertical-align:bottom;text-align:center;">1.19</td> <td data-sheets-numberformat='{"1":2,"2":"0","3":1}' data-sheets-value='{"1":3,"3":36.9}' style="overflow:hidden;padding:0px 3px 0px 3px;vertical-align:bottom;text-align:center;">37</td> <td data-sheets-numberformat='{"1":2,"2":"0","3":1}' data-sheets-value='{"1":3,"3":57.42}' style="overflow:hidden;padding:0px 3px 0px 3px;vertical-align:bottom;text-align:center;">57</td> <td data-sheets-value='{"1":3,"3":24}' style="border-right:1px solid #000000;overflow:hidden;padding:0px 3px 0px 3px;vertical-align:bottom;text-align:center;">24</td> </tr> <tr style="height:20px;"> <td data-sheets-value='{"1":2,"2":"PMMA"}' style="border-left:1px solid #000000;overflow:hidden;padding:0px 3px 0px 3px;vertical-align:bottom;">PMMA</td> <td style="overflow:hidden;padding:0px 3px 0px 3px;vertical-align:bottom;"></td> <td data-sheets-value='{"1":2,"2":"Opal (O)"}' style="overflow:hidden;padding:0px 3px 0px 3px;vertical-align:bottom;">Opal (O)</td> <td data-sheets-numberformat='{"1":2,"2":"0.00","3":1}' data-sheets-value='{"1":3,"3":1.19}' style="overflow:hidden;padding:0px 3px 0px 3px;vertical-align:bottom;text-align:center;">1.19</td> <td data-sheets-numberformat='{"1":2,"2":"0","3":1}' data-sheets-value='{"1":3,"3":34.03}' style="overflow:hidden;padding:0px 3px 0px 3px;vertical-align:bottom;text-align:center;">34</td> <td data-sheets-numberformat='{"1":2,"2":"0","3":1}' data-sheets-value='{"1":3,"3":50.160000000000004}' style="overflow:hidden;padding:0px 3px 0px 3px;vertical-align:bottom;text-align:center;">50</td> <td data-sheets-value='{"1":3,"3":24}' style="border-right:1px solid #000000;overflow:hidden;padding:0px 3px 0px 3px;vertical-align:bottom;text-align:center;">24</td> </tr> <tr style="height:20px;"> <td style="border-left:1px solid #000000;overflow:hidden;padding:0px 3px 0px 3px;vertical-align:bottom;"></td> <td data-sheets-value='{"1":2,"2":"DW"}' style="overflow:hidden;padding:0px 3px 0px 3px;vertical-align:bottom;">DW</td> <td data-sheets-value='{"1":2,"2":"Clear (H/H)"}' style="overflow:hidden;padding:0px 3px 0px 3px;vertical-align:bottom;">Clear (H/H)</td> <td data-sheets-numberformat='{"1":2,"2":"0.00","3":1}' data-sheets-value='{"1":3,"3":0.98}' style="overflow:hidden;padding:0px 3px 0px 3px;vertical-align:bottom;text-align:center;">0.98</td> <td data-sheets-numberformat='{"1":2,"2":"0","3":1}' data-sheets-value='{"1":3,"3":33.21}' style="overflow:hidden;padding:0px 3px 0px 3px;vertical-align:bottom;text-align:center;">33</td> <td data-sheets-numberformat='{"1":2,"2":"0","3":1}' data-sheets-value='{"1":3,"3":49.5}' style="overflow:hidden;padding:0px 3px 0px 3px;vertical-align:bottom;text-align:center;">50</td> <td data-sheets-value='{"1":3,"3":26}' style="border-right:1px solid #000000;overflow:hidden;padding:0px 3px 0px 3px;vertical-align:bottom;text-align:center;">26</td> </tr> <tr style="height:20px;"> <td style="border-bottom:1px solid #000000;border-left:1px solid #000000;overflow:hidden;padding:0px 3px 0px 3px;vertical-align:bottom;"></td> <td style="border-bottom:1px solid #000000;overflow:hidden;padding:0px 3px 0px 3px;vertical-align:bottom;"></td> <td data-sheets-value='{"1":2,"2":"Opal (O/O)"}' style="border-bottom:1px solid #000000;overflow:hidden;padding:0px 3px 0px 3px;vertical-align:bottom;">Opal (O/O)</td> <td data-sheets-numberformat='{"1":2,"2":"0.00","3":1}' data-sheets-value='{"1":3,"3":0.98}' style="border-bottom:1px solid #000000;overflow:hidden;padding:0px 3px 0px 3px;vertical-align:bottom;text-align:center;">0.98</td> <td data-sheets-numberformat='{"1":2,"2":"0","3":1}' data-sheets-value='{"1":3,"3":28.29}' style="border-bottom:1px solid #000000;overflow:hidden;padding:0px 3px 0px 3px;vertical-align:bottom;text-align:center;">28</td> <td data-sheets-numberformat='{"1":2,"2":"0","3":1}' data-sheets-value='{"1":3,"3":38.28}' style="border-bottom:1px solid #000000;overflow:hidden;padding:0px 3px 0px 3px;vertical-align:bottom;text-align:center;">38</td> <td data-sheets-value='{"1":3,"3":26}' style="border-right:1px solid #000000;border-bottom:1px solid #000000;overflow:hidden;padding:0px 3px 0px 3px;vertical-align:bottom;text-align:center;">26</td> </tr> <tr style="height:20px;"> <td data-sheets-value='{"1":2,"2":"Polycarbonate "}' style="border-left:1px solid #000000;overflow:hidden;padding:0px 3px 0px 3px;vertical-align:bottom;">Polycarbonate </td> <td data-sheets-value='{"1":2,"2":"EW"}' style="overflow:hidden;padding:0px 3px 0px 3px;vertical-align:bottom;">EW</td> <td data-sheets-value='{"1":2,"2":"Clear (A)"}' style="overflow:hidden;padding:0px 3px 0px 3px;vertical-align:bottom;">Clear (A)</td> <td data-sheets-numberformat='{"1":2,"2":"0.00","3":1}' data-sheets-value='{"1":3,"3":1.19}' style="overflow:hidden;padding:0px 3px 0px 3px;vertical-align:bottom;text-align:center;">1.19</td> <td data-sheets-numberformat='{"1":2,"2":"0","3":1}' data-sheets-value='{"1":3,"3":36.08}' style="overflow:hidden;padding:0px 3px 0px 3px;vertical-align:bottom;text-align:center;">36</td> <td data-sheets-numberformat='{"1":2,"2":"0","3":1}' data-sheets-value='{"1":3,"3":54.78}' style="overflow:hidden;padding:0px 3px 0px 3px;vertical-align:bottom;text-align:center;">55</td> <td data-sheets-value='{"1":3,"3":24}' style="border-right:1px solid #000000;overflow:hidden;padding:0px 3px 0px 3px;vertical-align:bottom;text-align:center;">24</td> </tr> <tr style="height:20px;"> <td data-sheets-value='{"1":2,"2":"PC"}' style="border-left:1px solid #000000;overflow:hidden;padding:0px 3px 0px 3px;vertical-align:bottom;">PC</td> <td style="overflow:hidden;padding:0px 3px 0px 3px;vertical-align:bottom;"></td> <td data-sheets-value='{"1":2,"2":"Opal (D)"}' style="overflow:hidden;padding:0px 3px 0px 3px;vertical-align:bottom;">Opal (D)</td> <td data-sheets-numberformat='{"1":2,"2":"0.00","3":1}' data-sheets-value='{"1":3,"3":1.19}' style="overflow:hidden;padding:0px 3px 0px 3px;vertical-align:bottom;text-align:center;">1.19</td> <td data-sheets-numberformat='{"1":2,"2":"0","3":1}' data-sheets-value='{"1":3,"3":23.779999999999998}' style="overflow:hidden;padding:0px 3px 0px 3px;vertical-align:bottom;text-align:center;">24</td> <td data-sheets-numberformat='{"1":2,"2":"0","3":1}' data-sheets-value='{"1":3,"3":39.6}' style="overflow:hidden;padding:0px 3px 0px 3px;vertical-align:bottom;text-align:center;">40</td> <td data-sheets-value='{"1":3,"3":24}' style="border-right:1px solid #000000;overflow:hidden;padding:0px 3px 0px 3px;vertical-align:bottom;text-align:center;">24</td> </tr> <tr style="height:20px;"> <td style="border-left:1px solid #000000;overflow:hidden;padding:0px 3px 0px 3px;vertical-align:bottom;"></td> <td data-sheets-value='{"1":2,"2":"DW"}' style="overflow:hidden;padding:0px 3px 0px 3px;vertical-align:bottom;">DW</td> <td data-sheets-value='{"1":2,"2":"Clear (A/H)"}' style="overflow:hidden;padding:0px 3px 0px 3px;vertical-align:bottom;">Clear (A/H)</td> <td data-sheets-numberformat='{"1":2,"2":"0.00","3":1}' data-sheets-value='{"1":3,"3":0.98}' style="overflow:hidden;padding:0px 3px 0px 3px;vertical-align:bottom;text-align:center;">0.98</td> <td data-sheets-numberformat='{"1":2,"2":"0","3":1}' data-sheets-value='{"1":3,"3":32.39}' style="overflow:hidden;padding:0px 3px 0px 3px;vertical-align:bottom;text-align:center;">32</td> <td data-sheets-numberformat='{"1":2,"2":"0","3":1}' data-sheets-value='{"1":3,"3":47.52}' style="overflow:hidden;padding:0px 3px 0px 3px;vertical-align:bottom;text-align:center;">48</td> <td data-sheets-value='{"1":3,"3":26}' style="border-right:1px solid #000000;overflow:hidden;padding:0px 3px 0px 3px;vertical-align:bottom;text-align:center;">26</td> </tr> <tr style="height:20px;"> <td style="border-left:1px solid #000000;overflow:hidden;padding:0px 3px 0px 3px;vertical-align:bottom;"></td> <td style="overflow:hidden;padding:0px 3px 0px 3px;vertical-align:bottom;"></td> <td data-sheets-value='{"1":2,"2":"Clear (A/A)"}' style="overflow:hidden;padding:0px 3px 0px 3px;vertical-align:bottom;">Clear (A/A)</td> <td data-sheets-numberformat='{"1":2,"2":"0.00","3":1}' data-sheets-value='{"1":3,"3":0.98}' style="overflow:hidden;padding:0px 3px 0px 3px;vertical-align:bottom;text-align:center;">0.98</td> <td data-sheets-numberformat='{"1":2,"2":"0","3":1}' data-sheets-value='{"1":3,"3":31.569999999999997}' style="overflow:hidden;padding:0px 3px 0px 3px;vertical-align:bottom;text-align:center;">32</td> <td data-sheets-numberformat='{"1":2,"2":"0","3":1}' data-sheets-value='{"1":3,"3":45.54}' style="overflow:hidden;padding:0px 3px 0px 3px;vertical-align:bottom;text-align:center;">46</td> <td data-sheets-value='{"1":3,"3":26}' style="border-right:1px solid #000000;overflow:hidden;padding:0px 3px 0px 3px;vertical-align:bottom;text-align:center;">26</td> </tr> <tr style="height:20px;"> <td style="border-left:1px solid #000000;overflow:hidden;padding:0px 3px 0px 3px;vertical-align:bottom;"></td> <td style="overflow:hidden;padding:0px 3px 0px 3px;vertical-align:bottom;"></td> <td data-sheets-value='{"1":2,"2":"Opal (A/O)"}' style="overflow:hidden;padding:0px 3px 0px 3px;vertical-align:bottom;">Opal (A/O)</td> <td data-sheets-numberformat='{"1":2,"2":"0.00","3":1}' data-sheets-value='{"1":3,"3":0.98}' style="overflow:hidden;padding:0px 3px 0px 3px;vertical-align:bottom;text-align:center;">0.98</td> <td data-sheets-numberformat='{"1":2,"2":"0","3":1}' data-sheets-value='{"1":3,"3":29.93}' style="overflow:hidden;padding:0px 3px 0px 3px;vertical-align:bottom;text-align:center;">30</td> <td data-sheets-numberformat='{"1":2,"2":"0","3":1}' data-sheets-value='{"1":3,"3":41.580000000000005}' style="overflow:hidden;padding:0px 3px 0px 3px;vertical-align:bottom;text-align:center;">42</td> <td data-sheets-value='{"1":3,"3":26}' style="border-right:1px solid #000000;overflow:hidden;padding:0px 3px 0px 3px;vertical-align:bottom;text-align:center;">26</td> </tr> <tr style="height:20px;"> <td style="border-bottom:1px solid #000000;border-left:1px solid #000000;overflow:hidden;padding:0px 3px 0px 3px;vertical-align:bottom;"></td> <td style="border-bottom:1px solid #000000;overflow:hidden;padding:0px 3px 0px 3px;vertical-align:bottom;"></td> <td data-sheets-value='{"1":2,"2":"Opal (A/D)"}' style="border-bottom:1px solid #000000;overflow:hidden;padding:0px 3px 0px 3px;vertical-align:bottom;">Opal (A/D)</td> <td data-sheets-numberformat='{"1":2,"2":"0.00","3":1}' data-sheets-value='{"1":3,"3":0.98}' style="border-bottom:1px solid #000000;overflow:hidden;padding:0px 3px 0px 3px;vertical-align:bottom;text-align:center;">0.98</td> <td data-sheets-numberformat='{"1":2,"2":"0","3":1}' data-sheets-value='{"1":3,"3":20.91}' style="border-bottom:1px solid #000000;overflow:hidden;padding:0px 3px 0px 3px;vertical-align:bottom;text-align:center;">21</td> <td data-sheets-numberformat='{"1":2,"2":"0","3":1}' data-sheets-value='{"1":3,"3":33}' style="border-bottom:1px solid #000000;overflow:hidden;padding:0px 3px 0px 3px;vertical-align:bottom;text-align:center;">33</td> <td data-sheets-value='{"1":3,"3":26}' style="border-right:1px solid #000000;border-bottom:1px solid #000000;overflow:hidden;padding:0px 3px 0px 3px;vertical-align:bottom;text-align:center;">26</td> </tr> <tr style="height:20px;"> <td data-sheets-value='{"1":2,"2":"Polycarbonate"}' style="border-left:1px solid #000000;overflow:hidden;padding:0px 3px 0px 3px;vertical-align:bottom;">Polycarbonate</td> <td data-sheets-value='{"1":2,"2":"EW"}' style="overflow:hidden;padding:0px 3px 0px 3px;vertical-align:bottom;">EW</td> <td data-sheets-value='{"1":2,"2":"Heatstop Opal (T)"}' style="overflow:hidden;padding:0px 3px 0px 3px;vertical-align:bottom;">Heatstop Opal (T)</td> <td data-sheets-numberformat='{"1":2,"2":"0.00","3":1}' data-sheets-value='{"1":3,"3":1.19}' style="overflow:hidden;padding:0px 3px 0px 3px;vertical-align:bottom;text-align:center;">1.19</td> <td data-sheets-numberformat='{"1":2,"2":"0","3":1}' data-sheets-value='{"1":3,"3":20.09}' style="overflow:hidden;padding:0px 3px 0px 3px;vertical-align:bottom;text-align:center;">20</td> <td data-sheets-numberformat='{"1":2,"2":"0","3":1}' data-sheets-value='{"1":3,"3":38.940000000000005}' style="overflow:hidden;padding:0px 3px 0px 3px;vertical-align:bottom;text-align:center;">39</td> <td data-sheets-value='{"1":3,"3":24}' style="border-right:1px solid #000000;overflow:hidden;padding:0px 3px 0px 3px;vertical-align:bottom;text-align:center;">24</td> </tr> <tr style="height:20px;"> <td data-sheets-value='{"1":2,"2":"Heatstop PC"}' style="border-left:1px solid #000000;overflow:hidden;padding:0px 3px 0px 3px;vertical-align:bottom;">Heatstop PC</td> <td data-sheets-value='{"1":2,"2":"DW"}' style="overflow:hidden;padding:0px 3px 0px 3px;vertical-align:bottom;">DW</td> <td data-sheets-value='{"1":2,"2":"Clear (T/H)"}' style="overflow:hidden;padding:0px 3px 0px 3px;vertical-align:bottom;">Clear (T/H)</td> <td data-sheets-numberformat='{"1":2,"2":"0.00","3":1}' data-sheets-value='{"1":3,"3":0.98}' style="overflow:hidden;padding:0px 3px 0px 3px;vertical-align:bottom;text-align:center;">0.98</td> <td data-sheets-numberformat='{"1":2,"2":"0","3":1}' data-sheets-value='{"1":3,"3":18.04}' style="overflow:hidden;padding:0px 3px 0px 3px;vertical-align:bottom;text-align:center;">18</td> <td data-sheets-numberformat='{"1":2,"2":"0","3":1}' data-sheets-value='{"1":3,"3":33.660000000000004}' style="overflow:hidden;padding:0px 3px 0px 3px;vertical-align:bottom;text-align:center;">34</td> <td data-sheets-value='{"1":3,"3":26}' style="border-right:1px solid #000000;overflow:hidden;padding:0px 3px 0px 3px;vertical-align:bottom;text-align:center;">26</td> </tr> <tr style="height:20px;"> <td style="border-bottom:1px solid #000000;border-left:1px solid #000000;overflow:hidden;padding:0px 3px 0px 3px;vertical-align:bottom;"></td> <td style="border-bottom:1px solid #000000;overflow:hidden;padding:0px 3px 0px 3px;vertical-align:bottom;"></td> <td data-sheets-value='{"1":2,"2":"Opal (T/O)"}' style="border-bottom:1px solid #000000;overflow:hidden;padding:0px 3px 0px 3px;vertical-align:bottom;">Opal (T/O)</td> <td data-sheets-numberformat='{"1":2,"2":"0.00","3":1}' data-sheets-value='{"1":3,"3":0.98}' style="border-bottom:1px solid #000000;overflow:hidden;padding:0px 3px 0px 3px;vertical-align:bottom;text-align:center;">0.98</td> <td data-sheets-numberformat='{"1":2,"2":"0","3":1}' data-sheets-value='{"1":3,"3":16.81}' style="border-bottom:1px solid #000000;overflow:hidden;padding:0px 3px 0px 3px;vertical-align:bottom;text-align:center;">17</td> <td data-sheets-numberformat='{"1":2,"2":"0","3":1}' data-sheets-value='{"1":3,"3":29.700000000000003}' style="border-bottom:1px solid #000000;overflow:hidden;padding:0px 3px 0px 3px;vertical-align:bottom;text-align:center;">30</td> <td data-sheets-value='{"1":3,"3":26}' style="border-right:1px solid #000000;border-bottom:1px solid #000000;overflow:hidden;padding:0px 3px 0px 3px;vertical-align:bottom;text-align:center;">26</td> </tr> </tbody></table> | skylux-160-ce-met-koepel-en-pvc-opstand-30-20-met-lm-motor-en-pvc-raam-type-ep25-1600-x-2800-mm | 8586035134797 | 46872365400397
Smoke and heat exhaust (SHEV) | SHE system | Skylux | Skylux 160° CE with skylight and PVC curb 30/20 with double LM-actuator and spoiler - iDome 0800 x 1300 mm |  | 94791 | 5412970947912 | 6984.15 | Yes | 30-45 | 139.66 | 800 x 1300 mm | 1300 | 800 |  | PVC 30/20 (30 cm high & roof opening = 20 cm larger than daylight size) | Rectangular | 0.93 W/m²K | 46% - 31% | 68% - 37% | 40dB | 160° CE (for industry) | iDome | with spoiler | E | Double actuator | Maximum single-walled skylight possible for this product | Number of walls Double glazing+ plastic skylight (max. single-walled) Insulation value (Ug-value) 0.93 W/m²K in combination with a single-walled skylight Burglar-resistant Yes Fall-through safety Only in combination with a polycarbonate plastic skylight Acoustic value Rw 40 dB LT-value 68% in combination with a single-walled clear acrylic skylight 62% in combination with a single-walled opal acrylic skylight 66% in combination with a single-walled clear polycarbonate skylight 44% in combination with a single-walled opal polycarbonate skylight g-value 46% in combination with a single-walled clear acrylic skylight 40% in combination with a single-walled opal acrylic skylight 44% in combination with a single-walled clear polycarbonate skylight 32% in combination with a single-walled opal polycarbonate skylight Shape Spherical Guarantee 10 years | https://skylux.eu/en/products/skylux-160-ce-met-koepel-en-pvc-opstand-30-20-met-lm-motor-en-windvang-idome-0800-x-1300-mm | https://skylux.eu/cdn/shop/files/Skylux-160deg-CE-met-koepel-en-pvc-opstand-3020-met-dubbele-LM-motor-en-windvang-iDome-0800-x-1300-mm-RWA-systeem.jpg?v=1702981642&width=1600 | https://skylux.eu/cdn/shop/files/e5a82811-1bb0-48e4-a776-cacb59c7c092_f1c76c43-140c-44d5-a86a-636b4e43e618.jpg?v=1688551426&width=1600 | //skylux.eu/cdn/shop/files/E_MH_Mounting_instructions_Skylux_160_CE_LM.pdf?v=12406716259046007223 | //skylux.eu/cdn/shop/files/E_TD_Technical_File_Skylux_Skylux_160_CE_Electric.pdf?v=3667116872303399239 | <table><tbody> <tr> <td>Number of walls</td> <td>Double glazing+ plastic skylight (max. single-walled)</td> </tr> <tr> <td>Insulation value (Ug-value)</td> <td>0.93 W/m²K in combination with a single-walled skylight</td> </tr> <tr> <td>Burglar-resistant</td> <td>Yes</td> </tr> <tr> <td>Fall-through safety</td> <td>Only in combination with a <a href="">polycarbonate plastic skylight</a> </td> </tr> <tr> <td>Acoustic value Rw</td> <td>40 dB</td> </tr> <tr> <td>LT-value</td> <td> <p>68% in combination with a single-walled clear acrylic skylight<br> 62% in combination with a single-walled opal acrylic skylight<br> 66% in combination with a single-walled clear polycarbonate skylight<br> 44% in combination with a single-walled opal polycarbonate skylight</p> </td> </tr> <tr> <td>g-value</td> <td>46% in combination with a single-walled clear acrylic skylight<br> 40% in combination with a single-walled opal acrylic skylight<br> 44% in combination with a single-walled clear polycarbonate skylight<br> 32% in combination with a single-walled opal polycarbonate skylight</td> </tr> <tr> <td>Shape</td> <td>Spherical</td> </tr> <tr> <td>Guarantee</td> <td>10 years</td> </tr> </tbody></table> | skylux-160-ce-met-koepel-en-pvc-opstand-30-20-met-lm-motor-en-windvang-idome-0800-x-1300-mm | 8586041688397 | 46872375886157
Smoke and heat exhaust (SHEV) | SHE system | Skylux | Skylux 160° CE with skylight and PVC curb 30/20 with double LM-actuator and spoiler - iDome 0900 x 0900 mm |  | 94784 | 5412970947844 | 6674.4 | Yes | 30-45 | 126.52 | 900 x 900 mm | 900 | 900 |  | PVC 30/20 (30 cm high & roof opening = 20 cm larger than daylight size) | Square | 0.93 W/m²K | 46% - 31% | 68% - 37% | 40dB | 160° CE (for industry) | iDome | with spoiler | E | Double actuator | Maximum single-walled skylight possible for this product | Number of walls Double glazing+ plastic skylight (max. single-walled) Insulation value (Ug-value) 0.93 W/m²K in combination with a single-walled skylight Burglar-resistant Yes Fall-through safety Only in combination with a polycarbonate plastic skylight Acoustic value Rw 40 dB LT-value 68% in combination with a single-walled clear acrylic skylight 62% in combination with a single-walled opal acrylic skylight 66% in combination with a single-walled clear polycarbonate skylight 44% in combination with a single-walled opal polycarbonate skylight g-value 46% in combination with a single-walled clear acrylic skylight 40% in combination with a single-walled opal acrylic skylight 44% in combination with a single-walled clear polycarbonate skylight 32% in combination with a single-walled opal polycarbonate skylight Shape Spherical Guarantee 10 years | https://skylux.eu/en/products/skylux-160-ce-met-koepel-en-pvc-opstand-30-20-met-lm-motor-en-windvang-idome-0900-x-0900-mm | https://skylux.eu/cdn/shop/files/Skylux-160deg-CE-met-koepel-en-pvc-opstand-3020-met-dubbele-LM-motor-en-windvang-iDome-0900-x-0900-mm-RWA-systeem.jpg?v=1702981648&width=1600 | https://skylux.eu/cdn/shop/files/e5a82811-1bb0-48e4-a776-cacb59c7c092_cc453429-3611-49c8-b1a9-bfe0e3e7c04d.jpg?v=1688551428&width=1600 | //skylux.eu/cdn/shop/files/E_MH_Mounting_instructions_Skylux_160_CE_LM.pdf?v=12406716259046007223 | //skylux.eu/cdn/shop/files/E_TD_Technical_File_Skylux_Skylux_160_CE_Electric.pdf?v=3667116872303399239 | <table><tbody> <tr> <td>Number of walls</td> <td>Double glazing+ plastic skylight (max. single-walled)</td> </tr> <tr> <td>Insulation value (Ug-value)</td> <td>0.93 W/m²K in combination with a single-walled skylight</td> </tr> <tr> <td>Burglar-resistant</td> <td>Yes</td> </tr> <tr> <td>Fall-through safety</td> <td>Only in combination with a <a href="">polycarbonate plastic skylight</a> </td> </tr> <tr> <td>Acoustic value Rw</td> <td>40 dB</td> </tr> <tr> <td>LT-value</td> <td> <p>68% in combination with a single-walled clear acrylic skylight<br> 62% in combination with a single-walled opal acrylic skylight<br> 66% in combination with a single-walled clear polycarbonate skylight<br> 44% in combination with a single-walled opal polycarbonate skylight</p> </td> </tr> <tr> <td>g-value</td> <td>46% in combination with a single-walled clear acrylic skylight<br> 40% in combination with a single-walled opal acrylic skylight<br> 44% in combination with a single-walled clear polycarbonate skylight<br> 32% in combination with a single-walled opal polycarbonate skylight</td> </tr> <tr> <td>Shape</td> <td>Spherical</td> </tr> <tr> <td>Guarantee</td> <td>10 years</td> </tr> </tbody></table> | skylux-160-ce-met-koepel-en-pvc-opstand-30-20-met-lm-motor-en-windvang-idome-0900-x-0900-mm | 8586041786701 | 46872376017229
Smoke and heat exhaust (SHEV) | SHE system | Skylux | Skylux 160° CE with skylight and PVC curb 30/20 with double LM-actuator and spoiler - iDome 0900 x 1200 mm |  | 94792 | 5412970947929 | 7275.75 | Yes | 30-45 | 140.5 | 900 x 1200 mm | 1200 | 900 |  | PVC 30/20 (30 cm high & roof opening = 20 cm larger than daylight size) | Rectangular | 0.93 W/m²K | 46% - 31% | 68% - 37% | 40dB | 160° CE (for industry) | iDome | with spoiler | E | Double actuator | Maximum single-walled skylight possible for this product | Number of walls Double glazing+ plastic skylight (max. single-walled) Insulation value (Ug-value) 0.93 W/m²K in combination with a single-walled skylight Burglar-resistant Yes Fall-through safety Only in combination with a polycarbonate plastic skylight Acoustic value Rw 40 dB LT-value 68% in combination with a single-walled clear acrylic skylight 62% in combination with a single-walled opal acrylic skylight 66% in combination with a single-walled clear polycarbonate skylight 44% in combination with a single-walled opal polycarbonate skylight g-value 46% in combination with a single-walled clear acrylic skylight 40% in combination with a single-walled opal acrylic skylight 44% in combination with a single-walled clear polycarbonate skylight 32% in combination with a single-walled opal polycarbonate skylight Shape Spherical Guarantee 10 years | https://skylux.eu/en/products/skylux-160-ce-met-koepel-en-pvc-opstand-30-20-met-lm-motor-en-windvang-idome-0900-x-1200-mm | https://skylux.eu/cdn/shop/files/Skylux-160deg-CE-met-koepel-en-pvc-opstand-3020-met-dubbele-LM-motor-en-windvang-iDome-0900-x-1200-mm-RWA-systeem.jpg?v=1702981653&width=1600 | https://skylux.eu/cdn/shop/files/e5a82811-1bb0-48e4-a776-cacb59c7c092_935d8029-f4f1-4a68-b272-69bf68a678cc.jpg?v=1688551430&width=1600 | //skylux.eu/cdn/shop/files/E_MH_Mounting_instructions_Skylux_160_CE_LM.pdf?v=12406716259046007223 | //skylux.eu/cdn/shop/files/E_TD_Technical_File_Skylux_Skylux_160_CE_Electric.pdf?v=3667116872303399239 | <table><tbody> <tr> <td>Number of walls</td> <td>Double glazing+ plastic skylight (max. single-walled)</td> </tr> <tr> <td>Insulation value (Ug-value)</td> <td>0.93 W/m²K in combination with a single-walled skylight</td> </tr> <tr> <td>Burglar-resistant</td> <td>Yes</td> </tr> <tr> <td>Fall-through safety</td> <td>Only in combination with a <a href="">polycarbonate plastic skylight</a> </td> </tr> <tr> <td>Acoustic value Rw</td> <td>40 dB</td> </tr> <tr> <td>LT-value</td> <td> <p>68% in combination with a single-walled clear acrylic skylight<br> 62% in combination with a single-walled opal acrylic skylight<br> 66% in combination with a single-walled clear polycarbonate skylight<br> 44% in combination with a single-walled opal polycarbonate skylight</p> </td> </tr> <tr> <td>g-value</td> <td>46% in combination with a single-walled clear acrylic skylight<br> 40% in combination with a single-walled opal acrylic skylight<br> 44% in combination with a single-walled clear polycarbonate skylight<br> 32% in combination with a single-walled opal polycarbonate skylight</td> </tr> <tr> <td>Shape</td> <td>Spherical</td> </tr> <tr> <td>Guarantee</td> <td>10 years</td> </tr> </tbody></table> | skylux-160-ce-met-koepel-en-pvc-opstand-30-20-met-lm-motor-en-windvang-idome-0900-x-1200-mm | 8586041819469 | 46872376082765
Smoke and heat exhaust (SHEV) | SHE system | Skylux | Skylux 160° CE with skylight and PVC curb 30/20 with double LM-actuator and spoiler - iDome 1000 x 1500 mm |  | 94794 | 5412970947943 | 7655.7 | Yes | 30-45 | 160.62 | 1000 x 1500 mm | 1500 | 1000 |  | PVC 30/20 (30 cm high & roof opening = 20 cm larger than daylight size) | Rectangular | 0.93 W/m²K | 46% - 31% | 68% - 37% | 40dB | 160° CE (for industry) | iDome | with spoiler | E | Double actuator | Maximum single-walled skylight possible for this product | Number of walls Double glazing+ plastic skylight (max. single-walled) Insulation value (Ug-value) 0.93 W/m²K in combination with a single-walled skylight Burglar-resistant Yes Fall-through safety Only in combination with a polycarbonate plastic skylight Acoustic value Rw 40 dB LT-value 68% in combination with a single-walled clear acrylic skylight 62% in combination with a single-walled opal acrylic skylight 66% in combination with a single-walled clear polycarbonate skylight 44% in combination with a single-walled opal polycarbonate skylight g-value 46% in combination with a single-walled clear acrylic skylight 40% in combination with a single-walled opal acrylic skylight 44% in combination with a single-walled clear polycarbonate skylight 32% in combination with a single-walled opal polycarbonate skylight Shape Spherical Guarantee 10 years | https://skylux.eu/en/products/skylux-160-ce-met-koepel-en-pvc-opstand-30-20-met-lm-motor-en-windvang-idome-1000-x-1500-mm | https://skylux.eu/cdn/shop/files/Skylux-160deg-CE-met-koepel-en-pvc-opstand-3020-met-dubbele-LM-motor-en-windvang-iDome-1000-x-1500-mm-RWA-systeem.jpg?v=1702981670&width=1600 | https://skylux.eu/cdn/shop/files/e5a82811-1bb0-48e4-a776-cacb59c7c092_06727299-6b20-4dc5-832c-7e7297e28f03.jpg?v=1688551434&width=1600 | //skylux.eu/cdn/shop/files/E_MH_Mounting_instructions_Skylux_160_CE_LM.pdf?v=12406716259046007223 | //skylux.eu/cdn/shop/files/E_TD_Technical_File_Skylux_Skylux_160_CE_Electric.pdf?v=3667116872303399239 | <table><tbody> <tr> <td>Number of walls</td> <td>Double glazing+ plastic skylight (max. single-walled)</td> </tr> <tr> <td>Insulation value (Ug-value)</td> <td>0.93 W/m²K in combination with a single-walled skylight</td> </tr> <tr> <td>Burglar-resistant</td> <td>Yes</td> </tr> <tr> <td>Fall-through safety</td> <td>Only in combination with a <a href="">polycarbonate plastic skylight</a> </td> </tr> <tr> <td>Acoustic value Rw</td> <td>40 dB</td> </tr> <tr> <td>LT-value</td> <td> <p>68% in combination with a single-walled clear acrylic skylight<br> 62% in combination with a single-walled opal acrylic skylight<br> 66% in combination with a single-walled clear polycarbonate skylight<br> 44% in combination with a single-walled opal polycarbonate skylight</p> </td> </tr> <tr> <td>g-value</td> <td>46% in combination with a single-walled clear acrylic skylight<br> 40% in combination with a single-walled opal acrylic skylight<br> 44% in combination with a single-walled clear polycarbonate skylight<br> 32% in combination with a single-walled opal polycarbonate skylight</td> </tr> <tr> <td>Shape</td> <td>Spherical</td> </tr> <tr> <td>Guarantee</td> <td>10 years</td> </tr> </tbody></table> | skylux-160-ce-met-koepel-en-pvc-opstand-30-20-met-lm-motor-en-windvang-idome-1000-x-1500-mm | 8586041983309 | 46872376475981
Smoke and heat exhaust (SHEV) | SHE system | Skylux | Skylux 160° CE with skylight and PVC curb 30/20 with double LM-actuator and spoiler - iDome 1000 x 2000 mm |  | 94795 | 5412970947950 | 8282.45 | Yes | 30-45 | 195.16 | 1000 x 2000 mm | 2000 | 1000 |  | PVC 30/20 (30 cm high & roof opening = 20 cm larger than daylight size) | Rectangular | 0.93 W/m²K | 46% - 31% | 68% - 37% | 40dB | 160° CE (for industry) | iDome | with spoiler | E | Double actuator | Maximum single-walled skylight possible for this product | Number of walls Double glazing+ plastic skylight (max. single-walled) Insulation value (Ug-value) 0.93 W/m²K in combination with a single-walled skylight Burglar-resistant Yes Fall-through safety Only in combination with a polycarbonate plastic skylight Acoustic value Rw 40 dB LT-value 68% in combination with a single-walled clear acrylic skylight 62% in combination with a single-walled opal acrylic skylight 66% in combination with a single-walled clear polycarbonate skylight 44% in combination with a single-walled opal polycarbonate skylight g-value 46% in combination with a single-walled clear acrylic skylight 40% in combination with a single-walled opal acrylic skylight 44% in combination with a single-walled clear polycarbonate skylight 32% in combination with a single-walled opal polycarbonate skylight Shape Spherical Guarantee 10 years | https://skylux.eu/en/products/skylux-160-ce-met-koepel-en-pvc-opstand-30-20-met-lm-motor-en-windvang-idome-1000-x-2000-mm | https://skylux.eu/cdn/shop/files/Skylux-160deg-CE-met-koepel-en-pvc-opstand-3020-met-dubbele-LM-motor-en-windvang-iDome-1000-x-2000-mm-RWA-systeem.jpg?v=1702981675&width=1600 | https://skylux.eu/cdn/shop/files/e5a82811-1bb0-48e4-a776-cacb59c7c092_babd44ed-64a6-42bf-8c2a-3cdf7709190d.jpg?v=1688551436&width=1600 | //skylux.eu/cdn/shop/files/E_MH_Mounting_instructions_Skylux_160_CE_LM.pdf?v=12406716259046007223 | //skylux.eu/cdn/shop/files/E_TD_Technical_File_Skylux_Skylux_160_CE_Electric.pdf?v=3667116872303399239 | <table><tbody> <tr> <td>Number of walls</td> <td>Double glazing+ plastic skylight (max. single-walled)</td> </tr> <tr> <td>Insulation value (Ug-value)</td> <td>0.93 W/m²K in combination with a single-walled skylight</td> </tr> <tr> <td>Burglar-resistant</td> <td>Yes</td> </tr> <tr> <td>Fall-through safety</td> <td>Only in combination with a <a href="">polycarbonate plastic skylight</a> </td> </tr> <tr> <td>Acoustic value Rw</td> <td>40 dB</td> </tr> <tr> <td>LT-value</td> <td> <p>68% in combination with a single-walled clear acrylic skylight<br> 62% in combination with a single-walled opal acrylic skylight<br> 66% in combination with a single-walled clear polycarbonate skylight<br> 44% in combination with a single-walled opal polycarbonate skylight</p> </td> </tr> <tr> <td>g-value</td> <td>46% in combination with a single-walled clear acrylic skylight<br> 40% in combination with a single-walled opal acrylic skylight<br> 44% in combination with a single-walled clear polycarbonate skylight<br> 32% in combination with a single-walled opal polycarbonate skylight</td> </tr> <tr> <td>Shape</td> <td>Spherical</td> </tr> <tr> <td>Guarantee</td> <td>10 years</td> </tr> </tbody></table> | skylux-160-ce-met-koepel-en-pvc-opstand-30-20-met-lm-motor-en-windvang-idome-1000-x-2000-mm | 8586042081613 | 46872376574285
Smoke and heat exhaust (SHEV) | SHE system | Skylux | Skylux 160° CE with skylight and PVC curb 30/20 with double LM-actuator and spoiler - iDome 1200 x 1200 mm |  | 94787 | 5412970947875 | 7574.6 | Yes | 30-45 | 160.38 | 1200 x 1200 mm | 1200 | 1200 |  | PVC 30/20 (30 cm high & roof opening = 20 cm larger than daylight size) | Square | 0.93 W/m²K | 46% - 31% | 68% - 37% | 40dB | 160° CE (for industry) | iDome | with spoiler | E | Double actuator | Maximum single-walled skylight possible for this product | Number of walls Double glazing+ plastic skylight (max. single-walled) Insulation value (Ug-value) 0.93 W/m²K in combination with a single-walled skylight Burglar-resistant Yes Fall-through safety Only in combination with a polycarbonate plastic skylight Acoustic value Rw 40 dB LT-value 68% in combination with a single-walled clear acrylic skylight 62% in combination with a single-walled opal acrylic skylight 66% in combination with a single-walled clear polycarbonate skylight 44% in combination with a single-walled opal polycarbonate skylight g-value 46% in combination with a single-walled clear acrylic skylight 40% in combination with a single-walled opal acrylic skylight 44% in combination with a single-walled clear polycarbonate skylight 32% in combination with a single-walled opal polycarbonate skylight Shape Spherical Guarantee 10 years | https://skylux.eu/en/products/skylux-160-ce-met-koepel-en-pvc-opstand-30-20-met-lm-motor-en-windvang-idome-1200-x-1200-mm | https://skylux.eu/cdn/shop/files/Skylux-160deg-CE-met-koepel-en-pvc-opstand-3020-met-dubbele-LM-motor-en-windvang-iDome-1200-x-1200-mm-RWA-systeem.jpg?v=1702981686&width=1600 | https://skylux.eu/cdn/shop/files/e5a82811-1bb0-48e4-a776-cacb59c7c092_5272f9a3-2b8f-4c83-aa3c-7f72e9535708.jpg?v=1688551439&width=1600 | //skylux.eu/cdn/shop/files/E_MH_Mounting_instructions_Skylux_160_CE_LM.pdf?v=12406716259046007223 | //skylux.eu/cdn/shop/files/E_TD_Technical_File_Skylux_Skylux_160_CE_Electric.pdf?v=3667116872303399239 | <table><tbody> <tr> <td>Number of walls</td> <td>Double glazing+ plastic skylight (max. single-walled)</td> </tr> <tr> <td>Insulation value (Ug-value)</td> <td>0.93 W/m²K in combination with a single-walled skylight</td> </tr> <tr> <td>Burglar-resistant</td> <td>Yes</td> </tr> <tr> <td>Fall-through safety</td> <td>Only in combination with a <a href="">polycarbonate plastic skylight</a> </td> </tr> <tr> <td>Acoustic value Rw</td> <td>40 dB</td> </tr> <tr> <td>LT-value</td> <td> <p>68% in combination with a single-walled clear acrylic skylight<br> 62% in combination with a single-walled opal acrylic skylight<br> 66% in combination with a single-walled clear polycarbonate skylight<br> 44% in combination with a single-walled opal polycarbonate skylight</p> </td> </tr> <tr> <td>g-value</td> <td>46% in combination with a single-walled clear acrylic skylight<br> 40% in combination with a single-walled opal acrylic skylight<br> 44% in combination with a single-walled clear polycarbonate skylight<br> 32% in combination with a single-walled opal polycarbonate skylight</td> </tr> <tr> <td>Shape</td> <td>Spherical</td> </tr> <tr> <td>Guarantee</td> <td>10 years</td> </tr> </tbody></table> | skylux-160-ce-met-koepel-en-pvc-opstand-30-20-met-lm-motor-en-windvang-idome-1200-x-1200-mm | 8586042179917 | 46872376738125
Smoke and heat exhaust (SHEV) | SHE system | Skylux | Skylux 160° CE with skylight and PVC curb 30/20 with double LM-actuator and spoiler - iDome 1300 x 1300 mm |  | 94788 | 5412970947882 | 7797.25 | Yes | 30-45 | 172.75 | 1300 x 1300 mm | 1300 | 1300 |  | PVC 30/20 (30 cm high & roof opening = 20 cm larger than daylight size) | Square | 0.93 W/m²K | 46% - 31% | 68% - 37% | 40dB | 160° CE (for industry) | iDome | with spoiler | E | Double actuator | Maximum single-walled skylight possible for this product | Number of walls Double glazing+ plastic skylight (max. single-walled) Insulation value (Ug-value) 0.93 W/m²K in combination with a single-walled skylight Burglar-resistant Yes Fall-through safety Only in combination with a polycarbonate plastic skylight Acoustic value Rw 40 dB LT-value 68% in combination with a single-walled clear acrylic skylight 62% in combination with a single-walled opal acrylic skylight 66% in combination with a single-walled clear polycarbonate skylight 44% in combination with a single-walled opal polycarbonate skylight g-value 46% in combination with a single-walled clear acrylic skylight 40% in combination with a single-walled opal acrylic skylight 44% in combination with a single-walled clear polycarbonate skylight 32% in combination with a single-walled opal polycarbonate skylight Shape Spherical Guarantee 10 years | https://skylux.eu/en/products/skylux-160-ce-met-koepel-en-pvc-opstand-30-20-met-lm-motor-en-windvang-idome-1300-x-1300-mm | https://skylux.eu/cdn/shop/files/Skylux-160deg-CE-met-koepel-en-pvc-opstand-3020-met-dubbele-LM-motor-en-windvang-iDome-1300-x-1300-mm-RWA-systeem.jpg?v=1702981691&width=1600 | https://skylux.eu/cdn/shop/files/e5a82811-1bb0-48e4-a776-cacb59c7c092_ca4afec8-bda0-40d6-a55b-091497e52bfb.jpg?v=1688551441&width=1600 | //skylux.eu/cdn/shop/files/E_MH_Mounting_instructions_Skylux_160_CE_LM.pdf?v=12406716259046007223 | //skylux.eu/cdn/shop/files/E_TD_Technical_File_Skylux_Skylux_160_CE_Electric.pdf?v=3667116872303399239 | <table><tbody> <tr> <td>Number of walls</td> <td>Double glazing+ plastic skylight (max. single-walled)</td> </tr> <tr> <td>Insulation value (Ug-value)</td> <td>0.93 W/m²K in combination with a single-walled skylight</td> </tr> <tr> <td>Burglar-resistant</td> <td>Yes</td> </tr> <tr> <td>Fall-through safety</td> <td>Only in combination with a <a href="">polycarbonate plastic skylight</a> </td> </tr> <tr> <td>Acoustic value Rw</td> <td>40 dB</td> </tr> <tr> <td>LT-value</td> <td> <p>68% in combination with a single-walled clear acrylic skylight<br> 62% in combination with a single-walled opal acrylic skylight<br> 66% in combination with a single-walled clear polycarbonate skylight<br> 44% in combination with a single-walled opal polycarbonate skylight</p> </td> </tr> <tr> <td>g-value</td> <td>46% in combination with a single-walled clear acrylic skylight<br> 40% in combination with a single-walled opal acrylic skylight<br> 44% in combination with a single-walled clear polycarbonate skylight<br> 32% in combination with a single-walled opal polycarbonate skylight</td> </tr> <tr> <td>Shape</td> <td>Spherical</td> </tr> <tr> <td>Guarantee</td> <td>10 years</td> </tr> </tbody></table> | skylux-160-ce-met-koepel-en-pvc-opstand-30-20-met-lm-motor-en-windvang-idome-1300-x-1300-mm | 8586042245453 | 46872376836429
Smoke and heat exhaust (SHEV) | SHE system | Skylux | Skylux 160° CE with skylight and PVC curb 30/20 with double LM-actuator and spoiler - iDome 1400 x 1400 mm |  | 94789 | 5412970947899 | 8733.8 | Yes | 30-45 | 188.22 | 1400 x 1400 mm | 1400 | 1400 |  | PVC 30/20 (30 cm high & roof opening = 20 cm larger than daylight size) | Square | 0.93 W/m²K | 46% - 31% | 68% - 37% | 40dB | 160° CE (for industry) | iDome | with spoiler | E | Double actuator | Maximum single-walled skylight possible for this product | Number of walls Double glazing+ plastic skylight (max. single-walled) Insulation value (Ug-value) 0.93 W/m²K in combination with a single-walled skylight Burglar-resistant Yes Fall-through safety Only in combination with a polycarbonate plastic skylight Acoustic value Rw 40 dB LT-value 68% in combination with a single-walled clear acrylic skylight 62% in combination with a single-walled opal acrylic skylight 66% in combination with a single-walled clear polycarbonate skylight 44% in combination with a single-walled opal polycarbonate skylight g-value 46% in combination with a single-walled clear acrylic skylight 40% in combination with a single-walled opal acrylic skylight 44% in combination with a single-walled clear polycarbonate skylight 32% in combination with a single-walled opal polycarbonate skylight Shape Spherical Guarantee 10 years | https://skylux.eu/en/products/skylux-160-ce-met-koepel-en-pvc-opstand-30-20-met-lm-motor-en-windvang-idome-1400-x-1400-mm | https://skylux.eu/cdn/shop/files/Skylux-160deg-CE-met-koepel-en-pvc-opstand-3020-met-dubbele-LM-motor-en-windvang-iDome-1400-x-1400-mm-RWA-systeem.jpg?v=1702981697&width=1600 | https://skylux.eu/cdn/shop/files/e5a82811-1bb0-48e4-a776-cacb59c7c092_ec32e3b5-d570-431c-91b0-9ca86c8d14e9.jpg?v=1688551443&width=1600 | //skylux.eu/cdn/shop/files/E_MH_Mounting_instructions_Skylux_160_CE_LM.pdf?v=12406716259046007223 | //skylux.eu/cdn/shop/files/E_TD_Technical_File_Skylux_Skylux_160_CE_Electric.pdf?v=3667116872303399239 | <table><tbody> <tr> <td>Number of walls</td> <td>Double glazing+ plastic skylight (max. single-walled)</td> </tr> <tr> <td>Insulation value (Ug-value)</td> <td>0.93 W/m²K in combination with a single-walled skylight</td> </tr> <tr> <td>Burglar-resistant</td> <td>Yes</td> </tr> <tr> <td>Fall-through safety</td> <td>Only in combination with a <a href="">polycarbonate plastic skylight</a> </td> </tr> <tr> <td>Acoustic value Rw</td> <td>40 dB</td> </tr> <tr> <td>LT-value</td> <td> <p>68% in combination with a single-walled clear acrylic skylight<br> 62% in combination with a single-walled opal acrylic skylight<br> 66% in combination with a single-walled clear polycarbonate skylight<br> 44% in combination with a single-walled opal polycarbonate skylight</p> </td> </tr> <tr> <td>g-value</td> <td>46% in combination with a single-walled clear acrylic skylight<br> 40% in combination with a single-walled opal acrylic skylight<br> 44% in combination with a single-walled clear polycarbonate skylight<br> 32% in combination with a single-walled opal polycarbonate skylight</td> </tr> <tr> <td>Shape</td> <td>Spherical</td> </tr> <tr> <td>Guarantee</td> <td>10 years</td> </tr> </tbody></table> | skylux-160-ce-met-koepel-en-pvc-opstand-30-20-met-lm-motor-en-windvang-idome-1400-x-1400-mm | 8586042278221 | 46872376901965
Smoke and heat exhaust (SHEV) | SHE system | Skylux | Skylux 160° CE with skylight and PVC curb 30/20 with double LM-actuator and spoiler - iWindow2 0800 x 1300 mm |  | 94803 | 5412970948032 | 6918.8 | Yes | 30-45 | 148.86 | 800 x 1300 mm | 1300 | 800 |  | PVC 30/20 (30 cm high & roof opening = 20 cm larger than daylight size) | Rectangular | 1.00 W/m²K | 52% | 75% | 39dB | 160° CE (for industry) | iWindow2 | with spoiler | E | Double actuator |  | Material Clear Number of walls Double-walled Insulation value (Ug-value) 1 W/m²K Acoustic value Rw 39 dB Fall-through safety Yes LT-value 75 % g-value 52 % Weight 44 kg/m² Guarantee 10 years | https://skylux.eu/en/products/skylux-160-ce-met-koepel-en-pvc-opstand-30-20-met-lm-motor-en-windvang-iwindow2-0800-x-1300-mm | https://skylux.eu/cdn/shop/files/Skylux-160deg-CE-met-koepel-en-pvc-opstand-3020-met-dubbele-LM-motor-en-windvang-iWindow2-0800-x-1300-mm-RWA-systeem.jpg?v=1702981708&width=1600 | https://skylux.eu/cdn/shop/files/e5a82811-1bb0-48e4-a776-cacb59c7c092_4a27786a-2718-4a73-ada5-382fffead077.jpg?v=1688551446&width=1600 | //skylux.eu/cdn/shop/files/E_MH_Mounting_instructions_Skylux_160_CE_LM.pdf?v=12406716259046007223 | //skylux.eu/cdn/shop/files/E_TD_Technical_File_Skylux_Skylux_160_CE_Electric.pdf?v=3667116872303399239 | <table data-mce-selected="1"><tbody> <tr> <td data-mce-selected="1">Material<br> </td> <td data-mce-selected="1">Clear<br> </td> </tr> <tr> <td data-mce-selected="1"> <span class="text">Number of walls</span><br> </td> <td data-mce-selected="1">Double-walled<br> </td> </tr> <tr> <td data-mce-selected="1"> <div class="product-specification-name"> <div class="d-flex align-items-center"><span class="text">Insulation value (Ug-value)</span></div> </div> </td> <td data-mce-selected="1">1 W/m²K<br> </td> </tr> <tr> <td data-mce-selected="1">Acoustic value Rw<br> </td> <td data-mce-selected="1">39 dB<br> </td> </tr> <tr> <td data-mce-selected="1">Fall-through safety<br> </td> <td data-mce-selected="1">Yes</td> </tr> <tr> <td data-mce-selected="1">LT-value<br> </td> <td data-mce-selected="1">75 %<br> </td> </tr> <tr> <td data-mce-selected="1"> <span class="text">g-value</span><br> </td> <td data-mce-selected="1">52 %<br> </td> </tr> <tr> <td data-mce-selected="1">Weight<br> </td> <td data-mce-selected="1">44 kg/m²<br> </td> </tr> <tr> <td data-mce-selected="1"> <span class="text">Guarantee</span><br> </td> <td data-mce-selected="1">10 years</td> </tr> </tbody></table> | skylux-160-ce-met-koepel-en-pvc-opstand-30-20-met-lm-motor-en-windvang-iwindow2-0800-x-1300-mm | 8586042474829 | 46872377131341
Smoke and heat exhaust (SHEV) | SHE system | Skylux | Skylux 160° CE with skylight and PVC curb 30/20 with double LM-actuator and spoiler - iWindow2 0900 x 0900 mm |  | 94796 | 5412970947967 | 6611.45 | Yes | 30-45 | 134 | 900 x 900 mm | 900 | 900 |  | PVC 30/20 (30 cm high & roof opening = 20 cm larger than daylight size) | Square | 1.00 W/m²K | 52% | 75% | 39dB | 160° CE (for industry) | iWindow2 | with spoiler | E | Double actuator |  | Material Clear Number of walls Double-walled Insulation value (Ug-value) 1 W/m²K Acoustic value Rw 39 dB Fall-through safety Yes LT-value 75 % g-value 52 % Weight 44 kg/m² Guarantee 10 years | https://skylux.eu/en/products/skylux-160-ce-met-koepel-en-pvc-opstand-30-20-met-lm-motor-en-windvang-iwindow2-0900-x-0900-mm | https://skylux.eu/cdn/shop/files/Skylux-160deg-CE-met-koepel-en-pvc-opstand-3020-met-dubbele-LM-motor-en-windvang-iWindow2-0900-x-0900-mm-RWA-systeem.jpg?v=1702981713&width=1600 | https://skylux.eu/cdn/shop/files/e5a82811-1bb0-48e4-a776-cacb59c7c092_302542f5-dbb8-405c-a0dd-f6d4b7f05243.jpg?v=1688551448&width=1600 | //skylux.eu/cdn/shop/files/E_MH_Mounting_instructions_Skylux_160_CE_LM.pdf?v=12406716259046007223 | //skylux.eu/cdn/shop/files/E_TD_Technical_File_Skylux_Skylux_160_CE_Electric.pdf?v=3667116872303399239 | <table data-mce-selected="1"><tbody> <tr> <td data-mce-selected="1">Material<br> </td> <td data-mce-selected="1">Clear<br> </td> </tr> <tr> <td data-mce-selected="1"> <span class="text">Number of walls</span><br> </td> <td data-mce-selected="1">Double-walled<br> </td> </tr> <tr> <td data-mce-selected="1"> <div class="product-specification-name"> <div class="d-flex align-items-center"><span class="text">Insulation value (Ug-value)</span></div> </div> </td> <td data-mce-selected="1">1 W/m²K<br> </td> </tr> <tr> <td data-mce-selected="1">Acoustic value Rw<br> </td> <td data-mce-selected="1">39 dB<br> </td> </tr> <tr> <td data-mce-selected="1">Fall-through safety<br> </td> <td data-mce-selected="1">Yes</td> </tr> <tr> <td data-mce-selected="1">LT-value<br> </td> <td data-mce-selected="1">75 %<br> </td> </tr> <tr> <td data-mce-selected="1"> <span class="text">g-value</span><br> </td> <td data-mce-selected="1">52 %<br> </td> </tr> <tr> <td data-mce-selected="1">Weight<br> </td> <td data-mce-selected="1">44 kg/m²<br> </td> </tr> <tr> <td data-mce-selected="1"> <span class="text">Guarantee</span><br> </td> <td data-mce-selected="1">10 years</td> </tr> </tbody></table> | skylux-160-ce-met-koepel-en-pvc-opstand-30-20-met-lm-motor-en-windvang-iwindow2-0900-x-0900-mm | 8586042507597 | 46872377688397
Smoke and heat exhaust (SHEV) | SHE system | Skylux | Skylux 160° CE with skylight and PVC curb 30/20 with double LM-actuator and spoiler - iWindow2 0900 x 1200 mm |  | 94804 | 5412970948049 | 7211.6 | Yes | 30-45 | 150.94 | 900 x 1200 mm | 1200 | 900 |  | PVC 30/20 (30 cm high & roof opening = 20 cm larger than daylight size) | Rectangular | 1.00 W/m²K | 52% | 75% | 39dB | 160° CE (for industry) | iWindow2 | with spoiler | E | Double actuator |  | Material Clear Number of walls Double-walled Insulation value (Ug-value) 1 W/m²K Acoustic value Rw 39 dB Fall-through safety Yes LT-value 75 % g-value 52 % Weight 44 kg/m² Guarantee 10 years | https://skylux.eu/en/products/skylux-160-ce-met-koepel-en-pvc-opstand-30-20-met-lm-motor-en-windvang-iwindow2-0900-x-1200-mm | https://skylux.eu/cdn/shop/files/Skylux-160deg-CE-met-koepel-en-pvc-opstand-3020-met-dubbele-LM-motor-en-windvang-iWindow2-0900-x-1200-mm-RWA-systeem.jpg?v=1702981720&width=1600 | https://skylux.eu/cdn/shop/files/e5a82811-1bb0-48e4-a776-cacb59c7c092_872f2c8e-b3e8-4f42-8342-0ae65e997d30.jpg?v=1688551450&width=1600 | //skylux.eu/cdn/shop/files/E_MH_Mounting_instructions_Skylux_160_CE_LM.pdf?v=12406716259046007223 | //skylux.eu/cdn/shop/files/E_TD_Technical_File_Skylux_Skylux_160_CE_Electric.pdf?v=3667116872303399239 | <table data-mce-selected="1"><tbody> <tr> <td data-mce-selected="1">Material<br> </td> <td data-mce-selected="1">Clear<br> </td> </tr> <tr> <td data-mce-selected="1"> <span class="text">Number of walls</span><br> </td> <td data-mce-selected="1">Double-walled<br> </td> </tr> <tr> <td data-mce-selected="1"> <div class="product-specification-name"> <div class="d-flex align-items-center"><span class="text">Insulation value (Ug-value)</span></div> </div> </td> <td data-mce-selected="1">1 W/m²K<br> </td> </tr> <tr> <td data-mce-selected="1">Acoustic value Rw<br> </td> <td data-mce-selected="1">39 dB<br> </td> </tr> <tr> <td data-mce-selected="1">Fall-through safety<br> </td> <td data-mce-selected="1">Yes</td> </tr> <tr> <td data-mce-selected="1">LT-value<br> </td> <td data-mce-selected="1">75 %<br> </td> </tr> <tr> <td data-mce-selected="1"> <span class="text">g-value</span><br> </td> <td data-mce-selected="1">52 %<br> </td> </tr> <tr> <td data-mce-selected="1">Weight<br> </td> <td data-mce-selected="1">44 kg/m²<br> </td> </tr> <tr> <td data-mce-selected="1"> <span class="text">Guarantee</span><br> </td> <td data-mce-selected="1">10 years</td> </tr> </tbody></table> | skylux-160-ce-met-koepel-en-pvc-opstand-30-20-met-lm-motor-en-windvang-iwindow2-0900-x-1200-mm | 8586042605901 | 46872377885005
Smoke and heat exhaust (SHEV) | SHE system | Skylux | Skylux 160° CE with skylight and PVC curb 30/20 with double LM-actuator and spoiler - iWindow2 1000 x 1500 mm |  | 94806 | 5412970948063 | 7567.35 | Yes | 30-45 | 172.26 | 1000 x 1500 mm | 1500 | 1000 |  | PVC 30/20 (30 cm high & roof opening = 20 cm larger than daylight size) | Rectangular | 1.00 W/m²K | 52% | 75% | 39dB | 160° CE (for industry) | iWindow2 | with spoiler | E | Double actuator |  | Material Clear Number of walls Double-walled Insulation value (Ug-value) 1 W/m²K Acoustic value Rw 39 dB Fall-through safety Yes LT-value 75 % g-value 52 % Weight 44 kg/m² Guarantee 10 years | https://skylux.eu/en/products/skylux-160-ce-met-koepel-en-pvc-opstand-30-20-met-lm-motor-en-windvang-iwindow2-1000-x-1500-mm | https://skylux.eu/cdn/shop/files/Skylux-160deg-CE-met-koepel-en-pvc-opstand-3020-met-dubbele-LM-motor-en-windvang-iWindow2-1000-x-1500-mm-RWA-systeem.jpg?v=1702981736&width=1600 | https://skylux.eu/cdn/shop/files/e5a82811-1bb0-48e4-a776-cacb59c7c092_533f1941-6e80-4301-bf5a-1e05148ba558.jpg?v=1688551454&width=1600 | //skylux.eu/cdn/shop/files/E_MH_Mounting_instructions_Skylux_160_CE_LM.pdf?v=12406716259046007223 | //skylux.eu/cdn/shop/files/E_TD_Technical_File_Skylux_Skylux_160_CE_Electric.pdf?v=3667116872303399239 | <table data-mce-selected="1"><tbody> <tr> <td data-mce-selected="1">Material<br> </td> <td data-mce-selected="1">Clear<br> </td> </tr> <tr> <td data-mce-selected="1"> <span class="text">Number of walls</span><br> </td> <td data-mce-selected="1">Double-walled<br> </td> </tr> <tr> <td data-mce-selected="1"> <div class="product-specification-name"> <div class="d-flex align-items-center"><span class="text">Insulation value (Ug-value)</span></div> </div> </td> <td data-mce-selected="1">1 W/m²K<br> </td> </tr> <tr> <td data-mce-selected="1">Acoustic value Rw<br> </td> <td data-mce-selected="1">39 dB<br> </td> </tr> <tr> <td data-mce-selected="1">Fall-through safety<br> </td> <td data-mce-selected="1">Yes</td> </tr> <tr> <td data-mce-selected="1">LT-value<br> </td> <td data-mce-selected="1">75 %<br> </td> </tr> <tr> <td data-mce-selected="1"> <span class="text">g-value</span><br> </td> <td data-mce-selected="1">52 %<br> </td> </tr> <tr> <td data-mce-selected="1">Weight<br> </td> <td data-mce-selected="1">44 kg/m²<br> </td> </tr> <tr> <td data-mce-selected="1"> <span class="text">Guarantee</span><br> </td> <td data-mce-selected="1">10 years</td> </tr> </tbody></table> | skylux-160-ce-met-koepel-en-pvc-opstand-30-20-met-lm-motor-en-windvang-iwindow2-1000-x-1500-mm | 8586042802509 | 46872378147149
Smoke and heat exhaust (SHEV) | SHE system | Skylux | Skylux 160° CE with skylight and PVC curb 30/20 with double LM-actuator and spoiler - iWindow2 1000 x 2000 mm |  | 94807 | 5412970948070 | 8668.45 | Yes | 30-45 | 219.67 | 1000 x 2000 mm | 2000 | 1000 |  | PVC 30/20 (30 cm high & roof opening = 20 cm larger than daylight size) | Rectangular | 1.00 W/m²K | 52% | 75% | 39dB | 160° CE (for industry) | iWindow2 | with spoiler | E | Double actuator |  | Material Clear Number of walls Double-walled Insulation value (Ug-value) 1 W/m²K Acoustic value Rw 39 dB Fall-through safety Yes LT-value 75 % g-value 52 % Weight 44 kg/m² Guarantee 10 years | https://skylux.eu/en/products/skylux-160-ce-met-koepel-en-pvc-opstand-30-20-met-lm-motor-en-windvang-iwindow2-1000-x-2000-mm | https://skylux.eu/cdn/shop/files/Skylux-160deg-CE-met-koepel-en-pvc-opstand-3020-met-dubbele-LM-motor-en-windvang-iWindow2-1000-x-2000-mm-RWA-systeem.jpg?v=1702981741&width=1600 | https://skylux.eu/cdn/shop/files/e5a82811-1bb0-48e4-a776-cacb59c7c092_5cd173d3-823c-4313-b62e-d0dccf786681.jpg?v=1688551456&width=1600 | //skylux.eu/cdn/shop/files/E_MH_Mounting_instructions_Skylux_160_CE_LM.pdf?v=12406716259046007223 | //skylux.eu/cdn/shop/files/E_TD_Technical_File_Skylux_Skylux_160_CE_Electric.pdf?v=3667116872303399239 | <table data-mce-selected="1"><tbody> <tr> <td data-mce-selected="1">Material<br> </td> <td data-mce-selected="1">Clear<br> </td> </tr> <tr> <td data-mce-selected="1"> <span class="text">Number of walls</span><br> </td> <td data-mce-selected="1">Double-walled<br> </td> </tr> <tr> <td data-mce-selected="1"> <div class="product-specification-name"> <div class="d-flex align-items-center"><span class="text">Insulation value (Ug-value)</span></div> </div> </td> <td data-mce-selected="1">1 W/m²K<br> </td> </tr> <tr> <td data-mce-selected="1">Acoustic value Rw<br> </td> <td data-mce-selected="1">39 dB<br> </td> </tr> <tr> <td data-mce-selected="1">Fall-through safety<br> </td> <td data-mce-selected="1">Yes</td> </tr> <tr> <td data-mce-selected="1">LT-value<br> </td> <td data-mce-selected="1">75 %<br> </td> </tr> <tr> <td data-mce-selected="1"> <span class="text">g-value</span><br> </td> <td data-mce-selected="1">52 %<br> </td> </tr> <tr> <td data-mce-selected="1">Weight<br> </td> <td data-mce-selected="1">44 kg/m²<br> </td> </tr> <tr> <td data-mce-selected="1"> <span class="text">Guarantee</span><br> </td> <td data-mce-selected="1">10 years</td> </tr> </tbody></table> | skylux-160-ce-met-koepel-en-pvc-opstand-30-20-met-lm-motor-en-windvang-iwindow2-1000-x-2000-mm | 8586042868045 | 46872378212685
Smoke and heat exhaust (SHEV) | SHE system | Skylux | Skylux 160° CE with skylight and PVC curb 30/20 with double LM-actuator and spoiler - iWindow2 1200 x 1200 mm |  | 94799 | 5412970947998 | 7554.05 | Yes | 30-45 | 179.3 | 1200 x 1200 mm | 1200 | 1200 |  | PVC 30/20 (30 cm high & roof opening = 20 cm larger than daylight size) | Square | 1.00 W/m²K | 52% | 75% | 39dB | 160° CE (for industry) | iWindow2 | with spoiler | E | Double actuator |  | Material Clear Number of walls Double-walled Insulation value (Ug-value) 1 W/m²K Acoustic value Rw 39 dB Fall-through safety Yes LT-value 75 % g-value 52 % Weight 44 kg/m² Guarantee 10 years | https://skylux.eu/en/products/skylux-160-ce-met-koepel-en-pvc-opstand-30-20-met-lm-motor-en-windvang-iwindow2-1200-x-1200-mm | https://skylux.eu/cdn/shop/files/Skylux-160deg-CE-met-koepel-en-pvc-opstand-3020-met-dubbele-LM-motor-en-windvang-iWindow2-1200-x-1200-mm-RWA-systeem.jpg?v=1702981752&width=1600 | https://skylux.eu/cdn/shop/files/e5a82811-1bb0-48e4-a776-cacb59c7c092_b42ba8eb-c091-4ecc-bc55-e3a31368b184.jpg?v=1688551459&width=1600 | //skylux.eu/cdn/shop/files/E_MH_Mounting_instructions_Skylux_160_CE_LM.pdf?v=12406716259046007223 | //skylux.eu/cdn/shop/files/E_TD_Technical_File_Skylux_Skylux_160_CE_Electric.pdf?v=3667116872303399239 | <table data-mce-selected="1"><tbody> <tr> <td data-mce-selected="1">Material<br> </td> <td data-mce-selected="1">Clear<br> </td> </tr> <tr> <td data-mce-selected="1"> <span class="text">Number of walls</span><br> </td> <td data-mce-selected="1">Double-walled<br> </td> </tr> <tr> <td data-mce-selected="1"> <div class="product-specification-name"> <div class="d-flex align-items-center"><span class="text">Insulation value (Ug-value)</span></div> </div> </td> <td data-mce-selected="1">1 W/m²K<br> </td> </tr> <tr> <td data-mce-selected="1">Acoustic value Rw<br> </td> <td data-mce-selected="1">39 dB<br> </td> </tr> <tr> <td data-mce-selected="1">Fall-through safety<br> </td> <td data-mce-selected="1">Yes</td> </tr> <tr> <td data-mce-selected="1">LT-value<br> </td> <td data-mce-selected="1">75 %<br> </td> </tr> <tr> <td data-mce-selected="1"> <span class="text">g-value</span><br> </td> <td data-mce-selected="1">52 %<br> </td> </tr> <tr> <td data-mce-selected="1">Weight<br> </td> <td data-mce-selected="1">44 kg/m²<br> </td> </tr> <tr> <td data-mce-selected="1"> <span class="text">Guarantee</span><br> </td> <td data-mce-selected="1">10 years</td> </tr> </tbody></table> | skylux-160-ce-met-koepel-en-pvc-opstand-30-20-met-lm-motor-en-windvang-iwindow2-1200-x-1200-mm | 8586042999117 | 46872378409293
Smoke and heat exhaust (SHEV) | SHE system | Skylux | Skylux 160° CE with skylight and PVC curb 30/20 with double LM-actuator and spoiler - iWindow2 1300 x 1300 mm |  | 94800 | 5412970948001 | 7770.65 | Yes | 30-45 | 194.52 | 1300 x 1300 mm | 1300 | 1300 |  | PVC 30/20 (30 cm high & roof opening = 20 cm larger than daylight size) | Square | 1.00 W/m²K | 52% | 75% | 39dB | 160° CE (for industry) | iWindow2 | with spoiler | E | Double actuator |  | Material Clear Number of walls Double-walled Insulation value (Ug-value) 1 W/m²K Acoustic value Rw 39 dB Fall-through safety Yes LT-value 75 % g-value 52 % Weight 44 kg/m² Guarantee 10 years | https://skylux.eu/en/products/skylux-160-ce-met-koepel-en-pvc-opstand-30-20-met-lm-motor-en-windvang-iwindow2-1300-x-1300-mm | https://skylux.eu/cdn/shop/files/Skylux-160deg-CE-met-koepel-en-pvc-opstand-3020-met-dubbele-LM-motor-en-windvang-iWindow2-1300-x-1300-mm-RWA-systeem.jpg?v=1702981758&width=1600 | https://skylux.eu/cdn/shop/files/e5a82811-1bb0-48e4-a776-cacb59c7c092_83fefb61-d794-4b78-b0e5-f0729768e346.jpg?v=1688551461&width=1600 | //skylux.eu/cdn/shop/files/E_MH_Mounting_instructions_Skylux_160_CE_LM.pdf?v=12406716259046007223 | //skylux.eu/cdn/shop/files/E_TD_Technical_File_Skylux_Skylux_160_CE_Electric.pdf?v=3667116872303399239 | <table data-mce-selected="1"><tbody> <tr> <td data-mce-selected="1">Material<br> </td> <td data-mce-selected="1">Clear<br> </td> </tr> <tr> <td data-mce-selected="1"> <span class="text">Number of walls</span><br> </td> <td data-mce-selected="1">Double-walled<br> </td> </tr> <tr> <td data-mce-selected="1"> <div class="product-specification-name"> <div class="d-flex align-items-center"><span class="text">Insulation value (Ug-value)</span></div> </div> </td> <td data-mce-selected="1">1 W/m²K<br> </td> </tr> <tr> <td data-mce-selected="1">Acoustic value Rw<br> </td> <td data-mce-selected="1">39 dB<br> </td> </tr> <tr> <td data-mce-selected="1">Fall-through safety<br> </td> <td data-mce-selected="1">Yes</td> </tr> <tr> <td data-mce-selected="1">LT-value<br> </td> <td data-mce-selected="1">75 %<br> </td> </tr> <tr> <td data-mce-selected="1"> <span class="text">g-value</span><br> </td> <td data-mce-selected="1">52 %<br> </td> </tr> <tr> <td data-mce-selected="1">Weight<br> </td> <td data-mce-selected="1">44 kg/m²<br> </td> </tr> <tr> <td data-mce-selected="1"> <span class="text">Guarantee</span><br> </td> <td data-mce-selected="1">10 years</td> </tr> </tbody></table> | skylux-160-ce-met-koepel-en-pvc-opstand-30-20-met-lm-motor-en-windvang-iwindow2-1300-x-1300-mm | 8586043064653 | 46872378474829
Smoke and heat exhaust (SHEV) | SHE system | Skylux | Skylux 160° CE with skylight and PVC curb 30/20 with double LM-actuator and spoiler - iWindow2 1400 x 1400 mm |  | 94801 | 5412970948018 | 8674.5 | Yes | 30-45 | 212.37 | 1400 x 1400 mm | 1400 | 1400 |  | PVC 30/20 (30 cm high & roof opening = 20 cm larger than daylight size) | Square | 1.00 W/m²K | 52% | 75% | 39dB | 160° CE (for industry) | iWindow2 | with spoiler | E | Double actuator |  | Material Clear Number of walls Double-walled Insulation value (Ug-value) 1 W/m²K Acoustic value Rw 39 dB Fall-through safety Yes LT-value 75 % g-value 52 % Weight 44 kg/m² Guarantee 10 years | https://skylux.eu/en/products/skylux-160-ce-met-koepel-en-pvc-opstand-30-20-met-lm-motor-en-windvang-iwindow2-1400-x-1400-mm | https://skylux.eu/cdn/shop/files/Skylux-160deg-CE-met-koepel-en-pvc-opstand-3020-met-dubbele-LM-motor-en-windvang-iWindow2-1400-x-1400-mm-RWA-systeem.jpg?v=1702981764&width=1600 | https://skylux.eu/cdn/shop/files/e5a82811-1bb0-48e4-a776-cacb59c7c092_07ad85f2-464c-43f1-a7b3-f9ebf05114ff.jpg?v=1688551463&width=1600 | //skylux.eu/cdn/shop/files/E_MH_Mounting_instructions_Skylux_160_CE_LM.pdf?v=12406716259046007223 | //skylux.eu/cdn/shop/files/E_TD_Technical_File_Skylux_Skylux_160_CE_Electric.pdf?v=3667116872303399239 | <table data-mce-selected="1"><tbody> <tr> <td data-mce-selected="1">Material<br> </td> <td data-mce-selected="1">Clear<br> </td> </tr> <tr> <td data-mce-selected="1"> <span class="text">Number of walls</span><br> </td> <td data-mce-selected="1">Double-walled<br> </td> </tr> <tr> <td data-mce-selected="1"> <div class="product-specification-name"> <div class="d-flex align-items-center"><span class="text">Insulation value (Ug-value)</span></div> </div> </td> <td data-mce-selected="1">1 W/m²K<br> </td> </tr> <tr> <td data-mce-selected="1">Acoustic value Rw<br> </td> <td data-mce-selected="1">39 dB<br> </td> </tr> <tr> <td data-mce-selected="1">Fall-through safety<br> </td> <td data-mce-selected="1">Yes</td> </tr> <tr> <td data-mce-selected="1">LT-value<br> </td> <td data-mce-selected="1">75 %<br> </td> </tr> <tr> <td data-mce-selected="1"> <span class="text">g-value</span><br> </td> <td data-mce-selected="1">52 %<br> </td> </tr> <tr> <td data-mce-selected="1">Weight<br> </td> <td data-mce-selected="1">44 kg/m²<br> </td> </tr> <tr> <td data-mce-selected="1"> <span class="text">Guarantee</span><br> </td> <td data-mce-selected="1">10 years</td> </tr> </tbody></table> | skylux-160-ce-met-koepel-en-pvc-opstand-30-20-met-lm-motor-en-windvang-iwindow2-1400-x-1400-mm | 8586043130189 | 46872378573133
Smoke and heat exhaust (SHEV) | SHE system | Skylux | Skylux 160° CE with skylight and PVC curb 30/20 with double LM-actuator and spoiler - iWindow3 0900 x 1200 mm |  | 94812 | 5412970948124 | 7995.7 | Yes | 30-45 | 173.64 | 900 x 1200 mm | 1200 | 900 |  | PVC 30/20 (30 cm high & roof opening = 20 cm larger than daylight size) | Rectangular | 0.50 W/m²K | 42% | 63% | 41dB | 160° CE (for industry) | iWindow3 | with spoiler | E | Double actuator |  | Material Clear Number of walls Triple-walled Insulation value (Ug-value) 0.5 W/m²K Acoustic value Rw 41 dB Fall-through safety Yes LT-value 63 % g-value 42 % Weight 60 kg/m² Guarantee 10 years | https://skylux.eu/en/products/skylux-160-ce-met-koepel-en-pvc-opstand-30-20-met-lm-motor-en-windvang-iwindow3-0900-x-1200-mm | https://skylux.eu/cdn/shop/files/Skylux-160deg-CE-met-koepel-en-pvc-opstand-3020-met-dubbele-LM-motor-en-windvang-iWindow3-0900-x-1200-mm-RWA-systeem.jpg?v=1702981775&width=1600 | https://skylux.eu/cdn/shop/files/e5a82811-1bb0-48e4-a776-cacb59c7c092_ff5548ee-f6aa-4a0d-aafc-6d007afd1037.jpg?v=1688551467&width=1600 | //skylux.eu/cdn/shop/files/E_MH_Mounting_instructions_Skylux_160_CE_LM.pdf?v=12406716259046007223 | //skylux.eu/cdn/shop/files/E_TD_Technical_File_Skylux_Skylux_160_CE_Electric.pdf?v=3667116872303399239 | <table><tbody> <tr> <td>Material</td> <td>Clear</td> </tr> <tr> <td>Number of walls</td> <td>Triple-walled</td> </tr> <tr> <td>Insulation value (Ug-value)</td> <td>0.5 W/m²K</td> </tr> <tr> <td>Acoustic value Rw</td> <td>41 dB</td> </tr> <tr> <td>Fall-through safety</td> <td>Yes</td> </tr> <tr> <td>LT-value</td> <td> <div class="product-specification"> <div class="product-specification-value"> <div class="d-flex align-items-center"><span class="text">63 %</span></div> </div> </div> <div class="product-specification"></div> </td> </tr> <tr> <td>g-value</td> <td>42 %</td> </tr> <tr> <td>Weight</td> <td>60 kg/m²</td> </tr> <tr> <td>Guarantee</td> <td>10 years</td> </tr> </tbody></table> | skylux-160-ce-met-koepel-en-pvc-opstand-30-20-met-lm-motor-en-windvang-iwindow3-0900-x-1200-mm | 8586043228493 | 46872378736973
Smoke and heat exhaust (SHEV) | SHE system | Skylux | Skylux 160° CE with skylight and PVC curb 30/20 with double LM-actuator and spoiler - iWindow3 1000 x 1500 mm |  | 94813 | 5412970948131 | 8668.45 | Yes | 30-45 | 212.53 | 1000 x 1500 mm | 1500 | 1000 |  | PVC 30/20 (30 cm high & roof opening = 20 cm larger than daylight size) | Rectangular | 0.50 W/m²K | 42% | 63% | 41dB | 160° CE (for industry) | iWindow3 | with spoiler | E | Double actuator |  | Material Clear Number of walls Triple-walled Insulation value (Ug-value) 0.5 W/m²K Acoustic value Rw 41 dB Fall-through safety Yes LT-value 63 % g-value 42 % Weight 60 kg/m² Guarantee 10 years | https://skylux.eu/en/products/skylux-160-ce-met-koepel-en-pvc-opstand-30-20-met-lm-motor-en-windvang-iwindow3-1000-x-1500-mm | https://skylux.eu/cdn/shop/files/Skylux-160deg-CE-met-koepel-en-pvc-opstand-3020-met-dubbele-LM-motor-en-windvang-iWindow3-1000-x-1500-mm-RWA-systeem.jpg?v=1702981785&width=1600 | https://skylux.eu/cdn/shop/files/e5a82811-1bb0-48e4-a776-cacb59c7c092_67083b95-7022-47ac-b792-0761ff33d797.jpg?v=1688551471&width=1600 | //skylux.eu/cdn/shop/files/E_MH_Mounting_instructions_Skylux_160_CE_LM.pdf?v=12406716259046007223 | //skylux.eu/cdn/shop/files/E_TD_Technical_File_Skylux_Skylux_160_CE_Electric.pdf?v=3667116872303399239 | <table><tbody> <tr> <td>Material</td> <td>Clear</td> </tr> <tr> <td>Number of walls</td> <td>Triple-walled</td> </tr> <tr> <td>Insulation value (Ug-value)</td> <td>0.5 W/m²K</td> </tr> <tr> <td>Acoustic value Rw</td> <td>41 dB</td> </tr> <tr> <td>Fall-through safety</td> <td>Yes</td> </tr> <tr> <td>LT-value</td> <td> <div class="product-specification"> <div class="product-specification-value"> <div class="d-flex align-items-center"><span class="text">63 %</span></div> </div> </div> <div class="product-specification"></div> </td> </tr> <tr> <td>g-value</td> <td>42 %</td> </tr> <tr> <td>Weight</td> <td>60 kg/m²</td> </tr> <tr> <td>Guarantee</td> <td>10 years</td> </tr> </tbody></table> | skylux-160-ce-met-koepel-en-pvc-opstand-30-20-met-lm-motor-en-windvang-iwindow3-1000-x-1500-mm | 8586043326797 | 46872378868045
Smoke and heat exhaust (SHEV) | SHE system | Skylux | Skylux 160° CE with skylight and PVC curb 30/20 with double LM-actuator and spoiler - iWindow3 1100 x 1100 mm |  | 94809 | 5412970948094 | 8104.6 | Yes | 30-45 | 172.24 | 1100 x 1100 mm | 1100 | 1100 |  | PVC 30/20 (30 cm high & roof opening = 20 cm larger than daylight size) | Square | 0.50 W/m²K | 42% | 63% | 41dB | 160° CE (for industry) | iWindow3 | with spoiler | E | Double actuator |  | Material Clear Number of walls Triple-walled Insulation value (Ug-value) 0.5 W/m²K Acoustic value Rw 41 dB Fall-through safety Yes LT-value 63 % g-value 42 % Weight 60 kg/m² Guarantee 10 years | https://skylux.eu/en/products/skylux-160-ce-met-koepel-en-pvc-opstand-30-20-met-lm-motor-en-windvang-iwindow3-1100-x-1100-mm | https://skylux.eu/cdn/shop/files/Skylux-160deg-CE-met-koepel-en-pvc-opstand-3020-met-dubbele-LM-motor-en-windvang-iWindow3-1100-x-1100-mm-RWA-systeem.jpg?v=1702981791&width=1600 | https://skylux.eu/cdn/shop/files/e5a82811-1bb0-48e4-a776-cacb59c7c092_5be0d1e5-48a9-40d4-84eb-82f7904452fb.jpg?v=1688551472&width=1600 | //skylux.eu/cdn/shop/files/E_MH_Mounting_instructions_Skylux_160_CE_LM.pdf?v=12406716259046007223 | //skylux.eu/cdn/shop/files/E_TD_Technical_File_Skylux_Skylux_160_CE_Electric.pdf?v=3667116872303399239 | <table><tbody> <tr> <td>Material</td> <td>Clear</td> </tr> <tr> <td>Number of walls</td> <td>Triple-walled</td> </tr> <tr> <td>Insulation value (Ug-value)</td> <td>0.5 W/m²K</td> </tr> <tr> <td>Acoustic value Rw</td> <td>41 dB</td> </tr> <tr> <td>Fall-through safety</td> <td>Yes</td> </tr> <tr> <td>LT-value</td> <td> <div class="product-specification"> <div class="product-specification-value"> <div class="d-flex align-items-center"><span class="text">63 %</span></div> </div> </div> <div class="product-specification"></div> </td> </tr> <tr> <td>g-value</td> <td>42 %</td> </tr> <tr> <td>Weight</td> <td>60 kg/m²</td> </tr> <tr> <td>Guarantee</td> <td>10 years</td> </tr> </tbody></table> | skylux-160-ce-met-koepel-en-pvc-opstand-30-20-met-lm-motor-en-windvang-iwindow3-1100-x-1100-mm | 8586043359565 | 46872378933581
Smoke and heat exhaust (SHEV) | SHE system | Skylux | Skylux 160° CE with skylight and PVC curb 30/20 with double LM-actuator and spoiler - iWindow3 1200 x 1200 mm |  | 94810 | 5412970948100 | 8548.65 | Yes | 30-45 | 209.18 | 1200 x 1200 mm | 1200 | 1200 |  | PVC 30/20 (30 cm high & roof opening = 20 cm larger than daylight size) | Square | 0.50 W/m²K | 42% | 63% | 41dB | 160° CE (for industry) | iWindow3 | with spoiler | E | Double actuator |  | Material Clear Number of walls Triple-walled Insulation value (Ug-value) 0.5 W/m²K Acoustic value Rw 41 dB Fall-through safety Yes LT-value 63 % g-value 42 % Weight 60 kg/m² Guarantee 10 years | https://skylux.eu/en/products/skylux-160-ce-met-koepel-en-pvc-opstand-30-20-met-lm-motor-en-windvang-iwindow3-1200-x-1200-mm | https://skylux.eu/cdn/shop/files/Skylux-160deg-CE-met-koepel-en-pvc-opstand-3020-met-dubbele-LM-motor-en-windvang-iWindow3-1200-x-1200-mm-RWA-systeem.jpg?v=1702981796&width=1600 | https://skylux.eu/cdn/shop/files/e5a82811-1bb0-48e4-a776-cacb59c7c092_e8f65d09-afe7-4a42-9e27-4e063a28b008.jpg?v=1688551474&width=1600 | //skylux.eu/cdn/shop/files/E_MH_Mounting_instructions_Skylux_160_CE_LM.pdf?v=12406716259046007223 | //skylux.eu/cdn/shop/files/E_TD_Technical_File_Skylux_Skylux_160_CE_Electric.pdf?v=3667116872303399239 | <table><tbody> <tr> <td>Material</td> <td>Clear</td> </tr> <tr> <td>Number of walls</td> <td>Triple-walled</td> </tr> <tr> <td>Insulation value (Ug-value)</td> <td>0.5 W/m²K</td> </tr> <tr> <td>Acoustic value Rw</td> <td>41 dB</td> </tr> <tr> <td>Fall-through safety</td> <td>Yes</td> </tr> <tr> <td>LT-value</td> <td> <div class="product-specification"> <div class="product-specification-value"> <div class="d-flex align-items-center"><span class="text">63 %</span></div> </div> </div> <div class="product-specification"></div> </td> </tr> <tr> <td>g-value</td> <td>42 %</td> </tr> <tr> <td>Weight</td> <td>60 kg/m²</td> </tr> <tr> <td>Guarantee</td> <td>10 years</td> </tr> </tbody></table> | skylux-160-ce-met-koepel-en-pvc-opstand-30-20-met-lm-motor-en-windvang-iwindow3-1200-x-1200-mm | 8586043392333 | 46872378999117
Smoke and heat exhaust (SHEV) | SHE system | Skylux | Skylux 160° CE with skylight and PVC curb 30/20 with double LM-actuator and spoiler 1000 x 2500 mm |  | 35545 | 5412970355458 | 7961.8 | Yes | 30-45 | 140.19 | 1000 x 2500 mm | 2500 | 1000 |  | PVC 30/20 (30 cm high & roof opening = 20 cm larger than daylight size) | Rectangular | 5.17 W/m²K - 1.28 W/m²K | 87% - 32% | 90% - 32% | 20dB - 23dB | 160° CE (for industry) | skylight | with spoiler | E | Double actuator | Maximum four-walled skylight possible for this product | Ut-value LT-value g-value Rw-value EN 1873 : 2014 EN ISO 13468 EN 16153 EN 410 EN 410 EN ISO 140-3 Material Walls Shells (W/m²K) (%) (%) (dB) Acrylic Single-walled Clear (H) 5.17 90 87 - PMMA Single-walled Opal (O) 5.17 83 76 - Double-walled Clear (H/H) 2.90 81 75 20 Double-walled Opal (O/O) 2.90 69 58 20 Triple-walled Clear (H/H/H) 1.70 73 65 22 Triple-walled Opal (O/H/O) 1.70 62 51 22 Four-walled Clear (H/H/H/H) 1.28 64 54 23 Four-walled Opal (H/H/O/H) 1.28 59 48 23 Polycarbonate Single-walled Clear (A) 5.17 88 83 - PC Single-walled Opal (D) 5.17 58 60 - Double-walled Clear (A/H) 2.90 79 72 20 Double-walled Clear (A/A) 2.90 77 69 20 Double-walled Opal (A/O) 2.90 73 63 20 Double-walled Opal (A/D) 2.90 51 50 20 Triple-walled Clear (A/H/H) 1.70 71 63 22 Triple-walled Opal (A/O/O) 1.70 61 48 22 Four-walled Clear (A/H/H/H) 1.28 64 52 23 Four-walled Opal (A/H/O/H) 1.28 59 46 23 Polycarbonate Single-walled Heatstop Opal (T) 5.17 49 59 - Heatstop PC Double-walled Clear (T/H) 2.90 44 51 20 Double-walled Opal (T/O) 2.90 41 45 20 Triple-walled Clear (T/H/H) 1.70 40 <td data-sheets-numberformat='{"1":2,"2":"0","3":1}' data-sheets-value='{"1":3,"3":44}' style="overflow:hidden;paddin | https://skylux.eu/en/products/skylux-160-ce-met-koepel-en-pvc-opstand-30-20-met-lm-motor-en-windvang-1000-x-2500-mm | https://skylux.eu/cdn/shop/files/Skylux-160deg-CE-met-koepel-en-pvc-opstand-3020-met-dubbele-LM-motor-en-windvang-1000-x-2500-mm-RWA-systeem.jpg?v=1702981453&width=1600 | https://skylux.eu/cdn/shop/files/e5a82811-1bb0-48e4-a776-cacb59c7c092_88e734ce-47e9-4cec-ab0a-b34b75b03047.jpg?v=1688551379&width=1600 | //skylux.eu/cdn/shop/files/E_MH_Mounting_instructions_Skylux_160_CE_LM.pdf?v=12406716259046007223 | //skylux.eu/cdn/shop/files/E_TD_Technical_File_Skylux_Skylux_160_CE_Electric.pdf?v=3667116872303399239 | <style type="text/css" id="isPasted"> <!--td { border: 1px solid #cccccc; } br { mso-data-placement: same-cell; } --> </style> <table border="1" cellpadding="0" cellspacing="0" dir="ltr" style="table-layout:fixed;font-size:10pt;font-family:Arial;border-collapse:collapse;border:none;"><tbody> <tr style="height:20px;"> <td style="overflow:hidden;padding:0px 3px 0px 3px;vertical-align:bottom;"></td> <td style="overflow:hidden;padding:0px 3px 0px 3px;vertical-align:bottom;"></td> <td style="overflow:hidden;padding:0px 3px 0px 3px;vertical-align:bottom;"></td> <td data-sheets-value='{"1":2,"2":"Ut-value"}' style="overflow:hidden;padding:0px 3px 0px 3px;vertical-align:bottom;font-weight:bold;text-align:center;">Ut-value</td> <td data-sheets-value='{"1":2,"2":"LT-value"}' style="overflow:hidden;padding:0px 3px 0px 3px;vertical-align:bottom;font-weight:bold;text-align:center;">LT-value</td> <td data-sheets-value='{"1":2,"2":"g-value"}' style="overflow:hidden;padding:0px 3px 0px 3px;vertical-align:bottom;font-weight:bold;text-align:center;">g-value</td> <td data-sheets-value='{"1":2,"2":"Rw-value "}' style="overflow:hidden;padding:0px 3px 0px 3px;vertical-align:bottom;font-weight:bold;text-align:center;">Rw-value </td> </tr> <tr style="height:20px;"> <td style="overflow:hidden;padding:0px 3px 0px 3px;vertical-align:bottom;"></td> <td style="overflow:hidden;padding:0px 3px 0px 3px;vertical-align:bottom;"></td> <td style="overflow:hidden;padding:0px 3px 0px 3px;vertical-align:bottom;"></td> <td data-sheets-numberformat='{"1":2,"2":"0.00","3":1}' data-sheets-value='{"1":2,"2":"EN 1873 : 2014"}' style="overflow:hidden;padding:0px 3px 0px 3px;vertical-align:bottom;text-align:center;">EN 1873 : 2014</td> <td data-sheets-numberformat='{"1":2,"2":"0","3":1}' data-sheets-value='{"1":2,"2":"EN ISO 13468 EN 16153 EN 410"}' style="overflow:hidden;padding:0px 3px 0px 3px;vertical-align:bottom;text-align:center;">EN ISO 13468 EN 16153 EN 410</td> <td data-sheets-numberformat='{"1":2,"2":"0","3":1}' data-sheets-value='{"1":2,"2":"EN 410"}' style="overflow:hidden;padding:0px 3px 0px 3px;vertical-align:bottom;text-align:center;">EN 410</td> <td data-sheets-value='{"1":2,"2":"EN ISO 140-3\t\t"}' style="overflow:hidden;padding:0px 3px 0px 3px;vertical-align:bottom;text-align:center;">EN ISO 140-3 </td> </tr> <tr style="height:20px;"> <td data-sheets-value='{"1":2,"2":"Material"}' style="border-bottom:1px solid #000000;overflow:hidden;padding:0px 3px 0px 3px;vertical-align:bottom;background-color:#000000;font-weight:bold;color:#ffffff;">Material</td> <td data-sheets-value='{"1":2,"2":"Walls"}' style="border-bottom:1px solid #000000;overflow:hidden;padding:0px 3px 0px 3px;vertical-align:bottom;background-color:#000000;font-weight:bold;color:#ffffff;">Walls</td> <td data-sheets-value='{"1":2,"2":"Shells"}' style="border-bottom:1px solid #000000;overflow:hidden;padding:0px 3px 0px 3px;vertical-align:bottom;background-color:#000000;font-weight:bold;color:#ffffff;">Shells</td> <td data-sheets-numberformat='{"1":2,"2":"0.00","3":1}' data-sheets-value='{"1":2,"2":"(W/m²K)\t"}' style="border-bottom:1px solid #000000;overflow:hidden;padding:0px 3px 0px 3px;vertical-align:bottom;background-color:#000000;font-weight:bold;color:#ffffff;text-align:center;">(W/m²K) </td> <td data-sheets-numberformat='{"1":2,"2":"0","3":1}' data-sheets-value='{"1":2,"2":"(%)"}' style="border-bottom:1px solid #000000;overflow:hidden;padding:0px 3px 0px 3px;vertical-align:bottom;background-color:#000000;font-weight:bold;color:#ffffff;text-align:center;">(%)</td> <td data-sheets-numberformat='{"1":2,"2":"0","3":1}' data-sheets-value='{"1":2,"2":"(%)"}' style="border-bottom:1px solid #000000;overflow:hidden;padding:0px 3px 0px 3px;vertical-align:bottom;background-color:#000000;font-weight:bold;color:#ffffff;text-align:center;">(%)</td> <td data-sheets-value='{"1":2,"2":"(dB)"}' style="border-bottom:1px solid #000000;overflow:hidden;padding:0px 3px 0px 3px;vertical-align:bottom;background-color:#000000;font-weight:bold;color:#ffffff;text-align:center;">(dB)</td> </tr> <tr style="height:20px;"> <td data-sheets-value='{"1":2,"2":"Acrylic"}' style="border-left:1px solid #000000;overflow:hidden;padding:0px 3px 0px 3px;vertical-align:bottom;font-weight:bold;">Acrylic</td> <td data-sheets-value='{"1":2,"2":"Single-walled"}' style="overflow:hidden;padding:0px 3px 0px 3px;vertical-align:bottom;font-weight:bold;">Single-walled</td> <td data-sheets-value='{"1":2,"2":"Clear (H)"}' style="border-right:1px solid #000000;overflow:hidden;padding:0px 3px 0px 3px;vertical-align:bottom;font-weight:bold;">Clear (H)</td> <td data-sheets-numberformat='{"1":2,"2":"0.00","3":1}' data-sheets-value='{"1":3,"3":5.17}' style="overflow:hidden;padding:0px 3px 0px 3px;vertical-align:bottom;text-align:center;">5.17</td> <td data-sheets-numberformat='{"1":2,"2":"0","3":1}' data-sheets-value='{"1":3,"3":90}' style="overflow:hidden;padding:0px 3px 0px 3px;vertical-align:bottom;text-align:center;">90</td> <td data-sheets-numberformat='{"1":2,"2":"0","3":1}' data-sheets-value='{"1":3,"3":87}' style="overflow:hidden;padding:0px 3px 0px 3px;vertical-align:bottom;text-align:center;">87</td> <td data-sheets-numberformat='{"1":2,"2":"0","3":1}' data-sheets-value='{"1":2,"2":"-"}' style="border-right:1px solid #000000;overflow:hidden;padding:0px 3px 0px 3px;vertical-align:bottom;text-align:center;">-</td> </tr> <tr style="height:20px;"> <td data-sheets-value='{"1":2,"2":"PMMA"}' style="border-left:1px solid #000000;overflow:hidden;padding:0px 3px 0px 3px;vertical-align:bottom;font-weight:bold;">PMMA</td> <td data-sheets-value='{"1":2,"2":"Single-walled"}' style="overflow:hidden;padding:0px 3px 0px 3px;vertical-align:bottom;font-weight:bold;">Single-walled</td> <td data-sheets-value='{"1":2,"2":"Opal (O)"}' style="border-right:1px solid #000000;overflow:hidden;padding:0px 3px 0px 3px;vertical-align:bottom;font-weight:bold;">Opal (O)</td> <td data-sheets-numberformat='{"1":2,"2":"0.00","3":1}' data-sheets-value='{"1":3,"3":5.17}' style="overflow:hidden;padding:0px 3px 0px 3px;vertical-align:bottom;text-align:center;">5.17</td> <td data-sheets-numberformat='{"1":2,"2":"0","3":1}' data-sheets-value='{"1":3,"3":83}' style="overflow:hidden;padding:0px 3px 0px 3px;vertical-align:bottom;text-align:center;">83</td> <td data-sheets-numberformat='{"1":2,"2":"0","3":1}' data-sheets-value='{"1":3,"3":76}' style="overflow:hidden;padding:0px 3px 0px 3px;vertical-align:bottom;text-align:center;">76</td> <td data-sheets-numberformat='{"1":2,"2":"0","3":1}' data-sheets-value='{"1":2,"2":"-"}' style="border-right:1px solid #000000;overflow:hidden;padding:0px 3px 0px 3px;vertical-align:bottom;text-align:center;">-</td> </tr> <tr style="height:20px;"> <td style="border-left:1px solid #000000;overflow:hidden;padding:0px 3px 0px 3px;vertical-align:bottom;font-weight:bold;"></td> <td data-sheets-value='{"1":2,"2":"Double-walled"}' style="overflow:hidden;padding:0px 3px 0px 3px;vertical-align:bottom;font-weight:bold;">Double-walled</td> <td data-sheets-value='{"1":2,"2":"Clear (H/H)"}' style="border-right:1px solid #000000;overflow:hidden;padding:0px 3px 0px 3px;vertical-align:bottom;font-weight:bold;">Clear (H/H)</td> <td data-sheets-numberformat='{"1":2,"2":"0.00","3":1}' data-sheets-value='{"1":3,"3":2.9}' style="overflow:hidden;padding:0px 3px 0px 3px;vertical-align:bottom;text-align:center;">2.90</td> <td data-sheets-numberformat='{"1":2,"2":"0","3":1}' data-sheets-value='{"1":3,"3":81}' style="overflow:hidden;padding:0px 3px 0px 3px;vertical-align:bottom;text-align:center;">81</td> <td data-sheets-numberformat='{"1":2,"2":"0","3":1}' data-sheets-value='{"1":3,"3":75}' style="overflow:hidden;padding:0px 3px 0px 3px;vertical-align:bottom;text-align:center;">75</td> <td data-sheets-numberformat='{"1":2,"2":"0","3":1}' data-sheets-value='{"1":3,"3":20}' style="border-right:1px solid #000000;overflow:hidden;padding:0px 3px 0px 3px;vertical-align:bottom;text-align:center;">20</td> </tr> <tr style="height:20px;"> <td style="border-left:1px solid #000000;overflow:hidden;padding:0px 3px 0px 3px;vertical-align:bottom;font-weight:bold;"></td> <td data-sheets-value='{"1":2,"2":"Double-walled"}' style="overflow:hidden;padding:0px 3px 0px 3px;vertical-align:bottom;font-weight:bold;">Double-walled</td> <td data-sheets-value='{"1":2,"2":"Opal (O/O)"}' style="border-right:1px solid #000000;overflow:hidden;padding:0px 3px 0px 3px;vertical-align:bottom;font-weight:bold;">Opal (O/O)</td> <td data-sheets-numberformat='{"1":2,"2":"0.00","3":1}' data-sheets-value='{"1":3,"3":2.9}' style="overflow:hidden;padding:0px 3px 0px 3px;vertical-align:bottom;text-align:center;">2.90</td> <td data-sheets-numberformat='{"1":2,"2":"0","3":1}' data-sheets-value='{"1":3,"3":69}' style="overflow:hidden;padding:0px 3px 0px 3px;vertical-align:bottom;text-align:center;">69</td> <td data-sheets-numberformat='{"1":2,"2":"0","3":1}' data-sheets-value='{"1":3,"3":58}' style="overflow:hidden;padding:0px 3px 0px 3px;vertical-align:bottom;text-align:center;">58</td> <td data-sheets-numberformat='{"1":2,"2":"0","3":1}' data-sheets-value='{"1":3,"3":20}' style="border-right:1px solid #000000;overflow:hidden;padding:0px 3px 0px 3px;vertical-align:bottom;text-align:center;">20</td> </tr> <tr style="height:20px;"> <td style="border-left:1px solid #000000;overflow:hidden;padding:0px 3px 0px 3px;vertical-align:bottom;font-weight:bold;"></td> <td data-sheets-value='{"1":2,"2":"Triple-walled"}' style="overflow:hidden;padding:0px 3px 0px 3px;vertical-align:bottom;font-weight:bold;">Triple-walled</td> <td data-sheets-value='{"1":2,"2":"Clear (H/H/H)"}' style="border-right:1px solid #000000;overflow:hidden;padding:0px 3px 0px 3px;vertical-align:bottom;font-weight:bold;">Clear (H/H/H)</td> <td data-sheets-numberformat='{"1":2,"2":"0.00","3":1}' data-sheets-value='{"1":3,"3":1.7}' style="overflow:hidden;padding:0px 3px 0px 3px;vertical-align:bottom;text-align:center;">1.70</td> <td data-sheets-numberformat='{"1":2,"2":"0","3":1}' data-sheets-value='{"1":3,"3":73}' style="overflow:hidden;padding:0px 3px 0px 3px;vertical-align:bottom;text-align:center;">73</td> <td data-sheets-numberformat='{"1":2,"2":"0","3":1}' data-sheets-value='{"1":3,"3":65}' style="overflow:hidden;padding:0px 3px 0px 3px;vertical-align:bottom;text-align:center;">65</td> <td data-sheets-numberformat='{"1":2,"2":"0","3":1}' data-sheets-value='{"1":3,"3":22}' style="border-right:1px solid #000000;overflow:hidden;padding:0px 3px 0px 3px;vertical-align:bottom;text-align:center;">22</td> </tr> <tr style="height:20px;"> <td style="border-left:1px solid #000000;overflow:hidden;padding:0px 3px 0px 3px;vertical-align:bottom;font-weight:bold;"></td> <td data-sheets-value='{"1":2,"2":"Triple-walled"}' style="overflow:hidden;padding:0px 3px 0px 3px;vertical-align:bottom;font-weight:bold;">Triple-walled</td> <td data-sheets-value='{"1":2,"2":"Opal (O/H/O)"}' style="border-right:1px solid #000000;overflow:hidden;padding:0px 3px 0px 3px;vertical-align:bottom;font-weight:bold;">Opal (O/H/O)</td> <td data-sheets-numberformat='{"1":2,"2":"0.00","3":1}' data-sheets-value='{"1":3,"3":1.7}' style="overflow:hidden;padding:0px 3px 0px 3px;vertical-align:bottom;text-align:center;">1.70</td> <td data-sheets-numberformat='{"1":2,"2":"0","3":1}' data-sheets-value='{"1":3,"3":62}' style="overflow:hidden;padding:0px 3px 0px 3px;vertical-align:bottom;text-align:center;">62</td> <td data-sheets-numberformat='{"1":2,"2":"0","3":1}' data-sheets-value='{"1":3,"3":51}' style="overflow:hidden;padding:0px 3px 0px 3px;vertical-align:bottom;text-align:center;">51</td> <td data-sheets-numberformat='{"1":2,"2":"0","3":1}' data-sheets-value='{"1":3,"3":22}' style="border-right:1px solid #000000;overflow:hidden;padding:0px 3px 0px 3px;vertical-align:bottom;text-align:center;">22</td> </tr> <tr style="height:20px;"> <td style="border-left:1px solid #000000;overflow:hidden;padding:0px 3px 0px 3px;vertical-align:bottom;font-weight:bold;"></td> <td data-sheets-value='{"1":2,"2":"Four-walled"}' style="overflow:hidden;padding:0px 3px 0px 3px;vertical-align:bottom;font-weight:bold;">Four-walled</td> <td data-sheets-value='{"1":2,"2":"Clear (H/H/H/H)"}' style="border-right:1px solid #000000;overflow:hidden;padding:0px 3px 0px 3px;vertical-align:bottom;font-weight:bold;">Clear (H/H/H/H)</td> <td data-sheets-numberformat='{"1":2,"2":"0.00","3":1}' data-sheets-value='{"1":3,"3":1.28}' style="overflow:hidden;padding:0px 3px 0px 3px;vertical-align:bottom;text-align:center;">1.28</td> <td data-sheets-numberformat='{"1":2,"2":"0","3":1}' data-sheets-value='{"1":3,"3":64}' style="overflow:hidden;padding:0px 3px 0px 3px;vertical-align:bottom;text-align:center;">64</td> <td data-sheets-numberformat='{"1":2,"2":"0","3":1}' data-sheets-value='{"1":3,"3":54}' style="overflow:hidden;padding:0px 3px 0px 3px;vertical-align:bottom;text-align:center;">54</td> <td data-sheets-numberformat='{"1":2,"2":"0","3":1}' data-sheets-value='{"1":3,"3":23}' style="border-right:1px solid #000000;overflow:hidden;padding:0px 3px 0px 3px;vertical-align:bottom;text-align:center;">23</td> </tr> <tr style="height:20px;"> <td style="border-bottom:1px solid #000000;border-left:1px solid #000000;overflow:hidden;padding:0px 3px 0px 3px;vertical-align:bottom;"></td> <td data-sheets-value='{"1":2,"2":"Four-walled"}' style="border-bottom:1px solid #000000;overflow:hidden;padding:0px 3px 0px 3px;vertical-align:bottom;font-weight:bold;">Four-walled</td> <td data-sheets-value='{"1":2,"2":"Opal (H/H/O/H)"}' style="border-right:1px solid #000000;border-bottom:1px solid #000000;overflow:hidden;padding:0px 3px 0px 3px;vertical-align:bottom;font-weight:bold;">Opal (H/H/O/H)</td> <td data-sheets-numberformat='{"1":2,"2":"0.00","3":1}' data-sheets-value='{"1":3,"3":1.28}' style="border-bottom:1px solid #000000;overflow:hidden;padding:0px 3px 0px 3px;vertical-align:bottom;text-align:center;">1.28</td> <td data-sheets-numberformat='{"1":2,"2":"0","3":1}' data-sheets-value='{"1":3,"3":59}' style="border-bottom:1px solid #000000;overflow:hidden;padding:0px 3px 0px 3px;vertical-align:bottom;text-align:center;">59</td> <td data-sheets-numberformat='{"1":2,"2":"0","3":1}' data-sheets-value='{"1":3,"3":48}' style="border-bottom:1px solid #000000;overflow:hidden;padding:0px 3px 0px 3px;vertical-align:bottom;text-align:center;">48</td> <td data-sheets-numberformat='{"1":2,"2":"0","3":1}' data-sheets-value='{"1":3,"3":23}' style="border-right:1px solid #000000;border-bottom:1px solid #000000;overflow:hidden;padding:0px 3px 0px 3px;vertical-align:bottom;text-align:center;">23</td> </tr> <tr style="height:20px;"> <td data-sheets-value='{"1":2,"2":"Polycarbonate "}' style="border-left:1px solid #000000;overflow:hidden;padding:0px 3px 0px 3px;vertical-align:bottom;font-weight:bold;">Polycarbonate </td> <td data-sheets-value='{"1":2,"2":"Single-walled"}' style="overflow:hidden;padding:0px 3px 0px 3px;vertical-align:bottom;font-weight:bold;">Single-walled</td> <td data-sheets-value='{"1":2,"2":"Clear (A)"}' style="border-right:1px solid #000000;overflow:hidden;padding:0px 3px 0px 3px;vertical-align:bottom;font-weight:bold;">Clear (A)</td> <td data-sheets-numberformat='{"1":2,"2":"0.00","3":1}' data-sheets-value='{"1":3,"3":5.17}' style="overflow:hidden;padding:0px 3px 0px 3px;vertical-align:bottom;text-align:center;">5.17</td> <td data-sheets-numberformat='{"1":2,"2":"0","3":1}' data-sheets-value='{"1":3,"3":88}' style="overflow:hidden;padding:0px 3px 0px 3px;vertical-align:bottom;text-align:center;">88</td> <td data-sheets-numberformat='{"1":2,"2":"0","3":1}' data-sheets-value='{"1":3,"3":83}' style="overflow:hidden;padding:0px 3px 0px 3px;vertical-align:bottom;text-align:center;">83</td> <td data-sheets-numberformat='{"1":2,"2":"0","3":1}' data-sheets-value='{"1":2,"2":"-"}' style="border-right:1px solid #000000;overflow:hidden;padding:0px 3px 0px 3px;vertical-align:bottom;text-align:center;">-</td> </tr> <tr style="height:20px;"> <td data-sheets-value='{"1":2,"2":"PC"}' style="border-left:1px solid #000000;overflow:hidden;padding:0px 3px 0px 3px;vertical-align:bottom;font-weight:bold;">PC</td> <td data-sheets-value='{"1":2,"2":"Single-walled"}' style="overflow:hidden;padding:0px 3px 0px 3px;vertical-align:bottom;font-weight:bold;">Single-walled</td> <td data-sheets-value='{"1":2,"2":"Opal (D)"}' style="border-right:1px solid #000000;overflow:hidden;padding:0px 3px 0px 3px;vertical-align:bottom;font-weight:bold;">Opal (D)</td> <td data-sheets-numberformat='{"1":2,"2":"0.00","3":1}' data-sheets-value='{"1":3,"3":5.17}' style="overflow:hidden;padding:0px 3px 0px 3px;vertical-align:bottom;text-align:center;">5.17</td> <td data-sheets-numberformat='{"1":2,"2":"0","3":1}' data-sheets-value='{"1":3,"3":58}' style="overflow:hidden;padding:0px 3px 0px 3px;vertical-align:bottom;text-align:center;">58</td> <td data-sheets-numberformat='{"1":2,"2":"0","3":1}' data-sheets-value='{"1":3,"3":60}' style="overflow:hidden;padding:0px 3px 0px 3px;vertical-align:bottom;text-align:center;">60</td> <td data-sheets-numberformat='{"1":2,"2":"0","3":1}' data-sheets-value='{"1":2,"2":"-"}' style="border-right:1px solid #000000;overflow:hidden;padding:0px 3px 0px 3px;vertical-align:bottom;text-align:center;">-</td> </tr> <tr style="height:20px;"> <td style="border-left:1px solid #000000;overflow:hidden;padding:0px 3px 0px 3px;vertical-align:bottom;font-weight:bold;"></td> <td data-sheets-value='{"1":2,"2":"Double-walled"}' style="overflow:hidden;padding:0px 3px 0px 3px;vertical-align:bottom;font-weight:bold;">Double-walled</td> <td data-sheets-value='{"1":2,"2":"Clear (A/H)"}' style="border-right:1px solid #000000;overflow:hidden;padding:0px 3px 0px 3px;vertical-align:bottom;font-weight:bold;">Clear (A/H)</td> <td data-sheets-numberformat='{"1":2,"2":"0.00","3":1}' data-sheets-value='{"1":3,"3":2.9}' style="overflow:hidden;padding:0px 3px 0px 3px;vertical-align:bottom;text-align:center;">2.90</td> <td data-sheets-numberformat='{"1":2,"2":"0","3":1}' data-sheets-value='{"1":3,"3":79}' style="overflow:hidden;padding:0px 3px 0px 3px;vertical-align:bottom;text-align:center;">79</td> <td data-sheets-numberformat='{"1":2,"2":"0","3":1}' data-sheets-value='{"1":3,"3":72}' style="overflow:hidden;padding:0px 3px 0px 3px;vertical-align:bottom;text-align:center;">72</td> <td data-sheets-numberformat='{"1":2,"2":"0","3":1}' data-sheets-value='{"1":3,"3":20}' style="border-right:1px solid #000000;overflow:hidden;padding:0px 3px 0px 3px;vertical-align:bottom;text-align:center;">20</td> </tr> <tr style="height:20px;"> <td style="border-left:1px solid #000000;overflow:hidden;padding:0px 3px 0px 3px;vertical-align:bottom;font-weight:bold;"></td> <td data-sheets-value='{"1":2,"2":"Double-walled"}' style="overflow:hidden;padding:0px 3px 0px 3px;vertical-align:bottom;font-weight:bold;">Double-walled</td> <td data-sheets-value='{"1":2,"2":"Clear (A/A)"}' style="border-right:1px solid #000000;overflow:hidden;padding:0px 3px 0px 3px;vertical-align:bottom;font-weight:bold;">Clear (A/A)</td> <td data-sheets-numberformat='{"1":2,"2":"0.00","3":1}' data-sheets-value='{"1":3,"3":2.9}' style="overflow:hidden;padding:0px 3px 0px 3px;vertical-align:bottom;text-align:center;">2.90</td> <td data-sheets-numberformat='{"1":2,"2":"0","3":1}' data-sheets-value='{"1":3,"3":77}' style="overflow:hidden;padding:0px 3px 0px 3px;vertical-align:bottom;text-align:center;">77</td> <td data-sheets-numberformat='{"1":2,"2":"0","3":1}' data-sheets-value='{"1":3,"3":69}' style="overflow:hidden;padding:0px 3px 0px 3px;vertical-align:bottom;text-align:center;">69</td> <td data-sheets-numberformat='{"1":2,"2":"0","3":1}' data-sheets-value='{"1":3,"3":20}' style="border-right:1px solid #000000;overflow:hidden;padding:0px 3px 0px 3px;vertical-align:bottom;text-align:center;">20</td> </tr> <tr style="height:20px;"> <td style="border-left:1px solid #000000;overflow:hidden;padding:0px 3px 0px 3px;vertical-align:bottom;font-weight:bold;"></td> <td data-sheets-value='{"1":2,"2":"Double-walled"}' style="overflow:hidden;padding:0px 3px 0px 3px;vertical-align:bottom;font-weight:bold;">Double-walled</td> <td data-sheets-value='{"1":2,"2":"Opal (A/O)"}' style="border-right:1px solid #000000;overflow:hidden;padding:0px 3px 0px 3px;vertical-align:bottom;font-weight:bold;">Opal (A/O)</td> <td data-sheets-numberformat='{"1":2,"2":"0.00","3":1}' data-sheets-value='{"1":3,"3":2.9}' style="overflow:hidden;padding:0px 3px 0px 3px;vertical-align:bottom;text-align:center;">2.90</td> <td data-sheets-numberformat='{"1":2,"2":"0","3":1}' data-sheets-value='{"1":3,"3":73}' style="overflow:hidden;padding:0px 3px 0px 3px;vertical-align:bottom;text-align:center;">73</td> <td data-sheets-numberformat='{"1":2,"2":"0","3":1}' data-sheets-value='{"1":3,"3":63}' style="overflow:hidden;padding:0px 3px 0px 3px;vertical-align:bottom;text-align:center;">63</td> <td data-sheets-numberformat='{"1":2,"2":"0","3":1}' data-sheets-value='{"1":3,"3":20}' style="border-right:1px solid #000000;overflow:hidden;padding:0px 3px 0px 3px;vertical-align:bottom;text-align:center;">20</td> </tr> <tr style="height:20px;"> <td style="border-left:1px solid #000000;overflow:hidden;padding:0px 3px 0px 3px;vertical-align:bottom;font-weight:bold;"></td> <td data-sheets-value='{"1":2,"2":"Double-walled"}' style="overflow:hidden;padding:0px 3px 0px 3px;vertical-align:bottom;font-weight:bold;">Double-walled</td> <td data-sheets-value='{"1":2,"2":"Opal (A/D)"}' style="border-right:1px solid #000000;overflow:hidden;padding:0px 3px 0px 3px;vertical-align:bottom;font-weight:bold;">Opal (A/D)</td> <td data-sheets-numberformat='{"1":2,"2":"0.00","3":1}' data-sheets-value='{"1":3,"3":2.9}' style="overflow:hidden;padding:0px 3px 0px 3px;vertical-align:bottom;text-align:center;">2.90</td> <td data-sheets-numberformat='{"1":2,"2":"0","3":1}' data-sheets-value='{"1":3,"3":51}' style="overflow:hidden;padding:0px 3px 0px 3px;vertical-align:bottom;text-align:center;">51</td> <td data-sheets-numberformat='{"1":2,"2":"0","3":1}' data-sheets-value='{"1":3,"3":50}' style="overflow:hidden;padding:0px 3px 0px 3px;vertical-align:bottom;text-align:center;">50</td> <td data-sheets-numberformat='{"1":2,"2":"0","3":1}' data-sheets-value='{"1":3,"3":20}' style="border-right:1px solid #000000;overflow:hidden;padding:0px 3px 0px 3px;vertical-align:bottom;text-align:center;">20</td> </tr> <tr style="height:20px;"> <td style="border-left:1px solid #000000;overflow:hidden;padding:0px 3px 0px 3px;vertical-align:bottom;font-weight:bold;"></td> <td data-sheets-value='{"1":2,"2":"Triple-walled"}' style="overflow:hidden;padding:0px 3px 0px 3px;vertical-align:bottom;font-weight:bold;">Triple-walled</td> <td data-sheets-value='{"1":2,"2":"Clear (A/H/H)"}' style="border-right:1px solid #000000;overflow:hidden;padding:0px 3px 0px 3px;vertical-align:bottom;font-weight:bold;">Clear (A/H/H)</td> <td data-sheets-numberformat='{"1":2,"2":"0.00","3":1}' data-sheets-value='{"1":3,"3":1.7}' style="overflow:hidden;padding:0px 3px 0px 3px;vertical-align:bottom;text-align:center;">1.70</td> <td data-sheets-numberformat='{"1":2,"2":"0","3":1}' data-sheets-value='{"1":3,"3":71}' style="overflow:hidden;padding:0px 3px 0px 3px;vertical-align:bottom;text-align:center;">71</td> <td data-sheets-numberformat='{"1":2,"2":"0","3":1}' data-sheets-value='{"1":3,"3":63}' style="overflow:hidden;padding:0px 3px 0px 3px;vertical-align:bottom;text-align:center;">63</td> <td data-sheets-numberformat='{"1":2,"2":"0","3":1}' data-sheets-value='{"1":3,"3":22}' style="border-right:1px solid #000000;overflow:hidden;padding:0px 3px 0px 3px;vertical-align:bottom;text-align:center;">22</td> </tr> <tr style="height:20px;"> <td style="border-left:1px solid #000000;overflow:hidden;padding:0px 3px 0px 3px;vertical-align:bottom;font-weight:bold;"></td> <td data-sheets-value='{"1":2,"2":"Triple-walled"}' style="overflow:hidden;padding:0px 3px 0px 3px;vertical-align:bottom;font-weight:bold;">Triple-walled</td> <td data-sheets-value='{"1":2,"2":"Opal (A/O/O)"}' style="border-right:1px solid #000000;overflow:hidden;padding:0px 3px 0px 3px;vertical-align:bottom;font-weight:bold;">Opal (A/O/O)</td> <td data-sheets-numberformat='{"1":2,"2":"0.00","3":1}' data-sheets-value='{"1":3,"3":1.7}' style="overflow:hidden;padding:0px 3px 0px 3px;vertical-align:bottom;text-align:center;">1.70</td> <td data-sheets-numberformat='{"1":2,"2":"0","3":1}' data-sheets-value='{"1":3,"3":61}' style="overflow:hidden;padding:0px 3px 0px 3px;vertical-align:bottom;text-align:center;">61</td> <td data-sheets-numberformat='{"1":2,"2":"0","3":1}' data-sheets-value='{"1":3,"3":48}' style="overflow:hidden;padding:0px 3px 0px 3px;vertical-align:bottom;text-align:center;">48</td> <td data-sheets-numberformat='{"1":2,"2":"0","3":1}' data-sheets-value='{"1":3,"3":22}' style="border-right:1px solid #000000;overflow:hidden;padding:0px 3px 0px 3px;vertical-align:bottom;text-align:center;">22</td> </tr> <tr style="height:20px;"> <td style="border-left:1px solid #000000;overflow:hidden;padding:0px 3px 0px 3px;vertical-align:bottom;font-weight:bold;"></td> <td data-sheets-value='{"1":2,"2":"Four-walled"}' style="overflow:hidden;padding:0px 3px 0px 3px;vertical-align:bottom;font-weight:bold;">Four-walled</td> <td data-sheets-value='{"1":2,"2":"Clear (A/H/H/H)"}' style="border-right:1px solid #000000;overflow:hidden;padding:0px 3px 0px 3px;vertical-align:bottom;font-weight:bold;">Clear (A/H/H/H)</td> <td data-sheets-numberformat='{"1":2,"2":"0.00","3":1}' data-sheets-value='{"1":3,"3":1.28}' style="overflow:hidden;padding:0px 3px 0px 3px;vertical-align:bottom;text-align:center;">1.28</td> <td data-sheets-numberformat='{"1":2,"2":"0","3":1}' data-sheets-value='{"1":3,"3":64}' style="overflow:hidden;padding:0px 3px 0px 3px;vertical-align:bottom;text-align:center;">64</td> <td data-sheets-numberformat='{"1":2,"2":"0","3":1}' data-sheets-value='{"1":3,"3":52}' style="overflow:hidden;padding:0px 3px 0px 3px;vertical-align:bottom;text-align:center;">52</td> <td data-sheets-numberformat='{"1":2,"2":"0","3":1}' data-sheets-value='{"1":3,"3":23}' style="border-right:1px solid #000000;overflow:hidden;padding:0px 3px 0px 3px;vertical-align:bottom;text-align:center;">23</td> </tr> <tr style="height:20px;"> <td style="border-bottom:1px solid #000000;border-left:1px solid #000000;overflow:hidden;padding:0px 3px 0px 3px;vertical-align:bottom;"></td> <td data-sheets-value='{"1":2,"2":"Four-walled"}' style="border-bottom:1px solid #000000;overflow:hidden;padding:0px 3px 0px 3px;vertical-align:bottom;font-weight:bold;">Four-walled</td> <td data-sheets-value='{"1":2,"2":"Opal (A/H/O/H)"}' style="border-right:1px solid #000000;border-bottom:1px solid #000000;overflow:hidden;padding:0px 3px 0px 3px;vertical-align:bottom;font-weight:bold;">Opal (A/H/O/H)</td> <td data-sheets-numberformat='{"1":2,"2":"0.00","3":1}' data-sheets-value='{"1":3,"3":1.28}' style="border-bottom:1px solid #000000;overflow:hidden;padding:0px 3px 0px 3px;vertical-align:bottom;text-align:center;">1.28</td> <td data-sheets-numberformat='{"1":2,"2":"0","3":1}' data-sheets-value='{"1":3,"3":59}' style="border-bottom:1px solid #000000;overflow:hidden;padding:0px 3px 0px 3px;vertical-align:bottom;text-align:center;">59</td> <td data-sheets-numberformat='{"1":2,"2":"0","3":1}' data-sheets-value='{"1":3,"3":46}' style="border-bottom:1px solid #000000;overflow:hidden;padding:0px 3px 0px 3px;vertical-align:bottom;text-align:center;">46</td> <td data-sheets-numberformat='{"1":2,"2":"0","3":1}' data-sheets-value='{"1":3,"3":23}' style="border-right:1px solid #000000;border-bottom:1px solid #000000;overflow:hidden;padding:0px 3px 0px 3px;vertical-align:bottom;text-align:center;">23</td> </tr> <tr style="height:20px;"> <td data-sheets-value='{"1":2,"2":"Polycarbonate"}' style="border-left:1px solid #000000;overflow:hidden;padding:0px 3px 0px 3px;vertical-align:bottom;font-weight:bold;">Polycarbonate</td> <td data-sheets-value='{"1":2,"2":"Single-walled"}' style="overflow:hidden;padding:0px 3px 0px 3px;vertical-align:bottom;font-weight:bold;">Single-walled</td> <td data-sheets-value='{"1":2,"2":"Heatstop Opal (T)"}' style="border-right:1px solid #000000;overflow:hidden;padding:0px 3px 0px 3px;vertical-align:bottom;font-weight:bold;">Heatstop Opal (T)</td> <td data-sheets-numberformat='{"1":2,"2":"0.00","3":1}' data-sheets-value='{"1":3,"3":5.17}' style="overflow:hidden;padding:0px 3px 0px 3px;vertical-align:bottom;text-align:center;">5.17</td> <td data-sheets-numberformat='{"1":2,"2":"0","3":1}' data-sheets-value='{"1":3,"3":49}' style="overflow:hidden;padding:0px 3px 0px 3px;vertical-align:bottom;text-align:center;">49</td> <td data-sheets-numberformat='{"1":2,"2":"0","3":1}' data-sheets-value='{"1":3,"3":59}' style="overflow:hidden;padding:0px 3px 0px 3px;vertical-align:bottom;text-align:center;">59</td> <td data-sheets-numberformat='{"1":2,"2":"0","3":1}' data-sheets-value='{"1":2,"2":"-"}' style="border-right:1px solid #000000;overflow:hidden;padding:0px 3px 0px 3px;vertical-align:bottom;text-align:center;">-</td> </tr> <tr style="height:20px;"> <td data-sheets-value='{"1":2,"2":"Heatstop PC"}' style="border-left:1px solid #000000;overflow:hidden;padding:0px 3px 0px 3px;vertical-align:bottom;font-weight:bold;">Heatstop PC</td> <td data-sheets-value='{"1":2,"2":"Double-walled"}' style="overflow:hidden;padding:0px 3px 0px 3px;vertical-align:bottom;font-weight:bold;">Double-walled</td> <td data-sheets-value='{"1":2,"2":"Clear (T/H)"}' style="border-right:1px solid #000000;overflow:hidden;padding:0px 3px 0px 3px;vertical-align:bottom;font-weight:bold;">Clear (T/H)</td> <td data-sheets-numberformat='{"1":2,"2":"0.00","3":1}' data-sheets-value='{"1":3,"3":2.9}' style="overflow:hidden;padding:0px 3px 0px 3px;vertical-align:bottom;text-align:center;">2.90</td> <td data-sheets-numberformat='{"1":2,"2":"0","3":1}' data-sheets-value='{"1":3,"3":44}' style="overflow:hidden;padding:0px 3px 0px 3px;vertical-align:bottom;text-align:center;">44</td> <td data-sheets-numberformat='{"1":2,"2":"0","3":1}' data-sheets-value='{"1":3,"3":51}' style="overflow:hidden;padding:0px 3px 0px 3px;vertical-align:bottom;text-align:center;">51</td> <td data-sheets-numberformat='{"1":2,"2":"0","3":1}' data-sheets-value='{"1":3,"3":20}' style="border-right:1px solid #000000;overflow:hidden;padding:0px 3px 0px 3px;vertical-align:bottom;text-align:center;">20</td> </tr> <tr style="height:20px;"> <td style="border-left:1px solid #000000;overflow:hidden;padding:0px 3px 0px 3px;vertical-align:bottom;font-weight:bold;"></td> <td data-sheets-value='{"1":2,"2":"Double-walled"}' style="overflow:hidden;padding:0px 3px 0px 3px;vertical-align:bottom;font-weight:bold;">Double-walled</td> <td data-sheets-value='{"1":2,"2":"Opal (T/O)"}' style="border-right:1px solid #000000;overflow:hidden;padding:0px 3px 0px 3px;vertical-align:bottom;font-weight:bold;">Opal (T/O)</td> <td data-sheets-numberformat='{"1":2,"2":"0.00","3":1}' data-sheets-value='{"1":3,"3":2.9}' style="overflow:hidden;padding:0px 3px 0px 3px;vertical-align:bottom;text-align:center;">2.90</td> <td data-sheets-numberformat='{"1":2,"2":"0","3":1}' data-sheets-value='{"1":3,"3":41}' style="overflow:hidden;padding:0px 3px 0px 3px;vertical-align:bottom;text-align:center;">41</td> <td data-sheets-numberformat='{"1":2,"2":"0","3":1}' data-sheets-value='{"1":3,"3":45}' style="overflow:hidden;padding:0px 3px 0px 3px;vertical-align:bottom;text-align:center;">45</td> <td data-sheets-numberformat='{"1":2,"2":"0","3":1}' data-sheets-value='{"1":3,"3":20}' style="border-right:1px solid #000000;overflow:hidden;padding:0px 3px 0px 3px;vertical-align:bottom;text-align:center;">20</td> </tr> <tr style="height:20px;"> <td style="border-left:1px solid #000000;overflow:hidden;padding:0px 3px 0px 3px;vertical-align:bottom;font-weight:bold;"></td> <td data-sheets-value='{"1":2,"2":"Triple-walled"}' style="overflow:hidden; | skylux-160-ce-met-koepel-en-pvc-opstand-30-20-met-lm-motor-en-windvang-1000-x-2500-mm | 8586039689549 | 46872372642125
Smoke and heat exhaust (SHEV) | SHE system | Skylux | Skylux 160° CE with skylight and PVC curb 30/20 with double LM-actuator and spoiler 1000 x 2800 mm |  | 35467 | 5412970354673 | 8286.1 | Yes | 30-45 | 143.36 | 1000 x 2800 mm | 2800 | 1000 |  | PVC 30/20 (30 cm high & roof opening = 20 cm larger than daylight size) | Rectangular | 5.17 W/m²K - 1.28 W/m²K | 87% - 32% | 90% - 32% | 20dB - 23dB | 160° CE (for industry) | skylight | with spoiler | E | Double actuator | Maximum four-walled skylight possible for this product | Ut-value LT-value g-value Rw-value EN 1873 : 2014 EN ISO 13468 EN 16153 EN 410 EN 410 EN ISO 140-3 Material Walls Shells (W/m²K) (%) (%) (dB) Acrylic Single-walled Clear (H) 5.17 90 87 - PMMA Single-walled Opal (O) 5.17 83 76 - Double-walled Clear (H/H) 2.90 81 75 20 Double-walled Opal (O/O) 2.90 69 58 20 Triple-walled Clear (H/H/H) 1.70 73 65 22 Triple-walled Opal (O/H/O) 1.70 62 51 22 Four-walled Clear (H/H/H/H) 1.28 64 54 23 Four-walled Opal (H/H/O/H) 1.28 59 48 23 Polycarbonate Single-walled Clear (A) 5.17 88 83 - PC Single-walled Opal (D) 5.17 58 60 - Double-walled Clear (A/H) 2.90 79 72 20 Double-walled Clear (A/A) 2.90 77 69 20 Double-walled Opal (A/O) 2.90 73 63 20 Double-walled Opal (A/D) 2.90 51 50 20 Triple-walled Clear (A/H/H) 1.70 71 63 22 Triple-walled Opal (A/O/O) 1.70 61 48 22 Four-walled Clear (A/H/H/H) 1.28 64 52 23 Four-walled Opal (A/H/O/H) 1.28 59 46 23 Polycarbonate Single-walled Heatstop Opal (T) 5.17 49 59 - Heatstop PC Double-walled Clear (T/H) 2.90 44 51 20 Double-walled Opal (T/O) 2.90 41 45 20 Triple-walled Clear (T/H/H) 1.70 40 <td data-sheets-numberformat='{"1":2,"2":"0","3":1}' data-sheets-value='{"1":3,"3":44}' style="overflow:hidden;paddin | https://skylux.eu/en/products/skylux-160-ce-met-koepel-en-pvc-opstand-30-20-met-lm-motor-en-windvang-1000-x-2800-mm | https://skylux.eu/cdn/shop/files/Skylux-160deg-CE-met-koepel-en-pvc-opstand-3020-met-dubbele-LM-motor-en-windvang-1000-x-2800-mm-RWA-systeem.jpg?v=1702981459&width=1600 | https://skylux.eu/cdn/shop/files/e5a82811-1bb0-48e4-a776-cacb59c7c092_e175fe15-7ce9-4e13-b70b-7e3687aeac01.jpg?v=1688551381&width=1600 | //skylux.eu/cdn/shop/files/E_MH_Mounting_instructions_Skylux_160_CE_LM.pdf?v=12406716259046007223 | //skylux.eu/cdn/shop/files/E_TD_Technical_File_Skylux_Skylux_160_CE_Electric.pdf?v=3667116872303399239 | <style type="text/css" id="isPasted"> <!--td { border: 1px solid #cccccc; } br { mso-data-placement: same-cell; } --> </style> <table border="1" cellpadding="0" cellspacing="0" dir="ltr" style="table-layout:fixed;font-size:10pt;font-family:Arial;border-collapse:collapse;border:none;"><tbody> <tr style="height:20px;"> <td style="overflow:hidden;padding:0px 3px 0px 3px;vertical-align:bottom;"></td> <td style="overflow:hidden;padding:0px 3px 0px 3px;vertical-align:bottom;"></td> <td style="overflow:hidden;padding:0px 3px 0px 3px;vertical-align:bottom;"></td> <td data-sheets-value='{"1":2,"2":"Ut-value"}' style="overflow:hidden;padding:0px 3px 0px 3px;vertical-align:bottom;font-weight:bold;text-align:center;">Ut-value</td> <td data-sheets-value='{"1":2,"2":"LT-value"}' style="overflow:hidden;padding:0px 3px 0px 3px;vertical-align:bottom;font-weight:bold;text-align:center;">LT-value</td> <td data-sheets-value='{"1":2,"2":"g-value"}' style="overflow:hidden;padding:0px 3px 0px 3px;vertical-align:bottom;font-weight:bold;text-align:center;">g-value</td> <td data-sheets-value='{"1":2,"2":"Rw-value "}' style="overflow:hidden;padding:0px 3px 0px 3px;vertical-align:bottom;font-weight:bold;text-align:center;">Rw-value </td> </tr> <tr style="height:20px;"> <td style="overflow:hidden;padding:0px 3px 0px 3px;vertical-align:bottom;"></td> <td style="overflow:hidden;padding:0px 3px 0px 3px;vertical-align:bottom;"></td> <td style="overflow:hidden;padding:0px 3px 0px 3px;vertical-align:bottom;"></td> <td data-sheets-numberformat='{"1":2,"2":"0.00","3":1}' data-sheets-value='{"1":2,"2":"EN 1873 : 2014"}' style="overflow:hidden;padding:0px 3px 0px 3px;vertical-align:bottom;text-align:center;">EN 1873 : 2014</td> <td data-sheets-numberformat='{"1":2,"2":"0","3":1}' data-sheets-value='{"1":2,"2":"EN ISO 13468 EN 16153 EN 410"}' style="overflow:hidden;padding:0px 3px 0px 3px;vertical-align:bottom;text-align:center;">EN ISO 13468 EN 16153 EN 410</td> <td data-sheets-numberformat='{"1":2,"2":"0","3":1}' data-sheets-value='{"1":2,"2":"EN 410"}' style="overflow:hidden;padding:0px 3px 0px 3px;vertical-align:bottom;text-align:center;">EN 410</td> <td data-sheets-value='{"1":2,"2":"EN ISO 140-3\t\t"}' style="overflow:hidden;padding:0px 3px 0px 3px;vertical-align:bottom;text-align:center;">EN ISO 140-3 </td> </tr> <tr style="height:20px;"> <td data-sheets-value='{"1":2,"2":"Material"}' style="border-bottom:1px solid #000000;overflow:hidden;padding:0px 3px 0px 3px;vertical-align:bottom;background-color:#000000;font-weight:bold;color:#ffffff;">Material</td> <td data-sheets-value='{"1":2,"2":"Walls"}' style="border-bottom:1px solid #000000;overflow:hidden;padding:0px 3px 0px 3px;vertical-align:bottom;background-color:#000000;font-weight:bold;color:#ffffff;">Walls</td> <td data-sheets-value='{"1":2,"2":"Shells"}' style="border-bottom:1px solid #000000;overflow:hidden;padding:0px 3px 0px 3px;vertical-align:bottom;background-color:#000000;font-weight:bold;color:#ffffff;">Shells</td> <td data-sheets-numberformat='{"1":2,"2":"0.00","3":1}' data-sheets-value='{"1":2,"2":"(W/m²K)\t"}' style="border-bottom:1px solid #000000;overflow:hidden;padding:0px 3px 0px 3px;vertical-align:bottom;background-color:#000000;font-weight:bold;color:#ffffff;text-align:center;">(W/m²K) </td> <td data-sheets-numberformat='{"1":2,"2":"0","3":1}' data-sheets-value='{"1":2,"2":"(%)"}' style="border-bottom:1px solid #000000;overflow:hidden;padding:0px 3px 0px 3px;vertical-align:bottom;background-color:#000000;font-weight:bold;color:#ffffff;text-align:center;">(%)</td> <td data-sheets-numberformat='{"1":2,"2":"0","3":1}' data-sheets-value='{"1":2,"2":"(%)"}' style="border-bottom:1px solid #000000;overflow:hidden;padding:0px 3px 0px 3px;vertical-align:bottom;background-color:#000000;font-weight:bold;color:#ffffff;text-align:center;">(%)</td> <td data-sheets-value='{"1":2,"2":"(dB)"}' style="border-bottom:1px solid #000000;overflow:hidden;padding:0px 3px 0px 3px;vertical-align:bottom;background-color:#000000;font-weight:bold;color:#ffffff;text-align:center;">(dB)</td> </tr> <tr style="height:20px;"> <td data-sheets-value='{"1":2,"2":"Acrylic"}' style="border-left:1px solid #000000;overflow:hidden;padding:0px 3px 0px 3px;vertical-align:bottom;font-weight:bold;">Acrylic</td> <td data-sheets-value='{"1":2,"2":"Single-walled"}' style="overflow:hidden;padding:0px 3px 0px 3px;vertical-align:bottom;font-weight:bold;">Single-walled</td> <td data-sheets-value='{"1":2,"2":"Clear (H)"}' style="border-right:1px solid #000000;overflow:hidden;padding:0px 3px 0px 3px;vertical-align:bottom;font-weight:bold;">Clear (H)</td> <td data-sheets-numberformat='{"1":2,"2":"0.00","3":1}' data-sheets-value='{"1":3,"3":5.17}' style="overflow:hidden;padding:0px 3px 0px 3px;vertical-align:bottom;text-align:center;">5.17</td> <td data-sheets-numberformat='{"1":2,"2":"0","3":1}' data-sheets-value='{"1":3,"3":90}' style="overflow:hidden;padding:0px 3px 0px 3px;vertical-align:bottom;text-align:center;">90</td> <td data-sheets-numberformat='{"1":2,"2":"0","3":1}' data-sheets-value='{"1":3,"3":87}' style="overflow:hidden;padding:0px 3px 0px 3px;vertical-align:bottom;text-align:center;">87</td> <td data-sheets-numberformat='{"1":2,"2":"0","3":1}' data-sheets-value='{"1":2,"2":"-"}' style="border-right:1px solid #000000;overflow:hidden;padding:0px 3px 0px 3px;vertical-align:bottom;text-align:center;">-</td> </tr> <tr style="height:20px;"> <td data-sheets-value='{"1":2,"2":"PMMA"}' style="border-left:1px solid #000000;overflow:hidden;padding:0px 3px 0px 3px;vertical-align:bottom;font-weight:bold;">PMMA</td> <td data-sheets-value='{"1":2,"2":"Single-walled"}' style="overflow:hidden;padding:0px 3px 0px 3px;vertical-align:bottom;font-weight:bold;">Single-walled</td> <td data-sheets-value='{"1":2,"2":"Opal (O)"}' style="border-right:1px solid #000000;overflow:hidden;padding:0px 3px 0px 3px;vertical-align:bottom;font-weight:bold;">Opal (O)</td> <td data-sheets-numberformat='{"1":2,"2":"0.00","3":1}' data-sheets-value='{"1":3,"3":5.17}' style="overflow:hidden;padding:0px 3px 0px 3px;vertical-align:bottom;text-align:center;">5.17</td> <td data-sheets-numberformat='{"1":2,"2":"0","3":1}' data-sheets-value='{"1":3,"3":83}' style="overflow:hidden;padding:0px 3px 0px 3px;vertical-align:bottom;text-align:center;">83</td> <td data-sheets-numberformat='{"1":2,"2":"0","3":1}' data-sheets-value='{"1":3,"3":76}' style="overflow:hidden;padding:0px 3px 0px 3px;vertical-align:bottom;text-align:center;">76</td> <td data-sheets-numberformat='{"1":2,"2":"0","3":1}' data-sheets-value='{"1":2,"2":"-"}' style="border-right:1px solid #000000;overflow:hidden;padding:0px 3px 0px 3px;vertical-align:bottom;text-align:center;">-</td> </tr> <tr style="height:20px;"> <td style="border-left:1px solid #000000;overflow:hidden;padding:0px 3px 0px 3px;vertical-align:bottom;font-weight:bold;"></td> <td data-sheets-value='{"1":2,"2":"Double-walled"}' style="overflow:hidden;padding:0px 3px 0px 3px;vertical-align:bottom;font-weight:bold;">Double-walled</td> <td data-sheets-value='{"1":2,"2":"Clear (H/H)"}' style="border-right:1px solid #000000;overflow:hidden;padding:0px 3px 0px 3px;vertical-align:bottom;font-weight:bold;">Clear (H/H)</td> <td data-sheets-numberformat='{"1":2,"2":"0.00","3":1}' data-sheets-value='{"1":3,"3":2.9}' style="overflow:hidden;padding:0px 3px 0px 3px;vertical-align:bottom;text-align:center;">2.90</td> <td data-sheets-numberformat='{"1":2,"2":"0","3":1}' data-sheets-value='{"1":3,"3":81}' style="overflow:hidden;padding:0px 3px 0px 3px;vertical-align:bottom;text-align:center;">81</td> <td data-sheets-numberformat='{"1":2,"2":"0","3":1}' data-sheets-value='{"1":3,"3":75}' style="overflow:hidden;padding:0px 3px 0px 3px;vertical-align:bottom;text-align:center;">75</td> <td data-sheets-numberformat='{"1":2,"2":"0","3":1}' data-sheets-value='{"1":3,"3":20}' style="border-right:1px solid #000000;overflow:hidden;padding:0px 3px 0px 3px;vertical-align:bottom;text-align:center;">20</td> </tr> <tr style="height:20px;"> <td style="border-left:1px solid #000000;overflow:hidden;padding:0px 3px 0px 3px;vertical-align:bottom;font-weight:bold;"></td> <td data-sheets-value='{"1":2,"2":"Double-walled"}' style="overflow:hidden;padding:0px 3px 0px 3px;vertical-align:bottom;font-weight:bold;">Double-walled</td> <td data-sheets-value='{"1":2,"2":"Opal (O/O)"}' style="border-right:1px solid #000000;overflow:hidden;padding:0px 3px 0px 3px;vertical-align:bottom;font-weight:bold;">Opal (O/O)</td> <td data-sheets-numberformat='{"1":2,"2":"0.00","3":1}' data-sheets-value='{"1":3,"3":2.9}' style="overflow:hidden;padding:0px 3px 0px 3px;vertical-align:bottom;text-align:center;">2.90</td> <td data-sheets-numberformat='{"1":2,"2":"0","3":1}' data-sheets-value='{"1":3,"3":69}' style="overflow:hidden;padding:0px 3px 0px 3px;vertical-align:bottom;text-align:center;">69</td> <td data-sheets-numberformat='{"1":2,"2":"0","3":1}' data-sheets-value='{"1":3,"3":58}' style="overflow:hidden;padding:0px 3px 0px 3px;vertical-align:bottom;text-align:center;">58</td> <td data-sheets-numberformat='{"1":2,"2":"0","3":1}' data-sheets-value='{"1":3,"3":20}' style="border-right:1px solid #000000;overflow:hidden;padding:0px 3px 0px 3px;vertical-align:bottom;text-align:center;">20</td> </tr> <tr style="height:20px;"> <td style="border-left:1px solid #000000;overflow:hidden;padding:0px 3px 0px 3px;vertical-align:bottom;font-weight:bold;"></td> <td data-sheets-value='{"1":2,"2":"Triple-walled"}' style="overflow:hidden;padding:0px 3px 0px 3px;vertical-align:bottom;font-weight:bold;">Triple-walled</td> <td data-sheets-value='{"1":2,"2":"Clear (H/H/H)"}' style="border-right:1px solid #000000;overflow:hidden;padding:0px 3px 0px 3px;vertical-align:bottom;font-weight:bold;">Clear (H/H/H)</td> <td data-sheets-numberformat='{"1":2,"2":"0.00","3":1}' data-sheets-value='{"1":3,"3":1.7}' style="overflow:hidden;padding:0px 3px 0px 3px;vertical-align:bottom;text-align:center;">1.70</td> <td data-sheets-numberformat='{"1":2,"2":"0","3":1}' data-sheets-value='{"1":3,"3":73}' style="overflow:hidden;padding:0px 3px 0px 3px;vertical-align:bottom;text-align:center;">73</td> <td data-sheets-numberformat='{"1":2,"2":"0","3":1}' data-sheets-value='{"1":3,"3":65}' style="overflow:hidden;padding:0px 3px 0px 3px;vertical-align:bottom;text-align:center;">65</td> <td data-sheets-numberformat='{"1":2,"2":"0","3":1}' data-sheets-value='{"1":3,"3":22}' style="border-right:1px solid #000000;overflow:hidden;padding:0px 3px 0px 3px;vertical-align:bottom;text-align:center;">22</td> </tr> <tr style="height:20px;"> <td style="border-left:1px solid #000000;overflow:hidden;padding:0px 3px 0px 3px;vertical-align:bottom;font-weight:bold;"></td> <td data-sheets-value='{"1":2,"2":"Triple-walled"}' style="overflow:hidden;padding:0px 3px 0px 3px;vertical-align:bottom;font-weight:bold;">Triple-walled</td> <td data-sheets-value='{"1":2,"2":"Opal (O/H/O)"}' style="border-right:1px solid #000000;overflow:hidden;padding:0px 3px 0px 3px;vertical-align:bottom;font-weight:bold;">Opal (O/H/O)</td> <td data-sheets-numberformat='{"1":2,"2":"0.00","3":1}' data-sheets-value='{"1":3,"3":1.7}' style="overflow:hidden;padding:0px 3px 0px 3px;vertical-align:bottom;text-align:center;">1.70</td> <td data-sheets-numberformat='{"1":2,"2":"0","3":1}' data-sheets-value='{"1":3,"3":62}' style="overflow:hidden;padding:0px 3px 0px 3px;vertical-align:bottom;text-align:center;">62</td> <td data-sheets-numberformat='{"1":2,"2":"0","3":1}' data-sheets-value='{"1":3,"3":51}' style="overflow:hidden;padding:0px 3px 0px 3px;vertical-align:bottom;text-align:center;">51</td> <td data-sheets-numberformat='{"1":2,"2":"0","3":1}' data-sheets-value='{"1":3,"3":22}' style="border-right:1px solid #000000;overflow:hidden;padding:0px 3px 0px 3px;vertical-align:bottom;text-align:center;">22</td> </tr> <tr style="height:20px;"> <td style="border-left:1px solid #000000;overflow:hidden;padding:0px 3px 0px 3px;vertical-align:bottom;font-weight:bold;"></td> <td data-sheets-value='{"1":2,"2":"Four-walled"}' style="overflow:hidden;padding:0px 3px 0px 3px;vertical-align:bottom;font-weight:bold;">Four-walled</td> <td data-sheets-value='{"1":2,"2":"Clear (H/H/H/H)"}' style="border-right:1px solid #000000;overflow:hidden;padding:0px 3px 0px 3px;vertical-align:bottom;font-weight:bold;">Clear (H/H/H/H)</td> <td data-sheets-numberformat='{"1":2,"2":"0.00","3":1}' data-sheets-value='{"1":3,"3":1.28}' style="overflow:hidden;padding:0px 3px 0px 3px;vertical-align:bottom;text-align:center;">1.28</td> <td data-sheets-numberformat='{"1":2,"2":"0","3":1}' data-sheets-value='{"1":3,"3":64}' style="overflow:hidden;padding:0px 3px 0px 3px;vertical-align:bottom;text-align:center;">64</td> <td data-sheets-numberformat='{"1":2,"2":"0","3":1}' data-sheets-value='{"1":3,"3":54}' style="overflow:hidden;padding:0px 3px 0px 3px;vertical-align:bottom;text-align:center;">54</td> <td data-sheets-numberformat='{"1":2,"2":"0","3":1}' data-sheets-value='{"1":3,"3":23}' style="border-right:1px solid #000000;overflow:hidden;padding:0px 3px 0px 3px;vertical-align:bottom;text-align:center;">23</td> </tr> <tr style="height:20px;"> <td style="border-bottom:1px solid #000000;border-left:1px solid #000000;overflow:hidden;padding:0px 3px 0px 3px;vertical-align:bottom;"></td> <td data-sheets-value='{"1":2,"2":"Four-walled"}' style="border-bottom:1px solid #000000;overflow:hidden;padding:0px 3px 0px 3px;vertical-align:bottom;font-weight:bold;">Four-walled</td> <td data-sheets-value='{"1":2,"2":"Opal (H/H/O/H)"}' style="border-right:1px solid #000000;border-bottom:1px solid #000000;overflow:hidden;padding:0px 3px 0px 3px;vertical-align:bottom;font-weight:bold;">Opal (H/H/O/H)</td> <td data-sheets-numberformat='{"1":2,"2":"0.00","3":1}' data-sheets-value='{"1":3,"3":1.28}' style="border-bottom:1px solid #000000;overflow:hidden;padding:0px 3px 0px 3px;vertical-align:bottom;text-align:center;">1.28</td> <td data-sheets-numberformat='{"1":2,"2":"0","3":1}' data-sheets-value='{"1":3,"3":59}' style="border-bottom:1px solid #000000;overflow:hidden;padding:0px 3px 0px 3px;vertical-align:bottom;text-align:center;">59</td> <td data-sheets-numberformat='{"1":2,"2":"0","3":1}' data-sheets-value='{"1":3,"3":48}' style="border-bottom:1px solid #000000;overflow:hidden;padding:0px 3px 0px 3px;vertical-align:bottom;text-align:center;">48</td> <td data-sheets-numberformat='{"1":2,"2":"0","3":1}' data-sheets-value='{"1":3,"3":23}' style="border-right:1px solid #000000;border-bottom:1px solid #000000;overflow:hidden;padding:0px 3px 0px 3px;vertical-align:bottom;text-align:center;">23</td> </tr> <tr style="height:20px;"> <td data-sheets-value='{"1":2,"2":"Polycarbonate "}' style="border-left:1px solid #000000;overflow:hidden;padding:0px 3px 0px 3px;vertical-align:bottom;font-weight:bold;">Polycarbonate </td> <td data-sheets-value='{"1":2,"2":"Single-walled"}' style="overflow:hidden;padding:0px 3px 0px 3px;vertical-align:bottom;font-weight:bold;">Single-walled</td> <td data-sheets-value='{"1":2,"2":"Clear (A)"}' style="border-right:1px solid #000000;overflow:hidden;padding:0px 3px 0px 3px;vertical-align:bottom;font-weight:bold;">Clear (A)</td> <td data-sheets-numberformat='{"1":2,"2":"0.00","3":1}' data-sheets-value='{"1":3,"3":5.17}' style="overflow:hidden;padding:0px 3px 0px 3px;vertical-align:bottom;text-align:center;">5.17</td> <td data-sheets-numberformat='{"1":2,"2":"0","3":1}' data-sheets-value='{"1":3,"3":88}' style="overflow:hidden;padding:0px 3px 0px 3px;vertical-align:bottom;text-align:center;">88</td> <td data-sheets-numberformat='{"1":2,"2":"0","3":1}' data-sheets-value='{"1":3,"3":83}' style="overflow:hidden;padding:0px 3px 0px 3px;vertical-align:bottom;text-align:center;">83</td> <td data-sheets-numberformat='{"1":2,"2":"0","3":1}' data-sheets-value='{"1":2,"2":"-"}' style="border-right:1px solid #000000;overflow:hidden;padding:0px 3px 0px 3px;vertical-align:bottom;text-align:center;">-</td> </tr> <tr style="height:20px;"> <td data-sheets-value='{"1":2,"2":"PC"}' style="border-left:1px solid #000000;overflow:hidden;padding:0px 3px 0px 3px;vertical-align:bottom;font-weight:bold;">PC</td> <td data-sheets-value='{"1":2,"2":"Single-walled"}' style="overflow:hidden;padding:0px 3px 0px 3px;vertical-align:bottom;font-weight:bold;">Single-walled</td> <td data-sheets-value='{"1":2,"2":"Opal (D)"}' style="border-right:1px solid #000000;overflow:hidden;padding:0px 3px 0px 3px;vertical-align:bottom;font-weight:bold;">Opal (D)</td> <td data-sheets-numberformat='{"1":2,"2":"0.00","3":1}' data-sheets-value='{"1":3,"3":5.17}' style="overflow:hidden;padding:0px 3px 0px 3px;vertical-align:bottom;text-align:center;">5.17</td> <td data-sheets-numberformat='{"1":2,"2":"0","3":1}' data-sheets-value='{"1":3,"3":58}' style="overflow:hidden;padding:0px 3px 0px 3px;vertical-align:bottom;text-align:center;">58</td> <td data-sheets-numberformat='{"1":2,"2":"0","3":1}' data-sheets-value='{"1":3,"3":60}' style="overflow:hidden;padding:0px 3px 0px 3px;vertical-align:bottom;text-align:center;">60</td> <td data-sheets-numberformat='{"1":2,"2":"0","3":1}' data-sheets-value='{"1":2,"2":"-"}' style="border-right:1px solid #000000;overflow:hidden;padding:0px 3px 0px 3px;vertical-align:bottom;text-align:center;">-</td> </tr> <tr style="height:20px;"> <td style="border-left:1px solid #000000;overflow:hidden;padding:0px 3px 0px 3px;vertical-align:bottom;font-weight:bold;"></td> <td data-sheets-value='{"1":2,"2":"Double-walled"}' style="overflow:hidden;padding:0px 3px 0px 3px;vertical-align:bottom;font-weight:bold;">Double-walled</td> <td data-sheets-value='{"1":2,"2":"Clear (A/H)"}' style="border-right:1px solid #000000;overflow:hidden;padding:0px 3px 0px 3px;vertical-align:bottom;font-weight:bold;">Clear (A/H)</td> <td data-sheets-numberformat='{"1":2,"2":"0.00","3":1}' data-sheets-value='{"1":3,"3":2.9}' style="overflow:hidden;padding:0px 3px 0px 3px;vertical-align:bottom;text-align:center;">2.90</td> <td data-sheets-numberformat='{"1":2,"2":"0","3":1}' data-sheets-value='{"1":3,"3":79}' style="overflow:hidden;padding:0px 3px 0px 3px;vertical-align:bottom;text-align:center;">79</td> <td data-sheets-numberformat='{"1":2,"2":"0","3":1}' data-sheets-value='{"1":3,"3":72}' style="overflow:hidden;padding:0px 3px 0px 3px;vertical-align:bottom;text-align:center;">72</td> <td data-sheets-numberformat='{"1":2,"2":"0","3":1}' data-sheets-value='{"1":3,"3":20}' style="border-right:1px solid #000000;overflow:hidden;padding:0px 3px 0px 3px;vertical-align:bottom;text-align:center;">20</td> </tr> <tr style="height:20px;"> <td style="border-left:1px solid #000000;overflow:hidden;padding:0px 3px 0px 3px;vertical-align:bottom;font-weight:bold;"></td> <td data-sheets-value='{"1":2,"2":"Double-walled"}' style="overflow:hidden;padding:0px 3px 0px 3px;vertical-align:bottom;font-weight:bold;">Double-walled</td> <td data-sheets-value='{"1":2,"2":"Clear (A/A)"}' style="border-right:1px solid #000000;overflow:hidden;padding:0px 3px 0px 3px;vertical-align:bottom;font-weight:bold;">Clear (A/A)</td> <td data-sheets-numberformat='{"1":2,"2":"0.00","3":1}' data-sheets-value='{"1":3,"3":2.9}' style="overflow:hidden;padding:0px 3px 0px 3px;vertical-align:bottom;text-align:center;">2.90</td> <td data-sheets-numberformat='{"1":2,"2":"0","3":1}' data-sheets-value='{"1":3,"3":77}' style="overflow:hidden;padding:0px 3px 0px 3px;vertical-align:bottom;text-align:center;">77</td> <td data-sheets-numberformat='{"1":2,"2":"0","3":1}' data-sheets-value='{"1":3,"3":69}' style="overflow:hidden;padding:0px 3px 0px 3px;vertical-align:bottom;text-align:center;">69</td> <td data-sheets-numberformat='{"1":2,"2":"0","3":1}' data-sheets-value='{"1":3,"3":20}' style="border-right:1px solid #000000;overflow:hidden;padding:0px 3px 0px 3px;vertical-align:bottom;text-align:center;">20</td> </tr> <tr style="height:20px;"> <td style="border-left:1px solid #000000;overflow:hidden;padding:0px 3px 0px 3px;vertical-align:bottom;font-weight:bold;"></td> <td data-sheets-value='{"1":2,"2":"Double-walled"}' style="overflow:hidden;padding:0px 3px 0px 3px;vertical-align:bottom;font-weight:bold;">Double-walled</td> <td data-sheets-value='{"1":2,"2":"Opal (A/O)"}' style="border-right:1px solid #000000;overflow:hidden;padding:0px 3px 0px 3px;vertical-align:bottom;font-weight:bold;">Opal (A/O)</td> <td data-sheets-numberformat='{"1":2,"2":"0.00","3":1}' data-sheets-value='{"1":3,"3":2.9}' style="overflow:hidden;padding:0px 3px 0px 3px;vertical-align:bottom;text-align:center;">2.90</td> <td data-sheets-numberformat='{"1":2,"2":"0","3":1}' data-sheets-value='{"1":3,"3":73}' style="overflow:hidden;padding:0px 3px 0px 3px;vertical-align:bottom;text-align:center;">73</td> <td data-sheets-numberformat='{"1":2,"2":"0","3":1}' data-sheets-value='{"1":3,"3":63}' style="overflow:hidden;padding:0px 3px 0px 3px;vertical-align:bottom;text-align:center;">63</td> <td data-sheets-numberformat='{"1":2,"2":"0","3":1}' data-sheets-value='{"1":3,"3":20}' style="border-right:1px solid #000000;overflow:hidden;padding:0px 3px 0px 3px;vertical-align:bottom;text-align:center;">20</td> </tr> <tr style="height:20px;"> <td style="border-left:1px solid #000000;overflow:hidden;padding:0px 3px 0px 3px;vertical-align:bottom;font-weight:bold;"></td> <td data-sheets-value='{"1":2,"2":"Double-walled"}' style="overflow:hidden;padding:0px 3px 0px 3px;vertical-align:bottom;font-weight:bold;">Double-walled</td> <td data-sheets-value='{"1":2,"2":"Opal (A/D)"}' style="border-right:1px solid #000000;overflow:hidden;padding:0px 3px 0px 3px;vertical-align:bottom;font-weight:bold;">Opal (A/D)</td> <td data-sheets-numberformat='{"1":2,"2":"0.00","3":1}' data-sheets-value='{"1":3,"3":2.9}' style="overflow:hidden;padding:0px 3px 0px 3px;vertical-align:bottom;text-align:center;">2.90</td> <td data-sheets-numberformat='{"1":2,"2":"0","3":1}' data-sheets-value='{"1":3,"3":51}' style="overflow:hidden;padding:0px 3px 0px 3px;vertical-align:bottom;text-align:center;">51</td> <td data-sheets-numberformat='{"1":2,"2":"0","3":1}' data-sheets-value='{"1":3,"3":50}' style="overflow:hidden;padding:0px 3px 0px 3px;vertical-align:bottom;text-align:center;">50</td> <td data-sheets-numberformat='{"1":2,"2":"0","3":1}' data-sheets-value='{"1":3,"3":20}' style="border-right:1px solid #000000;overflow:hidden;padding:0px 3px 0px 3px;vertical-align:bottom;text-align:center;">20</td> </tr> <tr style="height:20px;"> <td style="border-left:1px solid #000000;overflow:hidden;padding:0px 3px 0px 3px;vertical-align:bottom;font-weight:bold;"></td> <td data-sheets-value='{"1":2,"2":"Triple-walled"}' style="overflow:hidden;padding:0px 3px 0px 3px;vertical-align:bottom;font-weight:bold;">Triple-walled</td> <td data-sheets-value='{"1":2,"2":"Clear (A/H/H)"}' style="border-right:1px solid #000000;overflow:hidden;padding:0px 3px 0px 3px;vertical-align:bottom;font-weight:bold;">Clear (A/H/H)</td> <td data-sheets-numberformat='{"1":2,"2":"0.00","3":1}' data-sheets-value='{"1":3,"3":1.7}' style="overflow:hidden;padding:0px 3px 0px 3px;vertical-align:bottom;text-align:center;">1.70</td> <td data-sheets-numberformat='{"1":2,"2":"0","3":1}' data-sheets-value='{"1":3,"3":71}' style="overflow:hidden;padding:0px 3px 0px 3px;vertical-align:bottom;text-align:center;">71</td> <td data-sheets-numberformat='{"1":2,"2":"0","3":1}' data-sheets-value='{"1":3,"3":63}' style="overflow:hidden;padding:0px 3px 0px 3px;vertical-align:bottom;text-align:center;">63</td> <td data-sheets-numberformat='{"1":2,"2":"0","3":1}' data-sheets-value='{"1":3,"3":22}' style="border-right:1px solid #000000;overflow:hidden;padding:0px 3px 0px 3px;vertical-align:bottom;text-align:center;">22</td> </tr> <tr style="height:20px;"> <td style="border-left:1px solid #000000;overflow:hidden;padding:0px 3px 0px 3px;vertical-align:bottom;font-weight:bold;"></td> <td data-sheets-value='{"1":2,"2":"Triple-walled"}' style="overflow:hidden;padding:0px 3px 0px 3px;vertical-align:bottom;font-weight:bold;">Triple-walled</td> <td data-sheets-value='{"1":2,"2":"Opal (A/O/O)"}' style="border-right:1px solid #000000;overflow:hidden;padding:0px 3px 0px 3px;vertical-align:bottom;font-weight:bold;">Opal (A/O/O)</td> <td data-sheets-numberformat='{"1":2,"2":"0.00","3":1}' data-sheets-value='{"1":3,"3":1.7}' style="overflow:hidden;padding:0px 3px 0px 3px;vertical-align:bottom;text-align:center;">1.70</td> <td data-sheets-numberformat='{"1":2,"2":"0","3":1}' data-sheets-value='{"1":3,"3":61}' style="overflow:hidden;padding:0px 3px 0px 3px;vertical-align:bottom;text-align:center;">61</td> <td data-sheets-numberformat='{"1":2,"2":"0","3":1}' data-sheets-value='{"1":3,"3":48}' style="overflow:hidden;padding:0px 3px 0px 3px;vertical-align:bottom;text-align:center;">48</td> <td data-sheets-numberformat='{"1":2,"2":"0","3":1}' data-sheets-value='{"1":3,"3":22}' style="border-right:1px solid #000000;overflow:hidden;padding:0px 3px 0px 3px;vertical-align:bottom;text-align:center;">22</td> </tr> <tr style="height:20px;"> <td style="border-left:1px solid #000000;overflow:hidden;padding:0px 3px 0px 3px;vertical-align:bottom;font-weight:bold;"></td> <td data-sheets-value='{"1":2,"2":"Four-walled"}' style="overflow:hidden;padding:0px 3px 0px 3px;vertical-align:bottom;font-weight:bold;">Four-walled</td> <td data-sheets-value='{"1":2,"2":"Clear (A/H/H/H)"}' style="border-right:1px solid #000000;overflow:hidden;padding:0px 3px 0px 3px;vertical-align:bottom;font-weight:bold;">Clear (A/H/H/H)</td> <td data-sheets-numberformat='{"1":2,"2":"0.00","3":1}' data-sheets-value='{"1":3,"3":1.28}' style="overflow:hidden;padding:0px 3px 0px 3px;vertical-align:bottom;text-align:center;">1.28</td> <td data-sheets-numberformat='{"1":2,"2":"0","3":1}' data-sheets-value='{"1":3,"3":64}' style="overflow:hidden;padding:0px 3px 0px 3px;vertical-align:bottom;text-align:center;">64</td> <td data-sheets-numberformat='{"1":2,"2":"0","3":1}' data-sheets-value='{"1":3,"3":52}' style="overflow:hidden;padding:0px 3px 0px 3px;vertical-align:bottom;text-align:center;">52</td> <td data-sheets-numberformat='{"1":2,"2":"0","3":1}' data-sheets-value='{"1":3,"3":23}' style="border-right:1px solid #000000;overflow:hidden;padding:0px 3px 0px 3px;vertical-align:bottom;text-align:center;">23</td> </tr> <tr style="height:20px;"> <td style="border-bottom:1px solid #000000;border-left:1px solid #000000;overflow:hidden;padding:0px 3px 0px 3px;vertical-align:bottom;"></td> <td data-sheets-value='{"1":2,"2":"Four-walled"}' style="border-bottom:1px solid #000000;overflow:hidden;padding:0px 3px 0px 3px;vertical-align:bottom;font-weight:bold;">Four-walled</td> <td data-sheets-value='{"1":2,"2":"Opal (A/H/O/H)"}' style="border-right:1px solid #000000;border-bottom:1px solid #000000;overflow:hidden;padding:0px 3px 0px 3px;vertical-align:bottom;font-weight:bold;">Opal (A/H/O/H)</td> <td data-sheets-numberformat='{"1":2,"2":"0.00","3":1}' data-sheets-value='{"1":3,"3":1.28}' style="border-bottom:1px solid #000000;overflow:hidden;padding:0px 3px 0px 3px;vertical-align:bottom;text-align:center;">1.28</td> <td data-sheets-numberformat='{"1":2,"2":"0","3":1}' data-sheets-value='{"1":3,"3":59}' style="border-bottom:1px solid #000000;overflow:hidden;padding:0px 3px 0px 3px;vertical-align:bottom;text-align:center;">59</td> <td data-sheets-numberformat='{"1":2,"2":"0","3":1}' data-sheets-value='{"1":3,"3":46}' style="border-bottom:1px solid #000000;overflow:hidden;padding:0px 3px 0px 3px;vertical-align:bottom;text-align:center;">46</td> <td data-sheets-numberformat='{"1":2,"2":"0","3":1}' data-sheets-value='{"1":3,"3":23}' style="border-right:1px solid #000000;border-bottom:1px solid #000000;overflow:hidden;padding:0px 3px 0px 3px;vertical-align:bottom;text-align:center;">23</td> </tr> <tr style="height:20px;"> <td data-sheets-value='{"1":2,"2":"Polycarbonate"}' style="border-left:1px solid #000000;overflow:hidden;padding:0px 3px 0px 3px;vertical-align:bottom;font-weight:bold;">Polycarbonate</td> <td data-sheets-value='{"1":2,"2":"Single-walled"}' style="overflow:hidden;padding:0px 3px 0px 3px;vertical-align:bottom;font-weight:bold;">Single-walled</td> <td data-sheets-value='{"1":2,"2":"Heatstop Opal (T)"}' style="border-right:1px solid #000000;overflow:hidden;padding:0px 3px 0px 3px;vertical-align:bottom;font-weight:bold;">Heatstop Opal (T)</td> <td data-sheets-numberformat='{"1":2,"2":"0.00","3":1}' data-sheets-value='{"1":3,"3":5.17}' style="overflow:hidden;padding:0px 3px 0px 3px;vertical-align:bottom;text-align:center;">5.17</td> <td data-sheets-numberformat='{"1":2,"2":"0","3":1}' data-sheets-value='{"1":3,"3":49}' style="overflow:hidden;padding:0px 3px 0px 3px;vertical-align:bottom;text-align:center;">49</td> <td data-sheets-numberformat='{"1":2,"2":"0","3":1}' data-sheets-value='{"1":3,"3":59}' style="overflow:hidden;padding:0px 3px 0px 3px;vertical-align:bottom;text-align:center;">59</td> <td data-sheets-numberformat='{"1":2,"2":"0","3":1}' data-sheets-value='{"1":2,"2":"-"}' style="border-right:1px solid #000000;overflow:hidden;padding:0px 3px 0px 3px;vertical-align:bottom;text-align:center;">-</td> </tr> <tr style="height:20px;"> <td data-sheets-value='{"1":2,"2":"Heatstop PC"}' style="border-left:1px solid #000000;overflow:hidden;padding:0px 3px 0px 3px;vertical-align:bottom;font-weight:bold;">Heatstop PC</td> <td data-sheets-value='{"1":2,"2":"Double-walled"}' style="overflow:hidden;padding:0px 3px 0px 3px;vertical-align:bottom;font-weight:bold;">Double-walled</td> <td data-sheets-value='{"1":2,"2":"Clear (T/H)"}' style="border-right:1px solid #000000;overflow:hidden;padding:0px 3px 0px 3px;vertical-align:bottom;font-weight:bold;">Clear (T/H)</td> <td data-sheets-numberformat='{"1":2,"2":"0.00","3":1}' data-sheets-value='{"1":3,"3":2.9}' style="overflow:hidden;padding:0px 3px 0px 3px;vertical-align:bottom;text-align:center;">2.90</td> <td data-sheets-numberformat='{"1":2,"2":"0","3":1}' data-sheets-value='{"1":3,"3":44}' style="overflow:hidden;padding:0px 3px 0px 3px;vertical-align:bottom;text-align:center;">44</td> <td data-sheets-numberformat='{"1":2,"2":"0","3":1}' data-sheets-value='{"1":3,"3":51}' style="overflow:hidden;padding:0px 3px 0px 3px;vertical-align:bottom;text-align:center;">51</td> <td data-sheets-numberformat='{"1":2,"2":"0","3":1}' data-sheets-value='{"1":3,"3":20}' style="border-right:1px solid #000000;overflow:hidden;padding:0px 3px 0px 3px;vertical-align:bottom;text-align:center;">20</td> </tr> <tr style="height:20px;"> <td style="border-left:1px solid #000000;overflow:hidden;padding:0px 3px 0px 3px;vertical-align:bottom;font-weight:bold;"></td> <td data-sheets-value='{"1":2,"2":"Double-walled"}' style="overflow:hidden;padding:0px 3px 0px 3px;vertical-align:bottom;font-weight:bold;">Double-walled</td> <td data-sheets-value='{"1":2,"2":"Opal (T/O)"}' style="border-right:1px solid #000000;overflow:hidden;padding:0px 3px 0px 3px;vertical-align:bottom;font-weight:bold;">Opal (T/O)</td> <td data-sheets-numberformat='{"1":2,"2":"0.00","3":1}' data-sheets-value='{"1":3,"3":2.9}' style="overflow:hidden;padding:0px 3px 0px 3px;vertical-align:bottom;text-align:center;">2.90</td> <td data-sheets-numberformat='{"1":2,"2":"0","3":1}' data-sheets-value='{"1":3,"3":41}' style="overflow:hidden;padding:0px 3px 0px 3px;vertical-align:bottom;text-align:center;">41</td> <td data-sheets-numberformat='{"1":2,"2":"0","3":1}' data-sheets-value='{"1":3,"3":45}' style="overflow:hidden;padding:0px 3px 0px 3px;vertical-align:bottom;text-align:center;">45</td> <td data-sheets-numberformat='{"1":2,"2":"0","3":1}' data-sheets-value='{"1":3,"3":20}' style="border-right:1px solid #000000;overflow:hidden;padding:0px 3px 0px 3px;vertical-align:bottom;text-align:center;">20</td> </tr> <tr style="height:20px;"> <td style="border-left:1px solid #000000;overflow:hidden;padding:0px 3px 0px 3px;vertical-align:bottom;font-weight:bold;"></td> <td data-sheets-value='{"1":2,"2":"Triple-walled"}' style="overflow:hidden; | skylux-160-ce-met-koepel-en-pvc-opstand-30-20-met-lm-motor-en-windvang-1000-x-2800-mm | 8586039722317 | 46872372707661
Smoke and heat exhaust (SHEV) | SHE system | Skylux | Skylux 160° CE with skylight and PVC curb 30/20 with double LM-actuator and spoiler 1200 x 2400 mm |  | 34450 | 5412970344506 | 8232.85 | Yes | 30-45 | 151.96 | 1200 x 2400 mm | 2400 | 1200 |  | PVC 30/20 (30 cm high & roof opening = 20 cm larger than daylight size) | Rectangular | 5.17 W/m²K - 1.28 W/m²K | 87% - 32% | 90% - 32% | 20dB - 23dB | 160° CE (for industry) | skylight | with spoiler | E | Double actuator | Maximum four-walled skylight possible for this product | Ut-value LT-value g-value Rw-value EN 1873 : 2014 EN ISO 13468 EN 16153 EN 410 EN 410 EN ISO 140-3 Material Walls Shells (W/m²K) (%) (%) (dB) Acrylic Single-walled Clear (H) 5.17 90 87 - PMMA Single-walled Opal (O) 5.17 83 76 - Double-walled Clear (H/H) 2.90 81 75 20 Double-walled Opal (O/O) 2.90 69 58 20 Triple-walled Clear (H/H/H) 1.70 73 65 22 Triple-walled Opal (O/H/O) 1.70 62 51 22 Four-walled Clear (H/H/H/H) 1.28 64 54 23 Four-walled Opal (H/H/O/H) 1.28 59 48 23 Polycarbonate Single-walled Clear (A) 5.17 88 83 - PC Single-walled Opal (D) 5.17 58 60 - Double-walled Clear (A/H) 2.90 79 72 20 Double-walled Clear (A/A) 2.90 77 69 20 Double-walled Opal (A/O) 2.90 73 63 20 Double-walled Opal (A/D) 2.90 51 50 20 Triple-walled Clear (A/H/H) 1.70 71 63 22 Triple-walled Opal (A/O/O) 1.70 61 48 22 Four-walled Clear (A/H/H/H) 1.28 64 52 23 Four-walled Opal (A/H/O/H) 1.28 59 46 23 Polycarbonate Single-walled Heatstop Opal (T) 5.17 49 59 - Heatstop PC Double-walled Clear (T/H) 2.90 44 51 20 Double-walled Opal (T/O) 2.90 41 45 20 Triple-walled Clear (T/H/H) 1.70 40 <td data-sheets-numberformat='{"1":2,"2":"0","3":1}' data-sheets-value='{"1":3,"3":44}' style="overflow:hidden;paddin | https://skylux.eu/en/products/skylux-160-ce-met-koepel-en-pvc-opstand-30-20-met-lm-motor-en-windvang-1200-x-2400-mm | https://skylux.eu/cdn/shop/files/Skylux-160deg-CE-met-koepel-en-pvc-opstand-3020-met-dubbele-LM-motor-en-windvang-1200-x-2400-mm-RWA-systeem.jpg?v=1702981534&width=1600 | https://skylux.eu/cdn/shop/files/e5a82811-1bb0-48e4-a776-cacb59c7c092_9352a4c2-d81f-446d-a51d-0fa1d7ca7c65.jpg?v=1688551397&width=1600 | //skylux.eu/cdn/shop/files/E_MH_Mounting_instructions_Skylux_160_CE_LM.pdf?v=12406716259046007223 | //skylux.eu/cdn/shop/files/E_TD_Technical_File_Skylux_Skylux_160_CE_Electric.pdf?v=3667116872303399239 | <style type="text/css" id="isPasted"> <!--td { border: 1px solid #cccccc; } br { mso-data-placement: same-cell; } --> </style> <table border="1" cellpadding="0" cellspacing="0" dir="ltr" style="table-layout:fixed;font-size:10pt;font-family:Arial;border-collapse:collapse;border:none;"><tbody> <tr style="height:20px;"> <td style="overflow:hidden;padding:0px 3px 0px 3px;vertical-align:bottom;"></td> <td style="overflow:hidden;padding:0px 3px 0px 3px;vertical-align:bottom;"></td> <td style="overflow:hidden;padding:0px 3px 0px 3px;vertical-align:bottom;"></td> <td data-sheets-value='{"1":2,"2":"Ut-value"}' style="overflow:hidden;padding:0px 3px 0px 3px;vertical-align:bottom;font-weight:bold;text-align:center;">Ut-value</td> <td data-sheets-value='{"1":2,"2":"LT-value"}' style="overflow:hidden;padding:0px 3px 0px 3px;vertical-align:bottom;font-weight:bold;text-align:center;">LT-value</td> <td data-sheets-value='{"1":2,"2":"g-value"}' style="overflow:hidden;padding:0px 3px 0px 3px;vertical-align:bottom;font-weight:bold;text-align:center;">g-value</td> <td data-sheets-value='{"1":2,"2":"Rw-value "}' style="overflow:hidden;padding:0px 3px 0px 3px;vertical-align:bottom;font-weight:bold;text-align:center;">Rw-value </td> </tr> <tr style="height:20px;"> <td style="overflow:hidden;padding:0px 3px 0px 3px;vertical-align:bottom;"></td> <td style="overflow:hidden;padding:0px 3px 0px 3px;vertical-align:bottom;"></td> <td style="overflow:hidden;padding:0px 3px 0px 3px;vertical-align:bottom;"></td> <td data-sheets-numberformat='{"1":2,"2":"0.00","3":1}' data-sheets-value='{"1":2,"2":"EN 1873 : 2014"}' style="overflow:hidden;padding:0px 3px 0px 3px;vertical-align:bottom;text-align:center;">EN 1873 : 2014</td> <td data-sheets-numberformat='{"1":2,"2":"0","3":1}' data-sheets-value='{"1":2,"2":"EN ISO 13468 EN 16153 EN 410"}' style="overflow:hidden;padding:0px 3px 0px 3px;vertical-align:bottom;text-align:center;">EN ISO 13468 EN 16153 EN 410</td> <td data-sheets-numberformat='{"1":2,"2":"0","3":1}' data-sheets-value='{"1":2,"2":"EN 410"}' style="overflow:hidden;padding:0px 3px 0px 3px;vertical-align:bottom;text-align:center;">EN 410</td> <td data-sheets-value='{"1":2,"2":"EN ISO 140-3\t\t"}' style="overflow:hidden;padding:0px 3px 0px 3px;vertical-align:bottom;text-align:center;">EN ISO 140-3 </td> </tr> <tr style="height:20px;"> <td data-sheets-value='{"1":2,"2":"Material"}' style="border-bottom:1px solid #000000;overflow:hidden;padding:0px 3px 0px 3px;vertical-align:bottom;background-color:#000000;font-weight:bold;color:#ffffff;">Material</td> <td data-sheets-value='{"1":2,"2":"Walls"}' style="border-bottom:1px solid #000000;overflow:hidden;padding:0px 3px 0px 3px;vertical-align:bottom;background-color:#000000;font-weight:bold;color:#ffffff;">Walls</td> <td data-sheets-value='{"1":2,"2":"Shells"}' style="border-bottom:1px solid #000000;overflow:hidden;padding:0px 3px 0px 3px;vertical-align:bottom;background-color:#000000;font-weight:bold;color:#ffffff;">Shells</td> <td data-sheets-numberformat='{"1":2,"2":"0.00","3":1}' data-sheets-value='{"1":2,"2":"(W/m²K)\t"}' style="border-bottom:1px solid #000000;overflow:hidden;padding:0px 3px 0px 3px;vertical-align:bottom;background-color:#000000;font-weight:bold;color:#ffffff;text-align:center;">(W/m²K) </td> <td data-sheets-numberformat='{"1":2,"2":"0","3":1}' data-sheets-value='{"1":2,"2":"(%)"}' style="border-bottom:1px solid #000000;overflow:hidden;padding:0px 3px 0px 3px;vertical-align:bottom;background-color:#000000;font-weight:bold;color:#ffffff;text-align:center;">(%)</td> <td data-sheets-numberformat='{"1":2,"2":"0","3":1}' data-sheets-value='{"1":2,"2":"(%)"}' style="border-bottom:1px solid #000000;overflow:hidden;padding:0px 3px 0px 3px;vertical-align:bottom;background-color:#000000;font-weight:bold;color:#ffffff;text-align:center;">(%)</td> <td data-sheets-value='{"1":2,"2":"(dB)"}' style="border-bottom:1px solid #000000;overflow:hidden;padding:0px 3px 0px 3px;vertical-align:bottom;background-color:#000000;font-weight:bold;color:#ffffff;text-align:center;">(dB)</td> </tr> <tr style="height:20px;"> <td data-sheets-value='{"1":2,"2":"Acrylic"}' style="border-left:1px solid #000000;overflow:hidden;padding:0px 3px 0px 3px;vertical-align:bottom;font-weight:bold;">Acrylic</td> <td data-sheets-value='{"1":2,"2":"Single-walled"}' style="overflow:hidden;padding:0px 3px 0px 3px;vertical-align:bottom;font-weight:bold;">Single-walled</td> <td data-sheets-value='{"1":2,"2":"Clear (H)"}' style="border-right:1px solid #000000;overflow:hidden;padding:0px 3px 0px 3px;vertical-align:bottom;font-weight:bold;">Clear (H)</td> <td data-sheets-numberformat='{"1":2,"2":"0.00","3":1}' data-sheets-value='{"1":3,"3":5.17}' style="overflow:hidden;padding:0px 3px 0px 3px;vertical-align:bottom;text-align:center;">5.17</td> <td data-sheets-numberformat='{"1":2,"2":"0","3":1}' data-sheets-value='{"1":3,"3":90}' style="overflow:hidden;padding:0px 3px 0px 3px;vertical-align:bottom;text-align:center;">90</td> <td data-sheets-numberformat='{"1":2,"2":"0","3":1}' data-sheets-value='{"1":3,"3":87}' style="overflow:hidden;padding:0px 3px 0px 3px;vertical-align:bottom;text-align:center;">87</td> <td data-sheets-numberformat='{"1":2,"2":"0","3":1}' data-sheets-value='{"1":2,"2":"-"}' style="border-right:1px solid #000000;overflow:hidden;padding:0px 3px 0px 3px;vertical-align:bottom;text-align:center;">-</td> </tr> <tr style="height:20px;"> <td data-sheets-value='{"1":2,"2":"PMMA"}' style="border-left:1px solid #000000;overflow:hidden;padding:0px 3px 0px 3px;vertical-align:bottom;font-weight:bold;">PMMA</td> <td data-sheets-value='{"1":2,"2":"Single-walled"}' style="overflow:hidden;padding:0px 3px 0px 3px;vertical-align:bottom;font-weight:bold;">Single-walled</td> <td data-sheets-value='{"1":2,"2":"Opal (O)"}' style="border-right:1px solid #000000;overflow:hidden;padding:0px 3px 0px 3px;vertical-align:bottom;font-weight:bold;">Opal (O)</td> <td data-sheets-numberformat='{"1":2,"2":"0.00","3":1}' data-sheets-value='{"1":3,"3":5.17}' style="overflow:hidden;padding:0px 3px 0px 3px;vertical-align:bottom;text-align:center;">5.17</td> <td data-sheets-numberformat='{"1":2,"2":"0","3":1}' data-sheets-value='{"1":3,"3":83}' style="overflow:hidden;padding:0px 3px 0px 3px;vertical-align:bottom;text-align:center;">83</td> <td data-sheets-numberformat='{"1":2,"2":"0","3":1}' data-sheets-value='{"1":3,"3":76}' style="overflow:hidden;padding:0px 3px 0px 3px;vertical-align:bottom;text-align:center;">76</td> <td data-sheets-numberformat='{"1":2,"2":"0","3":1}' data-sheets-value='{"1":2,"2":"-"}' style="border-right:1px solid #000000;overflow:hidden;padding:0px 3px 0px 3px;vertical-align:bottom;text-align:center;">-</td> </tr> <tr style="height:20px;"> <td style="border-left:1px solid #000000;overflow:hidden;padding:0px 3px 0px 3px;vertical-align:bottom;font-weight:bold;"></td> <td data-sheets-value='{"1":2,"2":"Double-walled"}' style="overflow:hidden;padding:0px 3px 0px 3px;vertical-align:bottom;font-weight:bold;">Double-walled</td> <td data-sheets-value='{"1":2,"2":"Clear (H/H)"}' style="border-right:1px solid #000000;overflow:hidden;padding:0px 3px 0px 3px;vertical-align:bottom;font-weight:bold;">Clear (H/H)</td> <td data-sheets-numberformat='{"1":2,"2":"0.00","3":1}' data-sheets-value='{"1":3,"3":2.9}' style="overflow:hidden;padding:0px 3px 0px 3px;vertical-align:bottom;text-align:center;">2.90</td> <td data-sheets-numberformat='{"1":2,"2":"0","3":1}' data-sheets-value='{"1":3,"3":81}' style="overflow:hidden;padding:0px 3px 0px 3px;vertical-align:bottom;text-align:center;">81</td> <td data-sheets-numberformat='{"1":2,"2":"0","3":1}' data-sheets-value='{"1":3,"3":75}' style="overflow:hidden;padding:0px 3px 0px 3px;vertical-align:bottom;text-align:center;">75</td> <td data-sheets-numberformat='{"1":2,"2":"0","3":1}' data-sheets-value='{"1":3,"3":20}' style="border-right:1px solid #000000;overflow:hidden;padding:0px 3px 0px 3px;vertical-align:bottom;text-align:center;">20</td> </tr> <tr style="height:20px;"> <td style="border-left:1px solid #000000;overflow:hidden;padding:0px 3px 0px 3px;vertical-align:bottom;font-weight:bold;"></td> <td data-sheets-value='{"1":2,"2":"Double-walled"}' style="overflow:hidden;padding:0px 3px 0px 3px;vertical-align:bottom;font-weight:bold;">Double-walled</td> <td data-sheets-value='{"1":2,"2":"Opal (O/O)"}' style="border-right:1px solid #000000;overflow:hidden;padding:0px 3px 0px 3px;vertical-align:bottom;font-weight:bold;">Opal (O/O)</td> <td data-sheets-numberformat='{"1":2,"2":"0.00","3":1}' data-sheets-value='{"1":3,"3":2.9}' style="overflow:hidden;padding:0px 3px 0px 3px;vertical-align:bottom;text-align:center;">2.90</td> <td data-sheets-numberformat='{"1":2,"2":"0","3":1}' data-sheets-value='{"1":3,"3":69}' style="overflow:hidden;padding:0px 3px 0px 3px;vertical-align:bottom;text-align:center;">69</td> <td data-sheets-numberformat='{"1":2,"2":"0","3":1}' data-sheets-value='{"1":3,"3":58}' style="overflow:hidden;padding:0px 3px 0px 3px;vertical-align:bottom;text-align:center;">58</td> <td data-sheets-numberformat='{"1":2,"2":"0","3":1}' data-sheets-value='{"1":3,"3":20}' style="border-right:1px solid #000000;overflow:hidden;padding:0px 3px 0px 3px;vertical-align:bottom;text-align:center;">20</td> </tr> <tr style="height:20px;"> <td style="border-left:1px solid #000000;overflow:hidden;padding:0px 3px 0px 3px;vertical-align:bottom;font-weight:bold;"></td> <td data-sheets-value='{"1":2,"2":"Triple-walled"}' style="overflow:hidden;padding:0px 3px 0px 3px;vertical-align:bottom;font-weight:bold;">Triple-walled</td> <td data-sheets-value='{"1":2,"2":"Clear (H/H/H)"}' style="border-right:1px solid #000000;overflow:hidden;padding:0px 3px 0px 3px;vertical-align:bottom;font-weight:bold;">Clear (H/H/H)</td> <td data-sheets-numberformat='{"1":2,"2":"0.00","3":1}' data-sheets-value='{"1":3,"3":1.7}' style="overflow:hidden;padding:0px 3px 0px 3px;vertical-align:bottom;text-align:center;">1.70</td> <td data-sheets-numberformat='{"1":2,"2":"0","3":1}' data-sheets-value='{"1":3,"3":73}' style="overflow:hidden;padding:0px 3px 0px 3px;vertical-align:bottom;text-align:center;">73</td> <td data-sheets-numberformat='{"1":2,"2":"0","3":1}' data-sheets-value='{"1":3,"3":65}' style="overflow:hidden;padding:0px 3px 0px 3px;vertical-align:bottom;text-align:center;">65</td> <td data-sheets-numberformat='{"1":2,"2":"0","3":1}' data-sheets-value='{"1":3,"3":22}' style="border-right:1px solid #000000;overflow:hidden;padding:0px 3px 0px 3px;vertical-align:bottom;text-align:center;">22</td> </tr> <tr style="height:20px;"> <td style="border-left:1px solid #000000;overflow:hidden;padding:0px 3px 0px 3px;vertical-align:bottom;font-weight:bold;"></td> <td data-sheets-value='{"1":2,"2":"Triple-walled"}' style="overflow:hidden;padding:0px 3px 0px 3px;vertical-align:bottom;font-weight:bold;">Triple-walled</td> <td data-sheets-value='{"1":2,"2":"Opal (O/H/O)"}' style="border-right:1px solid #000000;overflow:hidden;padding:0px 3px 0px 3px;vertical-align:bottom;font-weight:bold;">Opal (O/H/O)</td> <td data-sheets-numberformat='{"1":2,"2":"0.00","3":1}' data-sheets-value='{"1":3,"3":1.7}' style="overflow:hidden;padding:0px 3px 0px 3px;vertical-align:bottom;text-align:center;">1.70</td> <td data-sheets-numberformat='{"1":2,"2":"0","3":1}' data-sheets-value='{"1":3,"3":62}' style="overflow:hidden;padding:0px 3px 0px 3px;vertical-align:bottom;text-align:center;">62</td> <td data-sheets-numberformat='{"1":2,"2":"0","3":1}' data-sheets-value='{"1":3,"3":51}' style="overflow:hidden;padding:0px 3px 0px 3px;vertical-align:bottom;text-align:center;">51</td> <td data-sheets-numberformat='{"1":2,"2":"0","3":1}' data-sheets-value='{"1":3,"3":22}' style="border-right:1px solid #000000;overflow:hidden;padding:0px 3px 0px 3px;vertical-align:bottom;text-align:center;">22</td> </tr> <tr style="height:20px;"> <td style="border-left:1px solid #000000;overflow:hidden;padding:0px 3px 0px 3px;vertical-align:bottom;font-weight:bold;"></td> <td data-sheets-value='{"1":2,"2":"Four-walled"}' style="overflow:hidden;padding:0px 3px 0px 3px;vertical-align:bottom;font-weight:bold;">Four-walled</td> <td data-sheets-value='{"1":2,"2":"Clear (H/H/H/H)"}' style="border-right:1px solid #000000;overflow:hidden;padding:0px 3px 0px 3px;vertical-align:bottom;font-weight:bold;">Clear (H/H/H/H)</td> <td data-sheets-numberformat='{"1":2,"2":"0.00","3":1}' data-sheets-value='{"1":3,"3":1.28}' style="overflow:hidden;padding:0px 3px 0px 3px;vertical-align:bottom;text-align:center;">1.28</td> <td data-sheets-numberformat='{"1":2,"2":"0","3":1}' data-sheets-value='{"1":3,"3":64}' style="overflow:hidden;padding:0px 3px 0px 3px;vertical-align:bottom;text-align:center;">64</td> <td data-sheets-numberformat='{"1":2,"2":"0","3":1}' data-sheets-value='{"1":3,"3":54}' style="overflow:hidden;padding:0px 3px 0px 3px;vertical-align:bottom;text-align:center;">54</td> <td data-sheets-numberformat='{"1":2,"2":"0","3":1}' data-sheets-value='{"1":3,"3":23}' style="border-right:1px solid #000000;overflow:hidden;padding:0px 3px 0px 3px;vertical-align:bottom;text-align:center;">23</td> </tr> <tr style="height:20px;"> <td style="border-bottom:1px solid #000000;border-left:1px solid #000000;overflow:hidden;padding:0px 3px 0px 3px;vertical-align:bottom;"></td> <td data-sheets-value='{"1":2,"2":"Four-walled"}' style="border-bottom:1px solid #000000;overflow:hidden;padding:0px 3px 0px 3px;vertical-align:bottom;font-weight:bold;">Four-walled</td> <td data-sheets-value='{"1":2,"2":"Opal (H/H/O/H)"}' style="border-right:1px solid #000000;border-bottom:1px solid #000000;overflow:hidden;padding:0px 3px 0px 3px;vertical-align:bottom;font-weight:bold;">Opal (H/H/O/H)</td> <td data-sheets-numberformat='{"1":2,"2":"0.00","3":1}' data-sheets-value='{"1":3,"3":1.28}' style="border-bottom:1px solid #000000;overflow:hidden;padding:0px 3px 0px 3px;vertical-align:bottom;text-align:center;">1.28</td> <td data-sheets-numberformat='{"1":2,"2":"0","3":1}' data-sheets-value='{"1":3,"3":59}' style="border-bottom:1px solid #000000;overflow:hidden;padding:0px 3px 0px 3px;vertical-align:bottom;text-align:center;">59</td> <td data-sheets-numberformat='{"1":2,"2":"0","3":1}' data-sheets-value='{"1":3,"3":48}' style="border-bottom:1px solid #000000;overflow:hidden;padding:0px 3px 0px 3px;vertical-align:bottom;text-align:center;">48</td> <td data-sheets-numberformat='{"1":2,"2":"0","3":1}' data-sheets-value='{"1":3,"3":23}' style="border-right:1px solid #000000;border-bottom:1px solid #000000;overflow:hidden;padding:0px 3px 0px 3px;vertical-align:bottom;text-align:center;">23</td> </tr> <tr style="height:20px;"> <td data-sheets-value='{"1":2,"2":"Polycarbonate "}' style="border-left:1px solid #000000;overflow:hidden;padding:0px 3px 0px 3px;vertical-align:bottom;font-weight:bold;">Polycarbonate </td> <td data-sheets-value='{"1":2,"2":"Single-walled"}' style="overflow:hidden;padding:0px 3px 0px 3px;vertical-align:bottom;font-weight:bold;">Single-walled</td> <td data-sheets-value='{"1":2,"2":"Clear (A)"}' style="border-right:1px solid #000000;overflow:hidden;padding:0px 3px 0px 3px;vertical-align:bottom;font-weight:bold;">Clear (A)</td> <td data-sheets-numberformat='{"1":2,"2":"0.00","3":1}' data-sheets-value='{"1":3,"3":5.17}' style="overflow:hidden;padding:0px 3px 0px 3px;vertical-align:bottom;text-align:center;">5.17</td> <td data-sheets-numberformat='{"1":2,"2":"0","3":1}' data-sheets-value='{"1":3,"3":88}' style="overflow:hidden;padding:0px 3px 0px 3px;vertical-align:bottom;text-align:center;">88</td> <td data-sheets-numberformat='{"1":2,"2":"0","3":1}' data-sheets-value='{"1":3,"3":83}' style="overflow:hidden;padding:0px 3px 0px 3px;vertical-align:bottom;text-align:center;">83</td> <td data-sheets-numberformat='{"1":2,"2":"0","3":1}' data-sheets-value='{"1":2,"2":"-"}' style="border-right:1px solid #000000;overflow:hidden;padding:0px 3px 0px 3px;vertical-align:bottom;text-align:center;">-</td> </tr> <tr style="height:20px;"> <td data-sheets-value='{"1":2,"2":"PC"}' style="border-left:1px solid #000000;overflow:hidden;padding:0px 3px 0px 3px;vertical-align:bottom;font-weight:bold;">PC</td> <td data-sheets-value='{"1":2,"2":"Single-walled"}' style="overflow:hidden;padding:0px 3px 0px 3px;vertical-align:bottom;font-weight:bold;">Single-walled</td> <td data-sheets-value='{"1":2,"2":"Opal (D)"}' style="border-right:1px solid #000000;overflow:hidden;padding:0px 3px 0px 3px;vertical-align:bottom;font-weight:bold;">Opal (D)</td> <td data-sheets-numberformat='{"1":2,"2":"0.00","3":1}' data-sheets-value='{"1":3,"3":5.17}' style="overflow:hidden;padding:0px 3px 0px 3px;vertical-align:bottom;text-align:center;">5.17</td> <td data-sheets-numberformat='{"1":2,"2":"0","3":1}' data-sheets-value='{"1":3,"3":58}' style="overflow:hidden;padding:0px 3px 0px 3px;vertical-align:bottom;text-align:center;">58</td> <td data-sheets-numberformat='{"1":2,"2":"0","3":1}' data-sheets-value='{"1":3,"3":60}' style="overflow:hidden;padding:0px 3px 0px 3px;vertical-align:bottom;text-align:center;">60</td> <td data-sheets-numberformat='{"1":2,"2":"0","3":1}' data-sheets-value='{"1":2,"2":"-"}' style="border-right:1px solid #000000;overflow:hidden;padding:0px 3px 0px 3px;vertical-align:bottom;text-align:center;">-</td> </tr> <tr style="height:20px;"> <td style="border-left:1px solid #000000;overflow:hidden;padding:0px 3px 0px 3px;vertical-align:bottom;font-weight:bold;"></td> <td data-sheets-value='{"1":2,"2":"Double-walled"}' style="overflow:hidden;padding:0px 3px 0px 3px;vertical-align:bottom;font-weight:bold;">Double-walled</td> <td data-sheets-value='{"1":2,"2":"Clear (A/H)"}' style="border-right:1px solid #000000;overflow:hidden;padding:0px 3px 0px 3px;vertical-align:bottom;font-weight:bold;">Clear (A/H)</td> <td data-sheets-numberformat='{"1":2,"2":"0.00","3":1}' data-sheets-value='{"1":3,"3":2.9}' style="overflow:hidden;padding:0px 3px 0px 3px;vertical-align:bottom;text-align:center;">2.90</td> <td data-sheets-numberformat='{"1":2,"2":"0","3":1}' data-sheets-value='{"1":3,"3":79}' style="overflow:hidden;padding:0px 3px 0px 3px;vertical-align:bottom;text-align:center;">79</td> <td data-sheets-numberformat='{"1":2,"2":"0","3":1}' data-sheets-value='{"1":3,"3":72}' style="overflow:hidden;padding:0px 3px 0px 3px;vertical-align:bottom;text-align:center;">72</td> <td data-sheets-numberformat='{"1":2,"2":"0","3":1}' data-sheets-value='{"1":3,"3":20}' style="border-right:1px solid #000000;overflow:hidden;padding:0px 3px 0px 3px;vertical-align:bottom;text-align:center;">20</td> </tr> <tr style="height:20px;"> <td style="border-left:1px solid #000000;overflow:hidden;padding:0px 3px 0px 3px;vertical-align:bottom;font-weight:bold;"></td> <td data-sheets-value='{"1":2,"2":"Double-walled"}' style="overflow:hidden;padding:0px 3px 0px 3px;vertical-align:bottom;font-weight:bold;">Double-walled</td> <td data-sheets-value='{"1":2,"2":"Clear (A/A)"}' style="border-right:1px solid #000000;overflow:hidden;padding:0px 3px 0px 3px;vertical-align:bottom;font-weight:bold;">Clear (A/A)</td> <td data-sheets-numberformat='{"1":2,"2":"0.00","3":1}' data-sheets-value='{"1":3,"3":2.9}' style="overflow:hidden;padding:0px 3px 0px 3px;vertical-align:bottom;text-align:center;">2.90</td> <td data-sheets-numberformat='{"1":2,"2":"0","3":1}' data-sheets-value='{"1":3,"3":77}' style="overflow:hidden;padding:0px 3px 0px 3px;vertical-align:bottom;text-align:center;">77</td> <td data-sheets-numberformat='{"1":2,"2":"0","3":1}' data-sheets-value='{"1":3,"3":69}' style="overflow:hidden;padding:0px 3px 0px 3px;vertical-align:bottom;text-align:center;">69</td> <td data-sheets-numberformat='{"1":2,"2":"0","3":1}' data-sheets-value='{"1":3,"3":20}' style="border-right:1px solid #000000;overflow:hidden;padding:0px 3px 0px 3px;vertical-align:bottom;text-align:center;">20</td> </tr> <tr style="height:20px;"> <td style="border-left:1px solid #000000;overflow:hidden;padding:0px 3px 0px 3px;vertical-align:bottom;font-weight:bold;"></td> <td data-sheets-value='{"1":2,"2":"Double-walled"}' style="overflow:hidden;padding:0px 3px 0px 3px;vertical-align:bottom;font-weight:bold;">Double-walled</td> <td data-sheets-value='{"1":2,"2":"Opal (A/O)"}' style="border-right:1px solid #000000;overflow:hidden;padding:0px 3px 0px 3px;vertical-align:bottom;font-weight:bold;">Opal (A/O)</td> <td data-sheets-numberformat='{"1":2,"2":"0.00","3":1}' data-sheets-value='{"1":3,"3":2.9}' style="overflow:hidden;padding:0px 3px 0px 3px;vertical-align:bottom;text-align:center;">2.90</td> <td data-sheets-numberformat='{"1":2,"2":"0","3":1}' data-sheets-value='{"1":3,"3":73}' style="overflow:hidden;padding:0px 3px 0px 3px;vertical-align:bottom;text-align:center;">73</td> <td data-sheets-numberformat='{"1":2,"2":"0","3":1}' data-sheets-value='{"1":3,"3":63}' style="overflow:hidden;padding:0px 3px 0px 3px;vertical-align:bottom;text-align:center;">63</td> <td data-sheets-numberformat='{"1":2,"2":"0","3":1}' data-sheets-value='{"1":3,"3":20}' style="border-right:1px solid #000000;overflow:hidden;padding:0px 3px 0px 3px;vertical-align:bottom;text-align:center;">20</td> </tr> <tr style="height:20px;"> <td style="border-left:1px solid #000000;overflow:hidden;padding:0px 3px 0px 3px;vertical-align:bottom;font-weight:bold;"></td> <td data-sheets-value='{"1":2,"2":"Double-walled"}' style="overflow:hidden;padding:0px 3px 0px 3px;vertical-align:bottom;font-weight:bold;">Double-walled</td> <td data-sheets-value='{"1":2,"2":"Opal (A/D)"}' style="border-right:1px solid #000000;overflow:hidden;padding:0px 3px 0px 3px;vertical-align:bottom;font-weight:bold;">Opal (A/D)</td> <td data-sheets-numberformat='{"1":2,"2":"0.00","3":1}' data-sheets-value='{"1":3,"3":2.9}' style="overflow:hidden;padding:0px 3px 0px 3px;vertical-align:bottom;text-align:center;">2.90</td> <td data-sheets-numberformat='{"1":2,"2":"0","3":1}' data-sheets-value='{"1":3,"3":51}' style="overflow:hidden;padding:0px 3px 0px 3px;vertical-align:bottom;text-align:center;">51</td> <td data-sheets-numberformat='{"1":2,"2":"0","3":1}' data-sheets-value='{"1":3,"3":50}' style="overflow:hidden;padding:0px 3px 0px 3px;vertical-align:bottom;text-align:center;">50</td> <td data-sheets-numberformat='{"1":2,"2":"0","3":1}' data-sheets-value='{"1":3,"3":20}' style="border-right:1px solid #000000;overflow:hidden;padding:0px 3px 0px 3px;vertical-align:bottom;text-align:center;">20</td> </tr> <tr style="height:20px;"> <td style="border-left:1px solid #000000;overflow:hidden;padding:0px 3px 0px 3px;vertical-align:bottom;font-weight:bold;"></td> <td data-sheets-value='{"1":2,"2":"Triple-walled"}' style="overflow:hidden;padding:0px 3px 0px 3px;vertical-align:bottom;font-weight:bold;">Triple-walled</td> <td data-sheets-value='{"1":2,"2":"Clear (A/H/H)"}' style="border-right:1px solid #000000;overflow:hidden;padding:0px 3px 0px 3px;vertical-align:bottom;font-weight:bold;">Clear (A/H/H)</td> <td data-sheets-numberformat='{"1":2,"2":"0.00","3":1}' data-sheets-value='{"1":3,"3":1.7}' style="overflow:hidden;padding:0px 3px 0px 3px;vertical-align:bottom;text-align:center;">1.70</td> <td data-sheets-numberformat='{"1":2,"2":"0","3":1}' data-sheets-value='{"1":3,"3":71}' style="overflow:hidden;padding:0px 3px 0px 3px;vertical-align:bottom;text-align:center;">71</td> <td data-sheets-numberformat='{"1":2,"2":"0","3":1}' data-sheets-value='{"1":3,"3":63}' style="overflow:hidden;padding:0px 3px 0px 3px;vertical-align:bottom;text-align:center;">63</td> <td data-sheets-numberformat='{"1":2,"2":"0","3":1}' data-sheets-value='{"1":3,"3":22}' style="border-right:1px solid #000000;overflow:hidden;padding:0px 3px 0px 3px;vertical-align:bottom;text-align:center;">22</td> </tr> <tr style="height:20px;"> <td style="border-left:1px solid #000000;overflow:hidden;padding:0px 3px 0px 3px;vertical-align:bottom;font-weight:bold;"></td> <td data-sheets-value='{"1":2,"2":"Triple-walled"}' style="overflow:hidden;padding:0px 3px 0px 3px;vertical-align:bottom;font-weight:bold;">Triple-walled</td> <td data-sheets-value='{"1":2,"2":"Opal (A/O/O)"}' style="border-right:1px solid #000000;overflow:hidden;padding:0px 3px 0px 3px;vertical-align:bottom;font-weight:bold;">Opal (A/O/O)</td> <td data-sheets-numberformat='{"1":2,"2":"0.00","3":1}' data-sheets-value='{"1":3,"3":1.7}' style="overflow:hidden;padding:0px 3px 0px 3px;vertical-align:bottom;text-align:center;">1.70</td> <td data-sheets-numberformat='{"1":2,"2":"0","3":1}' data-sheets-value='{"1":3,"3":61}' style="overflow:hidden;padding:0px 3px 0px 3px;vertical-align:bottom;text-align:center;">61</td> <td data-sheets-numberformat='{"1":2,"2":"0","3":1}' data-sheets-value='{"1":3,"3":48}' style="overflow:hidden;padding:0px 3px 0px 3px;vertical-align:bottom;text-align:center;">48</td> <td data-sheets-numberformat='{"1":2,"2":"0","3":1}' data-sheets-value='{"1":3,"3":22}' style="border-right:1px solid #000000;overflow:hidden;padding:0px 3px 0px 3px;vertical-align:bottom;text-align:center;">22</td> </tr> <tr style="height:20px;"> <td style="border-left:1px solid #000000;overflow:hidden;padding:0px 3px 0px 3px;vertical-align:bottom;font-weight:bold;"></td> <td data-sheets-value='{"1":2,"2":"Four-walled"}' style="overflow:hidden;padding:0px 3px 0px 3px;vertical-align:bottom;font-weight:bold;">Four-walled</td> <td data-sheets-value='{"1":2,"2":"Clear (A/H/H/H)"}' style="border-right:1px solid #000000;overflow:hidden;padding:0px 3px 0px 3px;vertical-align:bottom;font-weight:bold;">Clear (A/H/H/H)</td> <td data-sheets-numberformat='{"1":2,"2":"0.00","3":1}' data-sheets-value='{"1":3,"3":1.28}' style="overflow:hidden;padding:0px 3px 0px 3px;vertical-align:bottom;text-align:center;">1.28</td> <td data-sheets-numberformat='{"1":2,"2":"0","3":1}' data-sheets-value='{"1":3,"3":64}' style="overflow:hidden;padding:0px 3px 0px 3px;vertical-align:bottom;text-align:center;">64</td> <td data-sheets-numberformat='{"1":2,"2":"0","3":1}' data-sheets-value='{"1":3,"3":52}' style="overflow:hidden;padding:0px 3px 0px 3px;vertical-align:bottom;text-align:center;">52</td> <td data-sheets-numberformat='{"1":2,"2":"0","3":1}' data-sheets-value='{"1":3,"3":23}' style="border-right:1px solid #000000;overflow:hidden;padding:0px 3px 0px 3px;vertical-align:bottom;text-align:center;">23</td> </tr> <tr style="height:20px;"> <td style="border-bottom:1px solid #000000;border-left:1px solid #000000;overflow:hidden;padding:0px 3px 0px 3px;vertical-align:bottom;"></td> <td data-sheets-value='{"1":2,"2":"Four-walled"}' style="border-bottom:1px solid #000000;overflow:hidden;padding:0px 3px 0px 3px;vertical-align:bottom;font-weight:bold;">Four-walled</td> <td data-sheets-value='{"1":2,"2":"Opal (A/H/O/H)"}' style="border-right:1px solid #000000;border-bottom:1px solid #000000;overflow:hidden;padding:0px 3px 0px 3px;vertical-align:bottom;font-weight:bold;">Opal (A/H/O/H)</td> <td data-sheets-numberformat='{"1":2,"2":"0.00","3":1}' data-sheets-value='{"1":3,"3":1.28}' style="border-bottom:1px solid #000000;overflow:hidden;padding:0px 3px 0px 3px;vertical-align:bottom;text-align:center;">1.28</td> <td data-sheets-numberformat='{"1":2,"2":"0","3":1}' data-sheets-value='{"1":3,"3":59}' style="border-bottom:1px solid #000000;overflow:hidden;padding:0px 3px 0px 3px;vertical-align:bottom;text-align:center;">59</td> <td data-sheets-numberformat='{"1":2,"2":"0","3":1}' data-sheets-value='{"1":3,"3":46}' style="border-bottom:1px solid #000000;overflow:hidden;padding:0px 3px 0px 3px;vertical-align:bottom;text-align:center;">46</td> <td data-sheets-numberformat='{"1":2,"2":"0","3":1}' data-sheets-value='{"1":3,"3":23}' style="border-right:1px solid #000000;border-bottom:1px solid #000000;overflow:hidden;padding:0px 3px 0px 3px;vertical-align:bottom;text-align:center;">23</td> </tr> <tr style="height:20px;"> <td data-sheets-value='{"1":2,"2":"Polycarbonate"}' style="border-left:1px solid #000000;overflow:hidden;padding:0px 3px 0px 3px;vertical-align:bottom;font-weight:bold;">Polycarbonate</td> <td data-sheets-value='{"1":2,"2":"Single-walled"}' style="overflow:hidden;padding:0px 3px 0px 3px;vertical-align:bottom;font-weight:bold;">Single-walled</td> <td data-sheets-value='{"1":2,"2":"Heatstop Opal (T)"}' style="border-right:1px solid #000000;overflow:hidden;padding:0px 3px 0px 3px;vertical-align:bottom;font-weight:bold;">Heatstop Opal (T)</td> <td data-sheets-numberformat='{"1":2,"2":"0.00","3":1}' data-sheets-value='{"1":3,"3":5.17}' style="overflow:hidden;padding:0px 3px 0px 3px;vertical-align:bottom;text-align:center;">5.17</td> <td data-sheets-numberformat='{"1":2,"2":"0","3":1}' data-sheets-value='{"1":3,"3":49}' style="overflow:hidden;padding:0px 3px 0px 3px;vertical-align:bottom;text-align:center;">49</td> <td data-sheets-numberformat='{"1":2,"2":"0","3":1}' data-sheets-value='{"1":3,"3":59}' style="overflow:hidden;padding:0px 3px 0px 3px;vertical-align:bottom;text-align:center;">59</td> <td data-sheets-numberformat='{"1":2,"2":"0","3":1}' data-sheets-value='{"1":2,"2":"-"}' style="border-right:1px solid #000000;overflow:hidden;padding:0px 3px 0px 3px;vertical-align:bottom;text-align:center;">-</td> </tr> <tr style="height:20px;"> <td data-sheets-value='{"1":2,"2":"Heatstop PC"}' style="border-left:1px solid #000000;overflow:hidden;padding:0px 3px 0px 3px;vertical-align:bottom;font-weight:bold;">Heatstop PC</td> <td data-sheets-value='{"1":2,"2":"Double-walled"}' style="overflow:hidden;padding:0px 3px 0px 3px;vertical-align:bottom;font-weight:bold;">Double-walled</td> <td data-sheets-value='{"1":2,"2":"Clear (T/H)"}' style="border-right:1px solid #000000;overflow:hidden;padding:0px 3px 0px 3px;vertical-align:bottom;font-weight:bold;">Clear (T/H)</td> <td data-sheets-numberformat='{"1":2,"2":"0.00","3":1}' data-sheets-value='{"1":3,"3":2.9}' style="overflow:hidden;padding:0px 3px 0px 3px;vertical-align:bottom;text-align:center;">2.90</td> <td data-sheets-numberformat='{"1":2,"2":"0","3":1}' data-sheets-value='{"1":3,"3":44}' style="overflow:hidden;padding:0px 3px 0px 3px;vertical-align:bottom;text-align:center;">44</td> <td data-sheets-numberformat='{"1":2,"2":"0","3":1}' data-sheets-value='{"1":3,"3":51}' style="overflow:hidden;padding:0px 3px 0px 3px;vertical-align:bottom;text-align:center;">51</td> <td data-sheets-numberformat='{"1":2,"2":"0","3":1}' data-sheets-value='{"1":3,"3":20}' style="border-right:1px solid #000000;overflow:hidden;padding:0px 3px 0px 3px;vertical-align:bottom;text-align:center;">20</td> </tr> <tr style="height:20px;"> <td style="border-left:1px solid #000000;overflow:hidden;padding:0px 3px 0px 3px;vertical-align:bottom;font-weight:bold;"></td> <td data-sheets-value='{"1":2,"2":"Double-walled"}' style="overflow:hidden;padding:0px 3px 0px 3px;vertical-align:bottom;font-weight:bold;">Double-walled</td> <td data-sheets-value='{"1":2,"2":"Opal (T/O)"}' style="border-right:1px solid #000000;overflow:hidden;padding:0px 3px 0px 3px;vertical-align:bottom;font-weight:bold;">Opal (T/O)</td> <td data-sheets-numberformat='{"1":2,"2":"0.00","3":1}' data-sheets-value='{"1":3,"3":2.9}' style="overflow:hidden;padding:0px 3px 0px 3px;vertical-align:bottom;text-align:center;">2.90</td> <td data-sheets-numberformat='{"1":2,"2":"0","3":1}' data-sheets-value='{"1":3,"3":41}' style="overflow:hidden;padding:0px 3px 0px 3px;vertical-align:bottom;text-align:center;">41</td> <td data-sheets-numberformat='{"1":2,"2":"0","3":1}' data-sheets-value='{"1":3,"3":45}' style="overflow:hidden;padding:0px 3px 0px 3px;vertical-align:bottom;text-align:center;">45</td> <td data-sheets-numberformat='{"1":2,"2":"0","3":1}' data-sheets-value='{"1":3,"3":20}' style="border-right:1px solid #000000;overflow:hidden;padding:0px 3px 0px 3px;vertical-align:bottom;text-align:center;">20</td> </tr> <tr style="height:20px;"> <td style="border-left:1px solid #000000;overflow:hidden;padding:0px 3px 0px 3px;vertical-align:bottom;font-weight:bold;"></td> <td data-sheets-value='{"1":2,"2":"Triple-walled"}' style="overflow:hidden; | skylux-160-ce-met-koepel-en-pvc-opstand-30-20-met-lm-motor-en-windvang-1200-x-2400-mm | 8586040443213 | 46872373723469
Smoke and heat exhaust (SHEV) | SHE system | Skylux | Skylux 160° CE with skylight and PVC curb 30/20 with double LM-actuator and spoiler 1300 x 2500 mm |  | 35242 | 5412970352426 | 8304.25 | Yes | 30-45 | 154.72 | 1300 x 2500 mm | 2500 | 1300 |  | PVC 30/20 (30 cm high & roof opening = 20 cm larger than daylight size) | Rectangular | 5.17 W/m²K - 1.28 W/m²K | 87% - 32% | 90% - 32% | 20dB - 23dB | 160° CE (for industry) | skylight | with spoiler | E | Double actuator | Maximum four-walled skylight possible for this product | Ut-value LT-value g-value Rw-value EN 1873 : 2014 EN ISO 13468 EN 16153 EN 410 EN 410 EN ISO 140-3 Material Walls Shells (W/m²K) (%) (%) (dB) Acrylic Single-walled Clear (H) 5.17 90 87 - PMMA Single-walled Opal (O) 5.17 83 76 - Double-walled Clear (H/H) 2.90 81 75 20 Double-walled Opal (O/O) 2.90 69 58 20 Triple-walled Clear (H/H/H) 1.70 73 65 22 Triple-walled Opal (O/H/O) 1.70 62 51 22 Four-walled Clear (H/H/H/H) 1.28 64 54 23 Four-walled Opal (H/H/O/H) 1.28 59 48 23 Polycarbonate Single-walled Clear (A) 5.17 88 83 - PC Single-walled Opal (D) 5.17 58 60 - Double-walled Clear (A/H) 2.90 79 72 20 Double-walled Clear (A/A) 2.90 77 69 20 Double-walled Opal (A/O) 2.90 73 63 20 Double-walled Opal (A/D) 2.90 51 50 20 Triple-walled Clear (A/H/H) 1.70 71 63 22 Triple-walled Opal (A/O/O) 1.70 61 48 22 Four-walled Clear (A/H/H/H) 1.28 64 52 23 Four-walled Opal (A/H/O/H) 1.28 59 46 23 Polycarbonate Single-walled Heatstop Opal (T) 5.17 49 59 - Heatstop PC Double-walled Clear (T/H) 2.90 44 51 20 Double-walled Opal (T/O) 2.90 41 45 20 Triple-walled Clear (T/H/H) 1.70 40 <td data-sheets-numberformat='{"1":2,"2":"0","3":1}' data-sheets-value='{"1":3,"3":44}' style="overflow:hidden;paddin | https://skylux.eu/en/products/skylux-160-ce-met-koepel-en-pvc-opstand-30-20-met-lm-motor-en-windvang-1300-x-2500-mm | https://skylux.eu/cdn/shop/files/Skylux-160deg-CE-met-koepel-en-pvc-opstand-3020-met-dubbele-LM-motor-en-windvang-1300-x-2500-mm-RWA-systeem.jpg?v=1702981572&width=1600 | https://skylux.eu/cdn/shop/files/e5a82811-1bb0-48e4-a776-cacb59c7c092_2e85b246-295b-4f39-9f0b-16e26623b597.jpg?v=1688551405&width=1600 | //skylux.eu/cdn/shop/files/E_MH_Mounting_instructions_Skylux_160_CE_LM.pdf?v=12406716259046007223 | //skylux.eu/cdn/shop/files/E_TD_Technical_File_Skylux_Skylux_160_CE_Electric.pdf?v=3667116872303399239 | <style type="text/css" id="isPasted"> <!--td { border: 1px solid #cccccc; } br { mso-data-placement: same-cell; } --> </style> <table border="1" cellpadding="0" cellspacing="0" dir="ltr" style="table-layout:fixed;font-size:10pt;font-family:Arial;border-collapse:collapse;border:none;"><tbody> <tr style="height:20px;"> <td style="overflow:hidden;padding:0px 3px 0px 3px;vertical-align:bottom;"></td> <td style="overflow:hidden;padding:0px 3px 0px 3px;vertical-align:bottom;"></td> <td style="overflow:hidden;padding:0px 3px 0px 3px;vertical-align:bottom;"></td> <td data-sheets-value='{"1":2,"2":"Ut-value"}' style="overflow:hidden;padding:0px 3px 0px 3px;vertical-align:bottom;font-weight:bold;text-align:center;">Ut-value</td> <td data-sheets-value='{"1":2,"2":"LT-value"}' style="overflow:hidden;padding:0px 3px 0px 3px;vertical-align:bottom;font-weight:bold;text-align:center;">LT-value</td> <td data-sheets-value='{"1":2,"2":"g-value"}' style="overflow:hidden;padding:0px 3px 0px 3px;vertical-align:bottom;font-weight:bold;text-align:center;">g-value</td> <td data-sheets-value='{"1":2,"2":"Rw-value "}' style="overflow:hidden;padding:0px 3px 0px 3px;vertical-align:bottom;font-weight:bold;text-align:center;">Rw-value </td> </tr> <tr style="height:20px;"> <td style="overflow:hidden;padding:0px 3px 0px 3px;vertical-align:bottom;"></td> <td style="overflow:hidden;padding:0px 3px 0px 3px;vertical-align:bottom;"></td> <td style="overflow:hidden;padding:0px 3px 0px 3px;vertical-align:bottom;"></td> <td data-sheets-numberformat='{"1":2,"2":"0.00","3":1}' data-sheets-value='{"1":2,"2":"EN 1873 : 2014"}' style="overflow:hidden;padding:0px 3px 0px 3px;vertical-align:bottom;text-align:center;">EN 1873 : 2014</td> <td data-sheets-numberformat='{"1":2,"2":"0","3":1}' data-sheets-value='{"1":2,"2":"EN ISO 13468 EN 16153 EN 410"}' style="overflow:hidden;padding:0px 3px 0px 3px;vertical-align:bottom;text-align:center;">EN ISO 13468 EN 16153 EN 410</td> <td data-sheets-numberformat='{"1":2,"2":"0","3":1}' data-sheets-value='{"1":2,"2":"EN 410"}' style="overflow:hidden;padding:0px 3px 0px 3px;vertical-align:bottom;text-align:center;">EN 410</td> <td data-sheets-value='{"1":2,"2":"EN ISO 140-3\t\t"}' style="overflow:hidden;padding:0px 3px 0px 3px;vertical-align:bottom;text-align:center;">EN ISO 140-3 </td> </tr> <tr style="height:20px;"> <td data-sheets-value='{"1":2,"2":"Material"}' style="border-bottom:1px solid #000000;overflow:hidden;padding:0px 3px 0px 3px;vertical-align:bottom;background-color:#000000;font-weight:bold;color:#ffffff;">Material</td> <td data-sheets-value='{"1":2,"2":"Walls"}' style="border-bottom:1px solid #000000;overflow:hidden;padding:0px 3px 0px 3px;vertical-align:bottom;background-color:#000000;font-weight:bold;color:#ffffff;">Walls</td> <td data-sheets-value='{"1":2,"2":"Shells"}' style="border-bottom:1px solid #000000;overflow:hidden;padding:0px 3px 0px 3px;vertical-align:bottom;background-color:#000000;font-weight:bold;color:#ffffff;">Shells</td> <td data-sheets-numberformat='{"1":2,"2":"0.00","3":1}' data-sheets-value='{"1":2,"2":"(W/m²K)\t"}' style="border-bottom:1px solid #000000;overflow:hidden;padding:0px 3px 0px 3px;vertical-align:bottom;background-color:#000000;font-weight:bold;color:#ffffff;text-align:center;">(W/m²K) </td> <td data-sheets-numberformat='{"1":2,"2":"0","3":1}' data-sheets-value='{"1":2,"2":"(%)"}' style="border-bottom:1px solid #000000;overflow:hidden;padding:0px 3px 0px 3px;vertical-align:bottom;background-color:#000000;font-weight:bold;color:#ffffff;text-align:center;">(%)</td> <td data-sheets-numberformat='{"1":2,"2":"0","3":1}' data-sheets-value='{"1":2,"2":"(%)"}' style="border-bottom:1px solid #000000;overflow:hidden;padding:0px 3px 0px 3px;vertical-align:bottom;background-color:#000000;font-weight:bold;color:#ffffff;text-align:center;">(%)</td> <td data-sheets-value='{"1":2,"2":"(dB)"}' style="border-bottom:1px solid #000000;overflow:hidden;padding:0px 3px 0px 3px;vertical-align:bottom;background-color:#000000;font-weight:bold;color:#ffffff;text-align:center;">(dB)</td> </tr> <tr style="height:20px;"> <td data-sheets-value='{"1":2,"2":"Acrylic"}' style="border-left:1px solid #000000;overflow:hidden;padding:0px 3px 0px 3px;vertical-align:bottom;font-weight:bold;">Acrylic</td> <td data-sheets-value='{"1":2,"2":"Single-walled"}' style="overflow:hidden;padding:0px 3px 0px 3px;vertical-align:bottom;font-weight:bold;">Single-walled</td> <td data-sheets-value='{"1":2,"2":"Clear (H)"}' style="border-right:1px solid #000000;overflow:hidden;padding:0px 3px 0px 3px;vertical-align:bottom;font-weight:bold;">Clear (H)</td> <td data-sheets-numberformat='{"1":2,"2":"0.00","3":1}' data-sheets-value='{"1":3,"3":5.17}' style="overflow:hidden;padding:0px 3px 0px 3px;vertical-align:bottom;text-align:center;">5.17</td> <td data-sheets-numberformat='{"1":2,"2":"0","3":1}' data-sheets-value='{"1":3,"3":90}' style="overflow:hidden;padding:0px 3px 0px 3px;vertical-align:bottom;text-align:center;">90</td> <td data-sheets-numberformat='{"1":2,"2":"0","3":1}' data-sheets-value='{"1":3,"3":87}' style="overflow:hidden;padding:0px 3px 0px 3px;vertical-align:bottom;text-align:center;">87</td> <td data-sheets-numberformat='{"1":2,"2":"0","3":1}' data-sheets-value='{"1":2,"2":"-"}' style="border-right:1px solid #000000;overflow:hidden;padding:0px 3px 0px 3px;vertical-align:bottom;text-align:center;">-</td> </tr> <tr style="height:20px;"> <td data-sheets-value='{"1":2,"2":"PMMA"}' style="border-left:1px solid #000000;overflow:hidden;padding:0px 3px 0px 3px;vertical-align:bottom;font-weight:bold;">PMMA</td> <td data-sheets-value='{"1":2,"2":"Single-walled"}' style="overflow:hidden;padding:0px 3px 0px 3px;vertical-align:bottom;font-weight:bold;">Single-walled</td> <td data-sheets-value='{"1":2,"2":"Opal (O)"}' style="border-right:1px solid #000000;overflow:hidden;padding:0px 3px 0px 3px;vertical-align:bottom;font-weight:bold;">Opal (O)</td> <td data-sheets-numberformat='{"1":2,"2":"0.00","3":1}' data-sheets-value='{"1":3,"3":5.17}' style="overflow:hidden;padding:0px 3px 0px 3px;vertical-align:bottom;text-align:center;">5.17</td> <td data-sheets-numberformat='{"1":2,"2":"0","3":1}' data-sheets-value='{"1":3,"3":83}' style="overflow:hidden;padding:0px 3px 0px 3px;vertical-align:bottom;text-align:center;">83</td> <td data-sheets-numberformat='{"1":2,"2":"0","3":1}' data-sheets-value='{"1":3,"3":76}' style="overflow:hidden;padding:0px 3px 0px 3px;vertical-align:bottom;text-align:center;">76</td> <td data-sheets-numberformat='{"1":2,"2":"0","3":1}' data-sheets-value='{"1":2,"2":"-"}' style="border-right:1px solid #000000;overflow:hidden;padding:0px 3px 0px 3px;vertical-align:bottom;text-align:center;">-</td> </tr> <tr style="height:20px;"> <td style="border-left:1px solid #000000;overflow:hidden;padding:0px 3px 0px 3px;vertical-align:bottom;font-weight:bold;"></td> <td data-sheets-value='{"1":2,"2":"Double-walled"}' style="overflow:hidden;padding:0px 3px 0px 3px;vertical-align:bottom;font-weight:bold;">Double-walled</td> <td data-sheets-value='{"1":2,"2":"Clear (H/H)"}' style="border-right:1px solid #000000;overflow:hidden;padding:0px 3px 0px 3px;vertical-align:bottom;font-weight:bold;">Clear (H/H)</td> <td data-sheets-numberformat='{"1":2,"2":"0.00","3":1}' data-sheets-value='{"1":3,"3":2.9}' style="overflow:hidden;padding:0px 3px 0px 3px;vertical-align:bottom;text-align:center;">2.90</td> <td data-sheets-numberformat='{"1":2,"2":"0","3":1}' data-sheets-value='{"1":3,"3":81}' style="overflow:hidden;padding:0px 3px 0px 3px;vertical-align:bottom;text-align:center;">81</td> <td data-sheets-numberformat='{"1":2,"2":"0","3":1}' data-sheets-value='{"1":3,"3":75}' style="overflow:hidden;padding:0px 3px 0px 3px;vertical-align:bottom;text-align:center;">75</td> <td data-sheets-numberformat='{"1":2,"2":"0","3":1}' data-sheets-value='{"1":3,"3":20}' style="border-right:1px solid #000000;overflow:hidden;padding:0px 3px 0px 3px;vertical-align:bottom;text-align:center;">20</td> </tr> <tr style="height:20px;"> <td style="border-left:1px solid #000000;overflow:hidden;padding:0px 3px 0px 3px;vertical-align:bottom;font-weight:bold;"></td> <td data-sheets-value='{"1":2,"2":"Double-walled"}' style="overflow:hidden;padding:0px 3px 0px 3px;vertical-align:bottom;font-weight:bold;">Double-walled</td> <td data-sheets-value='{"1":2,"2":"Opal (O/O)"}' style="border-right:1px solid #000000;overflow:hidden;padding:0px 3px 0px 3px;vertical-align:bottom;font-weight:bold;">Opal (O/O)</td> <td data-sheets-numberformat='{"1":2,"2":"0.00","3":1}' data-sheets-value='{"1":3,"3":2.9}' style="overflow:hidden;padding:0px 3px 0px 3px;vertical-align:bottom;text-align:center;">2.90</td> <td data-sheets-numberformat='{"1":2,"2":"0","3":1}' data-sheets-value='{"1":3,"3":69}' style="overflow:hidden;padding:0px 3px 0px 3px;vertical-align:bottom;text-align:center;">69</td> <td data-sheets-numberformat='{"1":2,"2":"0","3":1}' data-sheets-value='{"1":3,"3":58}' style="overflow:hidden;padding:0px 3px 0px 3px;vertical-align:bottom;text-align:center;">58</td> <td data-sheets-numberformat='{"1":2,"2":"0","3":1}' data-sheets-value='{"1":3,"3":20}' style="border-right:1px solid #000000;overflow:hidden;padding:0px 3px 0px 3px;vertical-align:bottom;text-align:center;">20</td> </tr> <tr style="height:20px;"> <td style="border-left:1px solid #000000;overflow:hidden;padding:0px 3px 0px 3px;vertical-align:bottom;font-weight:bold;"></td> <td data-sheets-value='{"1":2,"2":"Triple-walled"}' style="overflow:hidden;padding:0px 3px 0px 3px;vertical-align:bottom;font-weight:bold;">Triple-walled</td> <td data-sheets-value='{"1":2,"2":"Clear (H/H/H)"}' style="border-right:1px solid #000000;overflow:hidden;padding:0px 3px 0px 3px;vertical-align:bottom;font-weight:bold;">Clear (H/H/H)</td> <td data-sheets-numberformat='{"1":2,"2":"0.00","3":1}' data-sheets-value='{"1":3,"3":1.7}' style="overflow:hidden;padding:0px 3px 0px 3px;vertical-align:bottom;text-align:center;">1.70</td> <td data-sheets-numberformat='{"1":2,"2":"0","3":1}' data-sheets-value='{"1":3,"3":73}' style="overflow:hidden;padding:0px 3px 0px 3px;vertical-align:bottom;text-align:center;">73</td> <td data-sheets-numberformat='{"1":2,"2":"0","3":1}' data-sheets-value='{"1":3,"3":65}' style="overflow:hidden;padding:0px 3px 0px 3px;vertical-align:bottom;text-align:center;">65</td> <td data-sheets-numberformat='{"1":2,"2":"0","3":1}' data-sheets-value='{"1":3,"3":22}' style="border-right:1px solid #000000;overflow:hidden;padding:0px 3px 0px 3px;vertical-align:bottom;text-align:center;">22</td> </tr> <tr style="height:20px;"> <td style="border-left:1px solid #000000;overflow:hidden;padding:0px 3px 0px 3px;vertical-align:bottom;font-weight:bold;"></td> <td data-sheets-value='{"1":2,"2":"Triple-walled"}' style="overflow:hidden;padding:0px 3px 0px 3px;vertical-align:bottom;font-weight:bold;">Triple-walled</td> <td data-sheets-value='{"1":2,"2":"Opal (O/H/O)"}' style="border-right:1px solid #000000;overflow:hidden;padding:0px 3px 0px 3px;vertical-align:bottom;font-weight:bold;">Opal (O/H/O)</td> <td data-sheets-numberformat='{"1":2,"2":"0.00","3":1}' data-sheets-value='{"1":3,"3":1.7}' style="overflow:hidden;padding:0px 3px 0px 3px;vertical-align:bottom;text-align:center;">1.70</td> <td data-sheets-numberformat='{"1":2,"2":"0","3":1}' data-sheets-value='{"1":3,"3":62}' style="overflow:hidden;padding:0px 3px 0px 3px;vertical-align:bottom;text-align:center;">62</td> <td data-sheets-numberformat='{"1":2,"2":"0","3":1}' data-sheets-value='{"1":3,"3":51}' style="overflow:hidden;padding:0px 3px 0px 3px;vertical-align:bottom;text-align:center;">51</td> <td data-sheets-numberformat='{"1":2,"2":"0","3":1}' data-sheets-value='{"1":3,"3":22}' style="border-right:1px solid #000000;overflow:hidden;padding:0px 3px 0px 3px;vertical-align:bottom;text-align:center;">22</td> </tr> <tr style="height:20px;"> <td style="border-left:1px solid #000000;overflow:hidden;padding:0px 3px 0px 3px;vertical-align:bottom;font-weight:bold;"></td> <td data-sheets-value='{"1":2,"2":"Four-walled"}' style="overflow:hidden;padding:0px 3px 0px 3px;vertical-align:bottom;font-weight:bold;">Four-walled</td> <td data-sheets-value='{"1":2,"2":"Clear (H/H/H/H)"}' style="border-right:1px solid #000000;overflow:hidden;padding:0px 3px 0px 3px;vertical-align:bottom;font-weight:bold;">Clear (H/H/H/H)</td> <td data-sheets-numberformat='{"1":2,"2":"0.00","3":1}' data-sheets-value='{"1":3,"3":1.28}' style="overflow:hidden;padding:0px 3px 0px 3px;vertical-align:bottom;text-align:center;">1.28</td> <td data-sheets-numberformat='{"1":2,"2":"0","3":1}' data-sheets-value='{"1":3,"3":64}' style="overflow:hidden;padding:0px 3px 0px 3px;vertical-align:bottom;text-align:center;">64</td> <td data-sheets-numberformat='{"1":2,"2":"0","3":1}' data-sheets-value='{"1":3,"3":54}' style="overflow:hidden;padding:0px 3px 0px 3px;vertical-align:bottom;text-align:center;">54</td> <td data-sheets-numberformat='{"1":2,"2":"0","3":1}' data-sheets-value='{"1":3,"3":23}' style="border-right:1px solid #000000;overflow:hidden;padding:0px 3px 0px 3px;vertical-align:bottom;text-align:center;">23</td> </tr> <tr style="height:20px;"> <td style="border-bottom:1px solid #000000;border-left:1px solid #000000;overflow:hidden;padding:0px 3px 0px 3px;vertical-align:bottom;"></td> <td data-sheets-value='{"1":2,"2":"Four-walled"}' style="border-bottom:1px solid #000000;overflow:hidden;padding:0px 3px 0px 3px;vertical-align:bottom;font-weight:bold;">Four-walled</td> <td data-sheets-value='{"1":2,"2":"Opal (H/H/O/H)"}' style="border-right:1px solid #000000;border-bottom:1px solid #000000;overflow:hidden;padding:0px 3px 0px 3px;vertical-align:bottom;font-weight:bold;">Opal (H/H/O/H)</td> <td data-sheets-numberformat='{"1":2,"2":"0.00","3":1}' data-sheets-value='{"1":3,"3":1.28}' style="border-bottom:1px solid #000000;overflow:hidden;padding:0px 3px 0px 3px;vertical-align:bottom;text-align:center;">1.28</td> <td data-sheets-numberformat='{"1":2,"2":"0","3":1}' data-sheets-value='{"1":3,"3":59}' style="border-bottom:1px solid #000000;overflow:hidden;padding:0px 3px 0px 3px;vertical-align:bottom;text-align:center;">59</td> <td data-sheets-numberformat='{"1":2,"2":"0","3":1}' data-sheets-value='{"1":3,"3":48}' style="border-bottom:1px solid #000000;overflow:hidden;padding:0px 3px 0px 3px;vertical-align:bottom;text-align:center;">48</td> <td data-sheets-numberformat='{"1":2,"2":"0","3":1}' data-sheets-value='{"1":3,"3":23}' style="border-right:1px solid #000000;border-bottom:1px solid #000000;overflow:hidden;padding:0px 3px 0px 3px;vertical-align:bottom;text-align:center;">23</td> </tr> <tr style="height:20px;"> <td data-sheets-value='{"1":2,"2":"Polycarbonate "}' style="border-left:1px solid #000000;overflow:hidden;padding:0px 3px 0px 3px;vertical-align:bottom;font-weight:bold;">Polycarbonate </td> <td data-sheets-value='{"1":2,"2":"Single-walled"}' style="overflow:hidden;padding:0px 3px 0px 3px;vertical-align:bottom;font-weight:bold;">Single-walled</td> <td data-sheets-value='{"1":2,"2":"Clear (A)"}' style="border-right:1px solid #000000;overflow:hidden;padding:0px 3px 0px 3px;vertical-align:bottom;font-weight:bold;">Clear (A)</td> <td data-sheets-numberformat='{"1":2,"2":"0.00","3":1}' data-sheets-value='{"1":3,"3":5.17}' style="overflow:hidden;padding:0px 3px 0px 3px;vertical-align:bottom;text-align:center;">5.17</td> <td data-sheets-numberformat='{"1":2,"2":"0","3":1}' data-sheets-value='{"1":3,"3":88}' style="overflow:hidden;padding:0px 3px 0px 3px;vertical-align:bottom;text-align:center;">88</td> <td data-sheets-numberformat='{"1":2,"2":"0","3":1}' data-sheets-value='{"1":3,"3":83}' style="overflow:hidden;padding:0px 3px 0px 3px;vertical-align:bottom;text-align:center;">83</td> <td data-sheets-numberformat='{"1":2,"2":"0","3":1}' data-sheets-value='{"1":2,"2":"-"}' style="border-right:1px solid #000000;overflow:hidden;padding:0px 3px 0px 3px;vertical-align:bottom;text-align:center;">-</td> </tr> <tr style="height:20px;"> <td data-sheets-value='{"1":2,"2":"PC"}' style="border-left:1px solid #000000;overflow:hidden;padding:0px 3px 0px 3px;vertical-align:bottom;font-weight:bold;">PC</td> <td data-sheets-value='{"1":2,"2":"Single-walled"}' style="overflow:hidden;padding:0px 3px 0px 3px;vertical-align:bottom;font-weight:bold;">Single-walled</td> <td data-sheets-value='{"1":2,"2":"Opal (D)"}' style="border-right:1px solid #000000;overflow:hidden;padding:0px 3px 0px 3px;vertical-align:bottom;font-weight:bold;">Opal (D)</td> <td data-sheets-numberformat='{"1":2,"2":"0.00","3":1}' data-sheets-value='{"1":3,"3":5.17}' style="overflow:hidden;padding:0px 3px 0px 3px;vertical-align:bottom;text-align:center;">5.17</td> <td data-sheets-numberformat='{"1":2,"2":"0","3":1}' data-sheets-value='{"1":3,"3":58}' style="overflow:hidden;padding:0px 3px 0px 3px;vertical-align:bottom;text-align:center;">58</td> <td data-sheets-numberformat='{"1":2,"2":"0","3":1}' data-sheets-value='{"1":3,"3":60}' style="overflow:hidden;padding:0px 3px 0px 3px;vertical-align:bottom;text-align:center;">60</td> <td data-sheets-numberformat='{"1":2,"2":"0","3":1}' data-sheets-value='{"1":2,"2":"-"}' style="border-right:1px solid #000000;overflow:hidden;padding:0px 3px 0px 3px;vertical-align:bottom;text-align:center;">-</td> </tr> <tr style="height:20px;"> <td style="border-left:1px solid #000000;overflow:hidden;padding:0px 3px 0px 3px;vertical-align:bottom;font-weight:bold;"></td> <td data-sheets-value='{"1":2,"2":"Double-walled"}' style="overflow:hidden;padding:0px 3px 0px 3px;vertical-align:bottom;font-weight:bold;">Double-walled</td> <td data-sheets-value='{"1":2,"2":"Clear (A/H)"}' style="border-right:1px solid #000000;overflow:hidden;padding:0px 3px 0px 3px;vertical-align:bottom;font-weight:bold;">Clear (A/H)</td> <td data-sheets-numberformat='{"1":2,"2":"0.00","3":1}' data-sheets-value='{"1":3,"3":2.9}' style="overflow:hidden;padding:0px 3px 0px 3px;vertical-align:bottom;text-align:center;">2.90</td> <td data-sheets-numberformat='{"1":2,"2":"0","3":1}' data-sheets-value='{"1":3,"3":79}' style="overflow:hidden;padding:0px 3px 0px 3px;vertical-align:bottom;text-align:center;">79</td> <td data-sheets-numberformat='{"1":2,"2":"0","3":1}' data-sheets-value='{"1":3,"3":72}' style="overflow:hidden;padding:0px 3px 0px 3px;vertical-align:bottom;text-align:center;">72</td> <td data-sheets-numberformat='{"1":2,"2":"0","3":1}' data-sheets-value='{"1":3,"3":20}' style="border-right:1px solid #000000;overflow:hidden;padding:0px 3px 0px 3px;vertical-align:bottom;text-align:center;">20</td> </tr> <tr style="height:20px;"> <td style="border-left:1px solid #000000;overflow:hidden;padding:0px 3px 0px 3px;vertical-align:bottom;font-weight:bold;"></td> <td data-sheets-value='{"1":2,"2":"Double-walled"}' style="overflow:hidden;padding:0px 3px 0px 3px;vertical-align:bottom;font-weight:bold;">Double-walled</td> <td data-sheets-value='{"1":2,"2":"Clear (A/A)"}' style="border-right:1px solid #000000;overflow:hidden;padding:0px 3px 0px 3px;vertical-align:bottom;font-weight:bold;">Clear (A/A)</td> <td data-sheets-numberformat='{"1":2,"2":"0.00","3":1}' data-sheets-value='{"1":3,"3":2.9}' style="overflow:hidden;padding:0px 3px 0px 3px;vertical-align:bottom;text-align:center;">2.90</td> <td data-sheets-numberformat='{"1":2,"2":"0","3":1}' data-sheets-value='{"1":3,"3":77}' style="overflow:hidden;padding:0px 3px 0px 3px;vertical-align:bottom;text-align:center;">77</td> <td data-sheets-numberformat='{"1":2,"2":"0","3":1}' data-sheets-value='{"1":3,"3":69}' style="overflow:hidden;padding:0px 3px 0px 3px;vertical-align:bottom;text-align:center;">69</td> <td data-sheets-numberformat='{"1":2,"2":"0","3":1}' data-sheets-value='{"1":3,"3":20}' style="border-right:1px solid #000000;overflow:hidden;padding:0px 3px 0px 3px;vertical-align:bottom;text-align:center;">20</td> </tr> <tr style="height:20px;"> <td style="border-left:1px solid #000000;overflow:hidden;padding:0px 3px 0px 3px;vertical-align:bottom;font-weight:bold;"></td> <td data-sheets-value='{"1":2,"2":"Double-walled"}' style="overflow:hidden;padding:0px 3px 0px 3px;vertical-align:bottom;font-weight:bold;">Double-walled</td> <td data-sheets-value='{"1":2,"2":"Opal (A/O)"}' style="border-right:1px solid #000000;overflow:hidden;padding:0px 3px 0px 3px;vertical-align:bottom;font-weight:bold;">Opal (A/O)</td> <td data-sheets-numberformat='{"1":2,"2":"0.00","3":1}' data-sheets-value='{"1":3,"3":2.9}' style="overflow:hidden;padding:0px 3px 0px 3px;vertical-align:bottom;text-align:center;">2.90</td> <td data-sheets-numberformat='{"1":2,"2":"0","3":1}' data-sheets-value='{"1":3,"3":73}' style="overflow:hidden;padding:0px 3px 0px 3px;vertical-align:bottom;text-align:center;">73</td> <td data-sheets-numberformat='{"1":2,"2":"0","3":1}' data-sheets-value='{"1":3,"3":63}' style="overflow:hidden;padding:0px 3px 0px 3px;vertical-align:bottom;text-align:center;">63</td> <td data-sheets-numberformat='{"1":2,"2":"0","3":1}' data-sheets-value='{"1":3,"3":20}' style="border-right:1px solid #000000;overflow:hidden;padding:0px 3px 0px 3px;vertical-align:bottom;text-align:center;">20</td> </tr> <tr style="height:20px;"> <td style="border-left:1px solid #000000;overflow:hidden;padding:0px 3px 0px 3px;vertical-align:bottom;font-weight:bold;"></td> <td data-sheets-value='{"1":2,"2":"Double-walled"}' style="overflow:hidden;padding:0px 3px 0px 3px;vertical-align:bottom;font-weight:bold;">Double-walled</td> <td data-sheets-value='{"1":2,"2":"Opal (A/D)"}' style="border-right:1px solid #000000;overflow:hidden;padding:0px 3px 0px 3px;vertical-align:bottom;font-weight:bold;">Opal (A/D)</td> <td data-sheets-numberformat='{"1":2,"2":"0.00","3":1}' data-sheets-value='{"1":3,"3":2.9}' style="overflow:hidden;padding:0px 3px 0px 3px;vertical-align:bottom;text-align:center;">2.90</td> <td data-sheets-numberformat='{"1":2,"2":"0","3":1}' data-sheets-value='{"1":3,"3":51}' style="overflow:hidden;padding:0px 3px 0px 3px;vertical-align:bottom;text-align:center;">51</td> <td data-sheets-numberformat='{"1":2,"2":"0","3":1}' data-sheets-value='{"1":3,"3":50}' style="overflow:hidden;padding:0px 3px 0px 3px;vertical-align:bottom;text-align:center;">50</td> <td data-sheets-numberformat='{"1":2,"2":"0","3":1}' data-sheets-value='{"1":3,"3":20}' style="border-right:1px solid #000000;overflow:hidden;padding:0px 3px 0px 3px;vertical-align:bottom;text-align:center;">20</td> </tr> <tr style="height:20px;"> <td style="border-left:1px solid #000000;overflow:hidden;padding:0px 3px 0px 3px;vertical-align:bottom;font-weight:bold;"></td> <td data-sheets-value='{"1":2,"2":"Triple-walled"}' style="overflow:hidden;padding:0px 3px 0px 3px;vertical-align:bottom;font-weight:bold;">Triple-walled</td> <td data-sheets-value='{"1":2,"2":"Clear (A/H/H)"}' style="border-right:1px solid #000000;overflow:hidden;padding:0px 3px 0px 3px;vertical-align:bottom;font-weight:bold;">Clear (A/H/H)</td> <td data-sheets-numberformat='{"1":2,"2":"0.00","3":1}' data-sheets-value='{"1":3,"3":1.7}' style="overflow:hidden;padding:0px 3px 0px 3px;vertical-align:bottom;text-align:center;">1.70</td> <td data-sheets-numberformat='{"1":2,"2":"0","3":1}' data-sheets-value='{"1":3,"3":71}' style="overflow:hidden;padding:0px 3px 0px 3px;vertical-align:bottom;text-align:center;">71</td> <td data-sheets-numberformat='{"1":2,"2":"0","3":1}' data-sheets-value='{"1":3,"3":63}' style="overflow:hidden;padding:0px 3px 0px 3px;vertical-align:bottom;text-align:center;">63</td> <td data-sheets-numberformat='{"1":2,"2":"0","3":1}' data-sheets-value='{"1":3,"3":22}' style="border-right:1px solid #000000;overflow:hidden;padding:0px 3px 0px 3px;vertical-align:bottom;text-align:center;">22</td> </tr> <tr style="height:20px;"> <td style="border-left:1px solid #000000;overflow:hidden;padding:0px 3px 0px 3px;vertical-align:bottom;font-weight:bold;"></td> <td data-sheets-value='{"1":2,"2":"Triple-walled"}' style="overflow:hidden;padding:0px 3px 0px 3px;vertical-align:bottom;font-weight:bold;">Triple-walled</td> <td data-sheets-value='{"1":2,"2":"Opal (A/O/O)"}' style="border-right:1px solid #000000;overflow:hidden;padding:0px 3px 0px 3px;vertical-align:bottom;font-weight:bold;">Opal (A/O/O)</td> <td data-sheets-numberformat='{"1":2,"2":"0.00","3":1}' data-sheets-value='{"1":3,"3":1.7}' style="overflow:hidden;padding:0px 3px 0px 3px;vertical-align:bottom;text-align:center;">1.70</td> <td data-sheets-numberformat='{"1":2,"2":"0","3":1}' data-sheets-value='{"1":3,"3":61}' style="overflow:hidden;padding:0px 3px 0px 3px;vertical-align:bottom;text-align:center;">61</td> <td data-sheets-numberformat='{"1":2,"2":"0","3":1}' data-sheets-value='{"1":3,"3":48}' style="overflow:hidden;padding:0px 3px 0px 3px;vertical-align:bottom;text-align:center;">48</td> <td data-sheets-numberformat='{"1":2,"2":"0","3":1}' data-sheets-value='{"1":3,"3":22}' style="border-right:1px solid #000000;overflow:hidden;padding:0px 3px 0px 3px;vertical-align:bottom;text-align:center;">22</td> </tr> <tr style="height:20px;"> <td style="border-left:1px solid #000000;overflow:hidden;padding:0px 3px 0px 3px;vertical-align:bottom;font-weight:bold;"></td> <td data-sheets-value='{"1":2,"2":"Four-walled"}' style="overflow:hidden;padding:0px 3px 0px 3px;vertical-align:bottom;font-weight:bold;">Four-walled</td> <td data-sheets-value='{"1":2,"2":"Clear (A/H/H/H)"}' style="border-right:1px solid #000000;overflow:hidden;padding:0px 3px 0px 3px;vertical-align:bottom;font-weight:bold;">Clear (A/H/H/H)</td> <td data-sheets-numberformat='{"1":2,"2":"0.00","3":1}' data-sheets-value='{"1":3,"3":1.28}' style="overflow:hidden;padding:0px 3px 0px 3px;vertical-align:bottom;text-align:center;">1.28</td> <td data-sheets-numberformat='{"1":2,"2":"0","3":1}' data-sheets-value='{"1":3,"3":64}' style="overflow:hidden;padding:0px 3px 0px 3px;vertical-align:bottom;text-align:center;">64</td> <td data-sheets-numberformat='{"1":2,"2":"0","3":1}' data-sheets-value='{"1":3,"3":52}' style="overflow:hidden;padding:0px 3px 0px 3px;vertical-align:bottom;text-align:center;">52</td> <td data-sheets-numberformat='{"1":2,"2":"0","3":1}' data-sheets-value='{"1":3,"3":23}' style="border-right:1px solid #000000;overflow:hidden;padding:0px 3px 0px 3px;vertical-align:bottom;text-align:center;">23</td> </tr> <tr style="height:20px;"> <td style="border-bottom:1px solid #000000;border-left:1px solid #000000;overflow:hidden;padding:0px 3px 0px 3px;vertical-align:bottom;"></td> <td data-sheets-value='{"1":2,"2":"Four-walled"}' style="border-bottom:1px solid #000000;overflow:hidden;padding:0px 3px 0px 3px;vertical-align:bottom;font-weight:bold;">Four-walled</td> <td data-sheets-value='{"1":2,"2":"Opal (A/H/O/H)"}' style="border-right:1px solid #000000;border-bottom:1px solid #000000;overflow:hidden;padding:0px 3px 0px 3px;vertical-align:bottom;font-weight:bold;">Opal (A/H/O/H)</td> <td data-sheets-numberformat='{"1":2,"2":"0.00","3":1}' data-sheets-value='{"1":3,"3":1.28}' style="border-bottom:1px solid #000000;overflow:hidden;padding:0px 3px 0px 3px;vertical-align:bottom;text-align:center;">1.28</td> <td data-sheets-numberformat='{"1":2,"2":"0","3":1}' data-sheets-value='{"1":3,"3":59}' style="border-bottom:1px solid #000000;overflow:hidden;padding:0px 3px 0px 3px;vertical-align:bottom;text-align:center;">59</td> <td data-sheets-numberformat='{"1":2,"2":"0","3":1}' data-sheets-value='{"1":3,"3":46}' style="border-bottom:1px solid #000000;overflow:hidden;padding:0px 3px 0px 3px;vertical-align:bottom;text-align:center;">46</td> <td data-sheets-numberformat='{"1":2,"2":"0","3":1}' data-sheets-value='{"1":3,"3":23}' style="border-right:1px solid #000000;border-bottom:1px solid #000000;overflow:hidden;padding:0px 3px 0px 3px;vertical-align:bottom;text-align:center;">23</td> </tr> <tr style="height:20px;"> <td data-sheets-value='{"1":2,"2":"Polycarbonate"}' style="border-left:1px solid #000000;overflow:hidden;padding:0px 3px 0px 3px;vertical-align:bottom;font-weight:bold;">Polycarbonate</td> <td data-sheets-value='{"1":2,"2":"Single-walled"}' style="overflow:hidden;padding:0px 3px 0px 3px;vertical-align:bottom;font-weight:bold;">Single-walled</td> <td data-sheets-value='{"1":2,"2":"Heatstop Opal (T)"}' style="border-right:1px solid #000000;overflow:hidden;padding:0px 3px 0px 3px;vertical-align:bottom;font-weight:bold;">Heatstop Opal (T)</td> <td data-sheets-numberformat='{"1":2,"2":"0.00","3":1}' data-sheets-value='{"1":3,"3":5.17}' style="overflow:hidden;padding:0px 3px 0px 3px;vertical-align:bottom;text-align:center;">5.17</td> <td data-sheets-numberformat='{"1":2,"2":"0","3":1}' data-sheets-value='{"1":3,"3":49}' style="overflow:hidden;padding:0px 3px 0px 3px;vertical-align:bottom;text-align:center;">49</td> <td data-sheets-numberformat='{"1":2,"2":"0","3":1}' data-sheets-value='{"1":3,"3":59}' style="overflow:hidden;padding:0px 3px 0px 3px;vertical-align:bottom;text-align:center;">59</td> <td data-sheets-numberformat='{"1":2,"2":"0","3":1}' data-sheets-value='{"1":2,"2":"-"}' style="border-right:1px solid #000000;overflow:hidden;padding:0px 3px 0px 3px;vertical-align:bottom;text-align:center;">-</td> </tr> <tr style="height:20px;"> <td data-sheets-value='{"1":2,"2":"Heatstop PC"}' style="border-left:1px solid #000000;overflow:hidden;padding:0px 3px 0px 3px;vertical-align:bottom;font-weight:bold;">Heatstop PC</td> <td data-sheets-value='{"1":2,"2":"Double-walled"}' style="overflow:hidden;padding:0px 3px 0px 3px;vertical-align:bottom;font-weight:bold;">Double-walled</td> <td data-sheets-value='{"1":2,"2":"Clear (T/H)"}' style="border-right:1px solid #000000;overflow:hidden;padding:0px 3px 0px 3px;vertical-align:bottom;font-weight:bold;">Clear (T/H)</td> <td data-sheets-numberformat='{"1":2,"2":"0.00","3":1}' data-sheets-value='{"1":3,"3":2.9}' style="overflow:hidden;padding:0px 3px 0px 3px;vertical-align:bottom;text-align:center;">2.90</td> <td data-sheets-numberformat='{"1":2,"2":"0","3":1}' data-sheets-value='{"1":3,"3":44}' style="overflow:hidden;padding:0px 3px 0px 3px;vertical-align:bottom;text-align:center;">44</td> <td data-sheets-numberformat='{"1":2,"2":"0","3":1}' data-sheets-value='{"1":3,"3":51}' style="overflow:hidden;padding:0px 3px 0px 3px;vertical-align:bottom;text-align:center;">51</td> <td data-sheets-numberformat='{"1":2,"2":"0","3":1}' data-sheets-value='{"1":3,"3":20}' style="border-right:1px solid #000000;overflow:hidden;padding:0px 3px 0px 3px;vertical-align:bottom;text-align:center;">20</td> </tr> <tr style="height:20px;"> <td style="border-left:1px solid #000000;overflow:hidden;padding:0px 3px 0px 3px;vertical-align:bottom;font-weight:bold;"></td> <td data-sheets-value='{"1":2,"2":"Double-walled"}' style="overflow:hidden;padding:0px 3px 0px 3px;vertical-align:bottom;font-weight:bold;">Double-walled</td> <td data-sheets-value='{"1":2,"2":"Opal (T/O)"}' style="border-right:1px solid #000000;overflow:hidden;padding:0px 3px 0px 3px;vertical-align:bottom;font-weight:bold;">Opal (T/O)</td> <td data-sheets-numberformat='{"1":2,"2":"0.00","3":1}' data-sheets-value='{"1":3,"3":2.9}' style="overflow:hidden;padding:0px 3px 0px 3px;vertical-align:bottom;text-align:center;">2.90</td> <td data-sheets-numberformat='{"1":2,"2":"0","3":1}' data-sheets-value='{"1":3,"3":41}' style="overflow:hidden;padding:0px 3px 0px 3px;vertical-align:bottom;text-align:center;">41</td> <td data-sheets-numberformat='{"1":2,"2":"0","3":1}' data-sheets-value='{"1":3,"3":45}' style="overflow:hidden;padding:0px 3px 0px 3px;vertical-align:bottom;text-align:center;">45</td> <td data-sheets-numberformat='{"1":2,"2":"0","3":1}' data-sheets-value='{"1":3,"3":20}' style="border-right:1px solid #000000;overflow:hidden;padding:0px 3px 0px 3px;vertical-align:bottom;text-align:center;">20</td> </tr> <tr style="height:20px;"> <td style="border-left:1px solid #000000;overflow:hidden;padding:0px 3px 0px 3px;vertical-align:bottom;font-weight:bold;"></td> <td data-sheets-value='{"1":2,"2":"Triple-walled"}' style="overflow:hidden; | skylux-160-ce-met-koepel-en-pvc-opstand-30-20-met-lm-motor-en-windvang-1300-x-2500-mm | 8586040901965 | 46872374640973
Smoke and heat exhaust (SHEV) | SHE system | Skylux | Skylux 160° CE with skylight and PVC curb 30/20 with double LM-actuator and spoiler 1300 x 2800 mm |  | 35572 | 5412970355724 | 8643.05 | Yes | 30-45 | 162.49 | 1300 x 2800 mm | 2800 | 1300 |  | PVC 30/20 (30 cm high & roof opening = 20 cm larger than daylight size) | Rectangular | 5.17 W/m²K - 1.28 W/m²K | 87% - 32% | 90% - 32% | 20dB - 23dB | 160° CE (for industry) | skylight | with spoiler | E | Double actuator | Maximum four-walled skylight possible for this product | Ut-value LT-value g-value Rw-value EN 1873 : 2014 EN ISO 13468 EN 16153 EN 410 EN 410 EN ISO 140-3 Material Walls Shells (W/m²K) (%) (%) (dB) Acrylic Single-walled Clear (H) 5.17 90 87 - PMMA Single-walled Opal (O) 5.17 83 76 - Double-walled Clear (H/H) 2.90 81 75 20 Double-walled Opal (O/O) 2.90 69 58 20 Triple-walled Clear (H/H/H) 1.70 73 65 22 Triple-walled Opal (O/H/O) 1.70 62 51 22 Four-walled Clear (H/H/H/H) 1.28 64 54 23 Four-walled Opal (H/H/O/H) 1.28 59 48 23 Polycarbonate Single-walled Clear (A) 5.17 88 83 - PC Single-walled Opal (D) 5.17 58 60 - Double-walled Clear (A/H) 2.90 79 72 20 Double-walled Clear (A/A) 2.90 77 69 20 Double-walled Opal (A/O) 2.90 73 63 20 Double-walled Opal (A/D) 2.90 51 50 20 Triple-walled Clear (A/H/H) 1.70 71 63 22 Triple-walled Opal (A/O/O) 1.70 61 48 22 Four-walled Clear (A/H/H/H) 1.28 64 52 23 Four-walled Opal (A/H/O/H) 1.28 59 46 23 Polycarbonate Single-walled Heatstop Opal (T) 5.17 49 59 - Heatstop PC Double-walled Clear (T/H) 2.90 44 51 20 Double-walled Opal (T/O) 2.90 41 45 20 Triple-walled Clear (T/H/H) 1.70 40 <td data-sheets-numberformat='{"1":2,"2":"0","3":1}' data-sheets-value='{"1":3,"3":44}' style="overflow:hidden;paddin | https://skylux.eu/en/products/skylux-160-ce-met-koepel-en-pvc-opstand-30-20-met-lm-motor-en-windvang-1300-x-2800-mm | https://skylux.eu/cdn/shop/files/Skylux-160deg-CE-met-koepel-en-pvc-opstand-3020-met-dubbele-LM-motor-en-windvang-1300-x-2800-mm-RWA-systeem.jpg?v=1702981577&width=1600 | https://skylux.eu/cdn/shop/files/e5a82811-1bb0-48e4-a776-cacb59c7c092_706832e5-6201-4824-9193-607183412598.jpg?v=1688551407&width=1600 | //skylux.eu/cdn/shop/files/E_MH_Mounting_instructions_Skylux_160_CE_LM.pdf?v=12406716259046007223 | //skylux.eu/cdn/shop/files/E_TD_Technical_File_Skylux_Skylux_160_CE_Electric.pdf?v=3667116872303399239 | <style type="text/css" id="isPasted"> <!--td { border: 1px solid #cccccc; } br { mso-data-placement: same-cell; } --> </style> <table border="1" cellpadding="0" cellspacing="0" dir="ltr" style="table-layout:fixed;font-size:10pt;font-family:Arial;border-collapse:collapse;border:none;"><tbody> <tr style="height:20px;"> <td style="overflow:hidden;padding:0px 3px 0px 3px;vertical-align:bottom;"></td> <td style="overflow:hidden;padding:0px 3px 0px 3px;vertical-align:bottom;"></td> <td style="overflow:hidden;padding:0px 3px 0px 3px;vertical-align:bottom;"></td> <td data-sheets-value='{"1":2,"2":"Ut-value"}' style="overflow:hidden;padding:0px 3px 0px 3px;vertical-align:bottom;font-weight:bold;text-align:center;">Ut-value</td> <td data-sheets-value='{"1":2,"2":"LT-value"}' style="overflow:hidden;padding:0px 3px 0px 3px;vertical-align:bottom;font-weight:bold;text-align:center;">LT-value</td> <td data-sheets-value='{"1":2,"2":"g-value"}' style="overflow:hidden;padding:0px 3px 0px 3px;vertical-align:bottom;font-weight:bold;text-align:center;">g-value</td> <td data-sheets-value='{"1":2,"2":"Rw-value "}' style="overflow:hidden;padding:0px 3px 0px 3px;vertical-align:bottom;font-weight:bold;text-align:center;">Rw-value </td> </tr> <tr style="height:20px;"> <td style="overflow:hidden;padding:0px 3px 0px 3px;vertical-align:bottom;"></td> <td style="overflow:hidden;padding:0px 3px 0px 3px;vertical-align:bottom;"></td> <td style="overflow:hidden;padding:0px 3px 0px 3px;vertical-align:bottom;"></td> <td data-sheets-numberformat='{"1":2,"2":"0.00","3":1}' data-sheets-value='{"1":2,"2":"EN 1873 : 2014"}' style="overflow:hidden;padding:0px 3px 0px 3px;vertical-align:bottom;text-align:center;">EN 1873 : 2014</td> <td data-sheets-numberformat='{"1":2,"2":"0","3":1}' data-sheets-value='{"1":2,"2":"EN ISO 13468 EN 16153 EN 410"}' style="overflow:hidden;padding:0px 3px 0px 3px;vertical-align:bottom;text-align:center;">EN ISO 13468 EN 16153 EN 410</td> <td data-sheets-numberformat='{"1":2,"2":"0","3":1}' data-sheets-value='{"1":2,"2":"EN 410"}' style="overflow:hidden;padding:0px 3px 0px 3px;vertical-align:bottom;text-align:center;">EN 410</td> <td data-sheets-value='{"1":2,"2":"EN ISO 140-3\t\t"}' style="overflow:hidden;padding:0px 3px 0px 3px;vertical-align:bottom;text-align:center;">EN ISO 140-3 </td> </tr> <tr style="height:20px;"> <td data-sheets-value='{"1":2,"2":"Material"}' style="border-bottom:1px solid #000000;overflow:hidden;padding:0px 3px 0px 3px;vertical-align:bottom;background-color:#000000;font-weight:bold;color:#ffffff;">Material</td> <td data-sheets-value='{"1":2,"2":"Walls"}' style="border-bottom:1px solid #000000;overflow:hidden;padding:0px 3px 0px 3px;vertical-align:bottom;background-color:#000000;font-weight:bold;color:#ffffff;">Walls</td> <td data-sheets-value='{"1":2,"2":"Shells"}' style="border-bottom:1px solid #000000;overflow:hidden;padding:0px 3px 0px 3px;vertical-align:bottom;background-color:#000000;font-weight:bold;color:#ffffff;">Shells</td> <td data-sheets-numberformat='{"1":2,"2":"0.00","3":1}' data-sheets-value='{"1":2,"2":"(W/m²K)\t"}' style="border-bottom:1px solid #000000;overflow:hidden;padding:0px 3px 0px 3px;vertical-align:bottom;background-color:#000000;font-weight:bold;color:#ffffff;text-align:center;">(W/m²K) </td> <td data-sheets-numberformat='{"1":2,"2":"0","3":1}' data-sheets-value='{"1":2,"2":"(%)"}' style="border-bottom:1px solid #000000;overflow:hidden;padding:0px 3px 0px 3px;vertical-align:bottom;background-color:#000000;font-weight:bold;color:#ffffff;text-align:center;">(%)</td> <td data-sheets-numberformat='{"1":2,"2":"0","3":1}' data-sheets-value='{"1":2,"2":"(%)"}' style="border-bottom:1px solid #000000;overflow:hidden;padding:0px 3px 0px 3px;vertical-align:bottom;background-color:#000000;font-weight:bold;color:#ffffff;text-align:center;">(%)</td> <td data-sheets-value='{"1":2,"2":"(dB)"}' style="border-bottom:1px solid #000000;overflow:hidden;padding:0px 3px 0px 3px;vertical-align:bottom;background-color:#000000;font-weight:bold;color:#ffffff;text-align:center;">(dB)</td> </tr> <tr style="height:20px;"> <td data-sheets-value='{"1":2,"2":"Acrylic"}' style="border-left:1px solid #000000;overflow:hidden;padding:0px 3px 0px 3px;vertical-align:bottom;font-weight:bold;">Acrylic</td> <td data-sheets-value='{"1":2,"2":"Single-walled"}' style="overflow:hidden;padding:0px 3px 0px 3px;vertical-align:bottom;font-weight:bold;">Single-walled</td> <td data-sheets-value='{"1":2,"2":"Clear (H)"}' style="border-right:1px solid #000000;overflow:hidden;padding:0px 3px 0px 3px;vertical-align:bottom;font-weight:bold;">Clear (H)</td> <td data-sheets-numberformat='{"1":2,"2":"0.00","3":1}' data-sheets-value='{"1":3,"3":5.17}' style="overflow:hidden;padding:0px 3px 0px 3px;vertical-align:bottom;text-align:center;">5.17</td> <td data-sheets-numberformat='{"1":2,"2":"0","3":1}' data-sheets-value='{"1":3,"3":90}' style="overflow:hidden;padding:0px 3px 0px 3px;vertical-align:bottom;text-align:center;">90</td> <td data-sheets-numberformat='{"1":2,"2":"0","3":1}' data-sheets-value='{"1":3,"3":87}' style="overflow:hidden;padding:0px 3px 0px 3px;vertical-align:bottom;text-align:center;">87</td> <td data-sheets-numberformat='{"1":2,"2":"0","3":1}' data-sheets-value='{"1":2,"2":"-"}' style="border-right:1px solid #000000;overflow:hidden;padding:0px 3px 0px 3px;vertical-align:bottom;text-align:center;">-</td> </tr> <tr style="height:20px;"> <td data-sheets-value='{"1":2,"2":"PMMA"}' style="border-left:1px solid #000000;overflow:hidden;padding:0px 3px 0px 3px;vertical-align:bottom;font-weight:bold;">PMMA</td> <td data-sheets-value='{"1":2,"2":"Single-walled"}' style="overflow:hidden;padding:0px 3px 0px 3px;vertical-align:bottom;font-weight:bold;">Single-walled</td> <td data-sheets-value='{"1":2,"2":"Opal (O)"}' style="border-right:1px solid #000000;overflow:hidden;padding:0px 3px 0px 3px;vertical-align:bottom;font-weight:bold;">Opal (O)</td> <td data-sheets-numberformat='{"1":2,"2":"0.00","3":1}' data-sheets-value='{"1":3,"3":5.17}' style="overflow:hidden;padding:0px 3px 0px 3px;vertical-align:bottom;text-align:center;">5.17</td> <td data-sheets-numberformat='{"1":2,"2":"0","3":1}' data-sheets-value='{"1":3,"3":83}' style="overflow:hidden;padding:0px 3px 0px 3px;vertical-align:bottom;text-align:center;">83</td> <td data-sheets-numberformat='{"1":2,"2":"0","3":1}' data-sheets-value='{"1":3,"3":76}' style="overflow:hidden;padding:0px 3px 0px 3px;vertical-align:bottom;text-align:center;">76</td> <td data-sheets-numberformat='{"1":2,"2":"0","3":1}' data-sheets-value='{"1":2,"2":"-"}' style="border-right:1px solid #000000;overflow:hidden;padding:0px 3px 0px 3px;vertical-align:bottom;text-align:center;">-</td> </tr> <tr style="height:20px;"> <td style="border-left:1px solid #000000;overflow:hidden;padding:0px 3px 0px 3px;vertical-align:bottom;font-weight:bold;"></td> <td data-sheets-value='{"1":2,"2":"Double-walled"}' style="overflow:hidden;padding:0px 3px 0px 3px;vertical-align:bottom;font-weight:bold;">Double-walled</td> <td data-sheets-value='{"1":2,"2":"Clear (H/H)"}' style="border-right:1px solid #000000;overflow:hidden;padding:0px 3px 0px 3px;vertical-align:bottom;font-weight:bold;">Clear (H/H)</td> <td data-sheets-numberformat='{"1":2,"2":"0.00","3":1}' data-sheets-value='{"1":3,"3":2.9}' style="overflow:hidden;padding:0px 3px 0px 3px;vertical-align:bottom;text-align:center;">2.90</td> <td data-sheets-numberformat='{"1":2,"2":"0","3":1}' data-sheets-value='{"1":3,"3":81}' style="overflow:hidden;padding:0px 3px 0px 3px;vertical-align:bottom;text-align:center;">81</td> <td data-sheets-numberformat='{"1":2,"2":"0","3":1}' data-sheets-value='{"1":3,"3":75}' style="overflow:hidden;padding:0px 3px 0px 3px;vertical-align:bottom;text-align:center;">75</td> <td data-sheets-numberformat='{"1":2,"2":"0","3":1}' data-sheets-value='{"1":3,"3":20}' style="border-right:1px solid #000000;overflow:hidden;padding:0px 3px 0px 3px;vertical-align:bottom;text-align:center;">20</td> </tr> <tr style="height:20px;"> <td style="border-left:1px solid #000000;overflow:hidden;padding:0px 3px 0px 3px;vertical-align:bottom;font-weight:bold;"></td> <td data-sheets-value='{"1":2,"2":"Double-walled"}' style="overflow:hidden;padding:0px 3px 0px 3px;vertical-align:bottom;font-weight:bold;">Double-walled</td> <td data-sheets-value='{"1":2,"2":"Opal (O/O)"}' style="border-right:1px solid #000000;overflow:hidden;padding:0px 3px 0px 3px;vertical-align:bottom;font-weight:bold;">Opal (O/O)</td> <td data-sheets-numberformat='{"1":2,"2":"0.00","3":1}' data-sheets-value='{"1":3,"3":2.9}' style="overflow:hidden;padding:0px 3px 0px 3px;vertical-align:bottom;text-align:center;">2.90</td> <td data-sheets-numberformat='{"1":2,"2":"0","3":1}' data-sheets-value='{"1":3,"3":69}' style="overflow:hidden;padding:0px 3px 0px 3px;vertical-align:bottom;text-align:center;">69</td> <td data-sheets-numberformat='{"1":2,"2":"0","3":1}' data-sheets-value='{"1":3,"3":58}' style="overflow:hidden;padding:0px 3px 0px 3px;vertical-align:bottom;text-align:center;">58</td> <td data-sheets-numberformat='{"1":2,"2":"0","3":1}' data-sheets-value='{"1":3,"3":20}' style="border-right:1px solid #000000;overflow:hidden;padding:0px 3px 0px 3px;vertical-align:bottom;text-align:center;">20</td> </tr> <tr style="height:20px;"> <td style="border-left:1px solid #000000;overflow:hidden;padding:0px 3px 0px 3px;vertical-align:bottom;font-weight:bold;"></td> <td data-sheets-value='{"1":2,"2":"Triple-walled"}' style="overflow:hidden;padding:0px 3px 0px 3px;vertical-align:bottom;font-weight:bold;">Triple-walled</td> <td data-sheets-value='{"1":2,"2":"Clear (H/H/H)"}' style="border-right:1px solid #000000;overflow:hidden;padding:0px 3px 0px 3px;vertical-align:bottom;font-weight:bold;">Clear (H/H/H)</td> <td data-sheets-numberformat='{"1":2,"2":"0.00","3":1}' data-sheets-value='{"1":3,"3":1.7}' style="overflow:hidden;padding:0px 3px 0px 3px;vertical-align:bottom;text-align:center;">1.70</td> <td data-sheets-numberformat='{"1":2,"2":"0","3":1}' data-sheets-value='{"1":3,"3":73}' style="overflow:hidden;padding:0px 3px 0px 3px;vertical-align:bottom;text-align:center;">73</td> <td data-sheets-numberformat='{"1":2,"2":"0","3":1}' data-sheets-value='{"1":3,"3":65}' style="overflow:hidden;padding:0px 3px 0px 3px;vertical-align:bottom;text-align:center;">65</td> <td data-sheets-numberformat='{"1":2,"2":"0","3":1}' data-sheets-value='{"1":3,"3":22}' style="border-right:1px solid #000000;overflow:hidden;padding:0px 3px 0px 3px;vertical-align:bottom;text-align:center;">22</td> </tr> <tr style="height:20px;"> <td style="border-left:1px solid #000000;overflow:hidden;padding:0px 3px 0px 3px;vertical-align:bottom;font-weight:bold;"></td> <td data-sheets-value='{"1":2,"2":"Triple-walled"}' style="overflow:hidden;padding:0px 3px 0px 3px;vertical-align:bottom;font-weight:bold;">Triple-walled</td> <td data-sheets-value='{"1":2,"2":"Opal (O/H/O)"}' style="border-right:1px solid #000000;overflow:hidden;padding:0px 3px 0px 3px;vertical-align:bottom;font-weight:bold;">Opal (O/H/O)</td> <td data-sheets-numberformat='{"1":2,"2":"0.00","3":1}' data-sheets-value='{"1":3,"3":1.7}' style="overflow:hidden;padding:0px 3px 0px 3px;vertical-align:bottom;text-align:center;">1.70</td> <td data-sheets-numberformat='{"1":2,"2":"0","3":1}' data-sheets-value='{"1":3,"3":62}' style="overflow:hidden;padding:0px 3px 0px 3px;vertical-align:bottom;text-align:center;">62</td> <td data-sheets-numberformat='{"1":2,"2":"0","3":1}' data-sheets-value='{"1":3,"3":51}' style="overflow:hidden;padding:0px 3px 0px 3px;vertical-align:bottom;text-align:center;">51</td> <td data-sheets-numberformat='{"1":2,"2":"0","3":1}' data-sheets-value='{"1":3,"3":22}' style="border-right:1px solid #000000;overflow:hidden;padding:0px 3px 0px 3px;vertical-align:bottom;text-align:center;">22</td> </tr> <tr style="height:20px;"> <td style="border-left:1px solid #000000;overflow:hidden;padding:0px 3px 0px 3px;vertical-align:bottom;font-weight:bold;"></td> <td data-sheets-value='{"1":2,"2":"Four-walled"}' style="overflow:hidden;padding:0px 3px 0px 3px;vertical-align:bottom;font-weight:bold;">Four-walled</td> <td data-sheets-value='{"1":2,"2":"Clear (H/H/H/H)"}' style="border-right:1px solid #000000;overflow:hidden;padding:0px 3px 0px 3px;vertical-align:bottom;font-weight:bold;">Clear (H/H/H/H)</td> <td data-sheets-numberformat='{"1":2,"2":"0.00","3":1}' data-sheets-value='{"1":3,"3":1.28}' style="overflow:hidden;padding:0px 3px 0px 3px;vertical-align:bottom;text-align:center;">1.28</td> <td data-sheets-numberformat='{"1":2,"2":"0","3":1}' data-sheets-value='{"1":3,"3":64}' style="overflow:hidden;padding:0px 3px 0px 3px;vertical-align:bottom;text-align:center;">64</td> <td data-sheets-numberformat='{"1":2,"2":"0","3":1}' data-sheets-value='{"1":3,"3":54}' style="overflow:hidden;padding:0px 3px 0px 3px;vertical-align:bottom;text-align:center;">54</td> <td data-sheets-numberformat='{"1":2,"2":"0","3":1}' data-sheets-value='{"1":3,"3":23}' style="border-right:1px solid #000000;overflow:hidden;padding:0px 3px 0px 3px;vertical-align:bottom;text-align:center;">23</td> </tr> <tr style="height:20px;"> <td style="border-bottom:1px solid #000000;border-left:1px solid #000000;overflow:hidden;padding:0px 3px 0px 3px;vertical-align:bottom;"></td> <td data-sheets-value='{"1":2,"2":"Four-walled"}' style="border-bottom:1px solid #000000;overflow:hidden;padding:0px 3px 0px 3px;vertical-align:bottom;font-weight:bold;">Four-walled</td> <td data-sheets-value='{"1":2,"2":"Opal (H/H/O/H)"}' style="border-right:1px solid #000000;border-bottom:1px solid #000000;overflow:hidden;padding:0px 3px 0px 3px;vertical-align:bottom;font-weight:bold;">Opal (H/H/O/H)</td> <td data-sheets-numberformat='{"1":2,"2":"0.00","3":1}' data-sheets-value='{"1":3,"3":1.28}' style="border-bottom:1px solid #000000;overflow:hidden;padding:0px 3px 0px 3px;vertical-align:bottom;text-align:center;">1.28</td> <td data-sheets-numberformat='{"1":2,"2":"0","3":1}' data-sheets-value='{"1":3,"3":59}' style="border-bottom:1px solid #000000;overflow:hidden;padding:0px 3px 0px 3px;vertical-align:bottom;text-align:center;">59</td> <td data-sheets-numberformat='{"1":2,"2":"0","3":1}' data-sheets-value='{"1":3,"3":48}' style="border-bottom:1px solid #000000;overflow:hidden;padding:0px 3px 0px 3px;vertical-align:bottom;text-align:center;">48</td> <td data-sheets-numberformat='{"1":2,"2":"0","3":1}' data-sheets-value='{"1":3,"3":23}' style="border-right:1px solid #000000;border-bottom:1px solid #000000;overflow:hidden;padding:0px 3px 0px 3px;vertical-align:bottom;text-align:center;">23</td> </tr> <tr style="height:20px;"> <td data-sheets-value='{"1":2,"2":"Polycarbonate "}' style="border-left:1px solid #000000;overflow:hidden;padding:0px 3px 0px 3px;vertical-align:bottom;font-weight:bold;">Polycarbonate </td> <td data-sheets-value='{"1":2,"2":"Single-walled"}' style="overflow:hidden;padding:0px 3px 0px 3px;vertical-align:bottom;font-weight:bold;">Single-walled</td> <td data-sheets-value='{"1":2,"2":"Clear (A)"}' style="border-right:1px solid #000000;overflow:hidden;padding:0px 3px 0px 3px;vertical-align:bottom;font-weight:bold;">Clear (A)</td> <td data-sheets-numberformat='{"1":2,"2":"0.00","3":1}' data-sheets-value='{"1":3,"3":5.17}' style="overflow:hidden;padding:0px 3px 0px 3px;vertical-align:bottom;text-align:center;">5.17</td> <td data-sheets-numberformat='{"1":2,"2":"0","3":1}' data-sheets-value='{"1":3,"3":88}' style="overflow:hidden;padding:0px 3px 0px 3px;vertical-align:bottom;text-align:center;">88</td> <td data-sheets-numberformat='{"1":2,"2":"0","3":1}' data-sheets-value='{"1":3,"3":83}' style="overflow:hidden;padding:0px 3px 0px 3px;vertical-align:bottom;text-align:center;">83</td> <td data-sheets-numberformat='{"1":2,"2":"0","3":1}' data-sheets-value='{"1":2,"2":"-"}' style="border-right:1px solid #000000;overflow:hidden;padding:0px 3px 0px 3px;vertical-align:bottom;text-align:center;">-</td> </tr> <tr style="height:20px;"> <td data-sheets-value='{"1":2,"2":"PC"}' style="border-left:1px solid #000000;overflow:hidden;padding:0px 3px 0px 3px;vertical-align:bottom;font-weight:bold;">PC</td> <td data-sheets-value='{"1":2,"2":"Single-walled"}' style="overflow:hidden;padding:0px 3px 0px 3px;vertical-align:bottom;font-weight:bold;">Single-walled</td> <td data-sheets-value='{"1":2,"2":"Opal (D)"}' style="border-right:1px solid #000000;overflow:hidden;padding:0px 3px 0px 3px;vertical-align:bottom;font-weight:bold;">Opal (D)</td> <td data-sheets-numberformat='{"1":2,"2":"0.00","3":1}' data-sheets-value='{"1":3,"3":5.17}' style="overflow:hidden;padding:0px 3px 0px 3px;vertical-align:bottom;text-align:center;">5.17</td> <td data-sheets-numberformat='{"1":2,"2":"0","3":1}' data-sheets-value='{"1":3,"3":58}' style="overflow:hidden;padding:0px 3px 0px 3px;vertical-align:bottom;text-align:center;">58</td> <td data-sheets-numberformat='{"1":2,"2":"0","3":1}' data-sheets-value='{"1":3,"3":60}' style="overflow:hidden;padding:0px 3px 0px 3px;vertical-align:bottom;text-align:center;">60</td> <td data-sheets-numberformat='{"1":2,"2":"0","3":1}' data-sheets-value='{"1":2,"2":"-"}' style="border-right:1px solid #000000;overflow:hidden;padding:0px 3px 0px 3px;vertical-align:bottom;text-align:center;">-</td> </tr> <tr style="height:20px;"> <td style="border-left:1px solid #000000;overflow:hidden;padding:0px 3px 0px 3px;vertical-align:bottom;font-weight:bold;"></td> <td data-sheets-value='{"1":2,"2":"Double-walled"}' style="overflow:hidden;padding:0px 3px 0px 3px;vertical-align:bottom;font-weight:bold;">Double-walled</td> <td data-sheets-value='{"1":2,"2":"Clear (A/H)"}' style="border-right:1px solid #000000;overflow:hidden;padding:0px 3px 0px 3px;vertical-align:bottom;font-weight:bold;">Clear (A/H)</td> <td data-sheets-numberformat='{"1":2,"2":"0.00","3":1}' data-sheets-value='{"1":3,"3":2.9}' style="overflow:hidden;padding:0px 3px 0px 3px;vertical-align:bottom;text-align:center;">2.90</td> <td data-sheets-numberformat='{"1":2,"2":"0","3":1}' data-sheets-value='{"1":3,"3":79}' style="overflow:hidden;padding:0px 3px 0px 3px;vertical-align:bottom;text-align:center;">79</td> <td data-sheets-numberformat='{"1":2,"2":"0","3":1}' data-sheets-value='{"1":3,"3":72}' style="overflow:hidden;padding:0px 3px 0px 3px;vertical-align:bottom;text-align:center;">72</td> <td data-sheets-numberformat='{"1":2,"2":"0","3":1}' data-sheets-value='{"1":3,"3":20}' style="border-right:1px solid #000000;overflow:hidden;padding:0px 3px 0px 3px;vertical-align:bottom;text-align:center;">20</td> </tr> <tr style="height:20px;"> <td style="border-left:1px solid #000000;overflow:hidden;padding:0px 3px 0px 3px;vertical-align:bottom;font-weight:bold;"></td> <td data-sheets-value='{"1":2,"2":"Double-walled"}' style="overflow:hidden;padding:0px 3px 0px 3px;vertical-align:bottom;font-weight:bold;">Double-walled</td> <td data-sheets-value='{"1":2,"2":"Clear (A/A)"}' style="border-right:1px solid #000000;overflow:hidden;padding:0px 3px 0px 3px;vertical-align:bottom;font-weight:bold;">Clear (A/A)</td> <td data-sheets-numberformat='{"1":2,"2":"0.00","3":1}' data-sheets-value='{"1":3,"3":2.9}' style="overflow:hidden;padding:0px 3px 0px 3px;vertical-align:bottom;text-align:center;">2.90</td> <td data-sheets-numberformat='{"1":2,"2":"0","3":1}' data-sheets-value='{"1":3,"3":77}' style="overflow:hidden;padding:0px 3px 0px 3px;vertical-align:bottom;text-align:center;">77</td> <td data-sheets-numberformat='{"1":2,"2":"0","3":1}' data-sheets-value='{"1":3,"3":69}' style="overflow:hidden;padding:0px 3px 0px 3px;vertical-align:bottom;text-align:center;">69</td> <td data-sheets-numberformat='{"1":2,"2":"0","3":1}' data-sheets-value='{"1":3,"3":20}' style="border-right:1px solid #000000;overflow:hidden;padding:0px 3px 0px 3px;vertical-align:bottom;text-align:center;">20</td> </tr> <tr style="height:20px;"> <td style="border-left:1px solid #000000;overflow:hidden;padding:0px 3px 0px 3px;vertical-align:bottom;font-weight:bold;"></td> <td data-sheets-value='{"1":2,"2":"Double-walled"}' style="overflow:hidden;padding:0px 3px 0px 3px;vertical-align:bottom;font-weight:bold;">Double-walled</td> <td data-sheets-value='{"1":2,"2":"Opal (A/O)"}' style="border-right:1px solid #000000;overflow:hidden;padding:0px 3px 0px 3px;vertical-align:bottom;font-weight:bold;">Opal (A/O)</td> <td data-sheets-numberformat='{"1":2,"2":"0.00","3":1}' data-sheets-value='{"1":3,"3":2.9}' style="overflow:hidden;padding:0px 3px 0px 3px;vertical-align:bottom;text-align:center;">2.90</td> <td data-sheets-numberformat='{"1":2,"2":"0","3":1}' data-sheets-value='{"1":3,"3":73}' style="overflow:hidden;padding:0px 3px 0px 3px;vertical-align:bottom;text-align:center;">73</td> <td data-sheets-numberformat='{"1":2,"2":"0","3":1}' data-sheets-value='{"1":3,"3":63}' style="overflow:hidden;padding:0px 3px 0px 3px;vertical-align:bottom;text-align:center;">63</td> <td data-sheets-numberformat='{"1":2,"2":"0","3":1}' data-sheets-value='{"1":3,"3":20}' style="border-right:1px solid #000000;overflow:hidden;padding:0px 3px 0px 3px;vertical-align:bottom;text-align:center;">20</td> </tr> <tr style="height:20px;"> <td style="border-left:1px solid #000000;overflow:hidden;padding:0px 3px 0px 3px;vertical-align:bottom;font-weight:bold;"></td> <td data-sheets-value='{"1":2,"2":"Double-walled"}' style="overflow:hidden;padding:0px 3px 0px 3px;vertical-align:bottom;font-weight:bold;">Double-walled</td> <td data-sheets-value='{"1":2,"2":"Opal (A/D)"}' style="border-right:1px solid #000000;overflow:hidden;padding:0px 3px 0px 3px;vertical-align:bottom;font-weight:bold;">Opal (A/D)</td> <td data-sheets-numberformat='{"1":2,"2":"0.00","3":1}' data-sheets-value='{"1":3,"3":2.9}' style="overflow:hidden;padding:0px 3px 0px 3px;vertical-align:bottom;text-align:center;">2.90</td> <td data-sheets-numberformat='{"1":2,"2":"0","3":1}' data-sheets-value='{"1":3,"3":51}' style="overflow:hidden;padding:0px 3px 0px 3px;vertical-align:bottom;text-align:center;">51</td> <td data-sheets-numberformat='{"1":2,"2":"0","3":1}' data-sheets-value='{"1":3,"3":50}' style="overflow:hidden;padding:0px 3px 0px 3px;vertical-align:bottom;text-align:center;">50</td> <td data-sheets-numberformat='{"1":2,"2":"0","3":1}' data-sheets-value='{"1":3,"3":20}' style="border-right:1px solid #000000;overflow:hidden;padding:0px 3px 0px 3px;vertical-align:bottom;text-align:center;">20</td> </tr> <tr style="height:20px;"> <td style="border-left:1px solid #000000;overflow:hidden;padding:0px 3px 0px 3px;vertical-align:bottom;font-weight:bold;"></td> <td data-sheets-value='{"1":2,"2":"Triple-walled"}' style="overflow:hidden;padding:0px 3px 0px 3px;vertical-align:bottom;font-weight:bold;">Triple-walled</td> <td data-sheets-value='{"1":2,"2":"Clear (A/H/H)"}' style="border-right:1px solid #000000;overflow:hidden;padding:0px 3px 0px 3px;vertical-align:bottom;font-weight:bold;">Clear (A/H/H)</td> <td data-sheets-numberformat='{"1":2,"2":"0.00","3":1}' data-sheets-value='{"1":3,"3":1.7}' style="overflow:hidden;padding:0px 3px 0px 3px;vertical-align:bottom;text-align:center;">1.70</td> <td data-sheets-numberformat='{"1":2,"2":"0","3":1}' data-sheets-value='{"1":3,"3":71}' style="overflow:hidden;padding:0px 3px 0px 3px;vertical-align:bottom;text-align:center;">71</td> <td data-sheets-numberformat='{"1":2,"2":"0","3":1}' data-sheets-value='{"1":3,"3":63}' style="overflow:hidden;padding:0px 3px 0px 3px;vertical-align:bottom;text-align:center;">63</td> <td data-sheets-numberformat='{"1":2,"2":"0","3":1}' data-sheets-value='{"1":3,"3":22}' style="border-right:1px solid #000000;overflow:hidden;padding:0px 3px 0px 3px;vertical-align:bottom;text-align:center;">22</td> </tr> <tr style="height:20px;"> <td style="border-left:1px solid #000000;overflow:hidden;padding:0px 3px 0px 3px;vertical-align:bottom;font-weight:bold;"></td> <td data-sheets-value='{"1":2,"2":"Triple-walled"}' style="overflow:hidden;padding:0px 3px 0px 3px;vertical-align:bottom;font-weight:bold;">Triple-walled</td> <td data-sheets-value='{"1":2,"2":"Opal (A/O/O)"}' style="border-right:1px solid #000000;overflow:hidden;padding:0px 3px 0px 3px;vertical-align:bottom;font-weight:bold;">Opal (A/O/O)</td> <td data-sheets-numberformat='{"1":2,"2":"0.00","3":1}' data-sheets-value='{"1":3,"3":1.7}' style="overflow:hidden;padding:0px 3px 0px 3px;vertical-align:bottom;text-align:center;">1.70</td> <td data-sheets-numberformat='{"1":2,"2":"0","3":1}' data-sheets-value='{"1":3,"3":61}' style="overflow:hidden;padding:0px 3px 0px 3px;vertical-align:bottom;text-align:center;">61</td> <td data-sheets-numberformat='{"1":2,"2":"0","3":1}' data-sheets-value='{"1":3,"3":48}' style="overflow:hidden;padding:0px 3px 0px 3px;vertical-align:bottom;text-align:center;">48</td> <td data-sheets-numberformat='{"1":2,"2":"0","3":1}' data-sheets-value='{"1":3,"3":22}' style="border-right:1px solid #000000;overflow:hidden;padding:0px 3px 0px 3px;vertical-align:bottom;text-align:center;">22</td> </tr> <tr style="height:20px;"> <td style="border-left:1px solid #000000;overflow:hidden;padding:0px 3px 0px 3px;vertical-align:bottom;font-weight:bold;"></td> <td data-sheets-value='{"1":2,"2":"Four-walled"}' style="overflow:hidden;padding:0px 3px 0px 3px;vertical-align:bottom;font-weight:bold;">Four-walled</td> <td data-sheets-value='{"1":2,"2":"Clear (A/H/H/H)"}' style="border-right:1px solid #000000;overflow:hidden;padding:0px 3px 0px 3px;vertical-align:bottom;font-weight:bold;">Clear (A/H/H/H)</td> <td data-sheets-numberformat='{"1":2,"2":"0.00","3":1}' data-sheets-value='{"1":3,"3":1.28}' style="overflow:hidden;padding:0px 3px 0px 3px;vertical-align:bottom;text-align:center;">1.28</td> <td data-sheets-numberformat='{"1":2,"2":"0","3":1}' data-sheets-value='{"1":3,"3":64}' style="overflow:hidden;padding:0px 3px 0px 3px;vertical-align:bottom;text-align:center;">64</td> <td data-sheets-numberformat='{"1":2,"2":"0","3":1}' data-sheets-value='{"1":3,"3":52}' style="overflow:hidden;padding:0px 3px 0px 3px;vertical-align:bottom;text-align:center;">52</td> <td data-sheets-numberformat='{"1":2,"2":"0","3":1}' data-sheets-value='{"1":3,"3":23}' style="border-right:1px solid #000000;overflow:hidden;padding:0px 3px 0px 3px;vertical-align:bottom;text-align:center;">23</td> </tr> <tr style="height:20px;"> <td style="border-bottom:1px solid #000000;border-left:1px solid #000000;overflow:hidden;padding:0px 3px 0px 3px;vertical-align:bottom;"></td> <td data-sheets-value='{"1":2,"2":"Four-walled"}' style="border-bottom:1px solid #000000;overflow:hidden;padding:0px 3px 0px 3px;vertical-align:bottom;font-weight:bold;">Four-walled</td> <td data-sheets-value='{"1":2,"2":"Opal (A/H/O/H)"}' style="border-right:1px solid #000000;border-bottom:1px solid #000000;overflow:hidden;padding:0px 3px 0px 3px;vertical-align:bottom;font-weight:bold;">Opal (A/H/O/H)</td> <td data-sheets-numberformat='{"1":2,"2":"0.00","3":1}' data-sheets-value='{"1":3,"3":1.28}' style="border-bottom:1px solid #000000;overflow:hidden;padding:0px 3px 0px 3px;vertical-align:bottom;text-align:center;">1.28</td> <td data-sheets-numberformat='{"1":2,"2":"0","3":1}' data-sheets-value='{"1":3,"3":59}' style="border-bottom:1px solid #000000;overflow:hidden;padding:0px 3px 0px 3px;vertical-align:bottom;text-align:center;">59</td> <td data-sheets-numberformat='{"1":2,"2":"0","3":1}' data-sheets-value='{"1":3,"3":46}' style="border-bottom:1px solid #000000;overflow:hidden;padding:0px 3px 0px 3px;vertical-align:bottom;text-align:center;">46</td> <td data-sheets-numberformat='{"1":2,"2":"0","3":1}' data-sheets-value='{"1":3,"3":23}' style="border-right:1px solid #000000;border-bottom:1px solid #000000;overflow:hidden;padding:0px 3px 0px 3px;vertical-align:bottom;text-align:center;">23</td> </tr> <tr style="height:20px;"> <td data-sheets-value='{"1":2,"2":"Polycarbonate"}' style="border-left:1px solid #000000;overflow:hidden;padding:0px 3px 0px 3px;vertical-align:bottom;font-weight:bold;">Polycarbonate</td> <td data-sheets-value='{"1":2,"2":"Single-walled"}' style="overflow:hidden;padding:0px 3px 0px 3px;vertical-align:bottom;font-weight:bold;">Single-walled</td> <td data-sheets-value='{"1":2,"2":"Heatstop Opal (T)"}' style="border-right:1px solid #000000;overflow:hidden;padding:0px 3px 0px 3px;vertical-align:bottom;font-weight:bold;">Heatstop Opal (T)</td> <td data-sheets-numberformat='{"1":2,"2":"0.00","3":1}' data-sheets-value='{"1":3,"3":5.17}' style="overflow:hidden;padding:0px 3px 0px 3px;vertical-align:bottom;text-align:center;">5.17</td> <td data-sheets-numberformat='{"1":2,"2":"0","3":1}' data-sheets-value='{"1":3,"3":49}' style="overflow:hidden;padding:0px 3px 0px 3px;vertical-align:bottom;text-align:center;">49</td> <td data-sheets-numberformat='{"1":2,"2":"0","3":1}' data-sheets-value='{"1":3,"3":59}' style="overflow:hidden;padding:0px 3px 0px 3px;vertical-align:bottom;text-align:center;">59</td> <td data-sheets-numberformat='{"1":2,"2":"0","3":1}' data-sheets-value='{"1":2,"2":"-"}' style="border-right:1px solid #000000;overflow:hidden;padding:0px 3px 0px 3px;vertical-align:bottom;text-align:center;">-</td> </tr> <tr style="height:20px;"> <td data-sheets-value='{"1":2,"2":"Heatstop PC"}' style="border-left:1px solid #000000;overflow:hidden;padding:0px 3px 0px 3px;vertical-align:bottom;font-weight:bold;">Heatstop PC</td> <td data-sheets-value='{"1":2,"2":"Double-walled"}' style="overflow:hidden;padding:0px 3px 0px 3px;vertical-align:bottom;font-weight:bold;">Double-walled</td> <td data-sheets-value='{"1":2,"2":"Clear (T/H)"}' style="border-right:1px solid #000000;overflow:hidden;padding:0px 3px 0px 3px;vertical-align:bottom;font-weight:bold;">Clear (T/H)</td> <td data-sheets-numberformat='{"1":2,"2":"0.00","3":1}' data-sheets-value='{"1":3,"3":2.9}' style="overflow:hidden;padding:0px 3px 0px 3px;vertical-align:bottom;text-align:center;">2.90</td> <td data-sheets-numberformat='{"1":2,"2":"0","3":1}' data-sheets-value='{"1":3,"3":44}' style="overflow:hidden;padding:0px 3px 0px 3px;vertical-align:bottom;text-align:center;">44</td> <td data-sheets-numberformat='{"1":2,"2":"0","3":1}' data-sheets-value='{"1":3,"3":51}' style="overflow:hidden;padding:0px 3px 0px 3px;vertical-align:bottom;text-align:center;">51</td> <td data-sheets-numberformat='{"1":2,"2":"0","3":1}' data-sheets-value='{"1":3,"3":20}' style="border-right:1px solid #000000;overflow:hidden;padding:0px 3px 0px 3px;vertical-align:bottom;text-align:center;">20</td> </tr> <tr style="height:20px;"> <td style="border-left:1px solid #000000;overflow:hidden;padding:0px 3px 0px 3px;vertical-align:bottom;font-weight:bold;"></td> <td data-sheets-value='{"1":2,"2":"Double-walled"}' style="overflow:hidden;padding:0px 3px 0px 3px;vertical-align:bottom;font-weight:bold;">Double-walled</td> <td data-sheets-value='{"1":2,"2":"Opal (T/O)"}' style="border-right:1px solid #000000;overflow:hidden;padding:0px 3px 0px 3px;vertical-align:bottom;font-weight:bold;">Opal (T/O)</td> <td data-sheets-numberformat='{"1":2,"2":"0.00","3":1}' data-sheets-value='{"1":3,"3":2.9}' style="overflow:hidden;padding:0px 3px 0px 3px;vertical-align:bottom;text-align:center;">2.90</td> <td data-sheets-numberformat='{"1":2,"2":"0","3":1}' data-sheets-value='{"1":3,"3":41}' style="overflow:hidden;padding:0px 3px 0px 3px;vertical-align:bottom;text-align:center;">41</td> <td data-sheets-numberformat='{"1":2,"2":"0","3":1}' data-sheets-value='{"1":3,"3":45}' style="overflow:hidden;padding:0px 3px 0px 3px;vertical-align:bottom;text-align:center;">45</td> <td data-sheets-numberformat='{"1":2,"2":"0","3":1}' data-sheets-value='{"1":3,"3":20}' style="border-right:1px solid #000000;overflow:hidden;padding:0px 3px 0px 3px;vertical-align:bottom;text-align:center;">20</td> </tr> <tr style="height:20px;"> <td style="border-left:1px solid #000000;overflow:hidden;padding:0px 3px 0px 3px;vertical-align:bottom;font-weight:bold;"></td> <td data-sheets-value='{"1":2,"2":"Triple-walled"}' style="overflow:hidden; | skylux-160-ce-met-koepel-en-pvc-opstand-30-20-met-lm-motor-en-windvang-1300-x-2800-mm | 8586040967501 | 46872374772045
Smoke and heat exhaust (SHEV) | SHE system | Skylux | Skylux 160° CE with skylight and PVC curb 30/20 with double LM-actuator and spoiler 1600 x 2000 mm |  | 35010 | 5412970350101 | 8680.55 | Yes | 30-45 | 155.97 | 1600 x 2000 mm | 2000 | 1600 |  | PVC 30/20 (30 cm high & roof opening = 20 cm larger than daylight size) | Rectangular | 5.17 W/m²K - 1.28 W/m²K | 87% - 32% | 90% - 32% | 20dB - 23dB | 160° CE (for industry) | skylight | with spoiler | E | Double actuator | Maximum four-walled skylight possible for this product | Ut-value LT-value g-value Rw-value EN 1873 : 2014 EN ISO 13468 EN 16153 EN 410 EN 410 EN ISO 140-3 Material Walls Shells (W/m²K) (%) (%) (dB) Acrylic Single-walled Clear (H) 5.17 90 87 - PMMA Single-walled Opal (O) 5.17 83 76 - Double-walled Clear (H/H) 2.90 81 75 20 Double-walled Opal (O/O) 2.90 69 58 20 Triple-walled Clear (H/H/H) 1.70 73 65 22 Triple-walled Opal (O/H/O) 1.70 62 51 22 Four-walled Clear (H/H/H/H) 1.28 64 54 23 Four-walled Opal (H/H/O/H) 1.28 59 48 23 Polycarbonate Single-walled Clear (A) 5.17 88 83 - PC Single-walled Opal (D) 5.17 58 60 - Double-walled Clear (A/H) 2.90 79 72 20 Double-walled Clear (A/A) 2.90 77 69 20 Double-walled Opal (A/O) 2.90 73 63 20 Double-walled Opal (A/D) 2.90 51 50 20 Triple-walled Clear (A/H/H) 1.70 71 63 22 Triple-walled Opal (A/O/O) 1.70 61 48 22 Four-walled Clear (A/H/H/H) 1.28 64 52 23 Four-walled Opal (A/H/O/H) 1.28 59 46 23 Polycarbonate Single-walled Heatstop Opal (T) 5.17 49 59 - Heatstop PC Double-walled Clear (T/H) 2.90 44 51 20 Double-walled Opal (T/O) 2.90 41 45 20 Triple-walled Clear (T/H/H) 1.70 40 <td data-sheets-numberformat='{"1":2,"2":"0","3":1}' data-sheets-value='{"1":3,"3":44}' style="overflow:hidden;paddin | https://skylux.eu/en/products/skylux-160-ce-met-koepel-en-pvc-opstand-30-20-met-lm-motor-en-windvang-1600-x-2000-mm | https://skylux.eu/cdn/shop/files/Skylux-160deg-CE-met-koepel-en-pvc-opstand-3020-met-dubbele-LM-motor-en-windvang-1600-x-2000-mm-RWA-systeem.jpg?v=1702981610&width=1600 | https://skylux.eu/cdn/shop/files/e5a82811-1bb0-48e4-a776-cacb59c7c092_b6a109a3-5863-4844-9ace-7cd6bc81af42.jpg?v=1688551414&width=1600 | //skylux.eu/cdn/shop/files/E_MH_Mounting_instructions_Skylux_160_CE_LM.pdf?v=12406716259046007223 | //skylux.eu/cdn/shop/files/E_TD_Technical_File_Skylux_Skylux_160_CE_Electric.pdf?v=3667116872303399239 | <style type="text/css" id="isPasted"> <!--td { border: 1px solid #cccccc; } br { mso-data-placement: same-cell; } --> </style> <table border="1" cellpadding="0" cellspacing="0" dir="ltr" style="table-layout:fixed;font-size:10pt;font-family:Arial;border-collapse:collapse;border:none;"><tbody> <tr style="height:20px;"> <td style="overflow:hidden;padding:0px 3px 0px 3px;vertical-align:bottom;"></td> <td style="overflow:hidden;padding:0px 3px 0px 3px;vertical-align:bottom;"></td> <td style="overflow:hidden;padding:0px 3px 0px 3px;vertical-align:bottom;"></td> <td data-sheets-value='{"1":2,"2":"Ut-value"}' style="overflow:hidden;padding:0px 3px 0px 3px;vertical-align:bottom;font-weight:bold;text-align:center;">Ut-value</td> <td data-sheets-value='{"1":2,"2":"LT-value"}' style="overflow:hidden;padding:0px 3px 0px 3px;vertical-align:bottom;font-weight:bold;text-align:center;">LT-value</td> <td data-sheets-value='{"1":2,"2":"g-value"}' style="overflow:hidden;padding:0px 3px 0px 3px;vertical-align:bottom;font-weight:bold;text-align:center;">g-value</td> <td data-sheets-value='{"1":2,"2":"Rw-value "}' style="overflow:hidden;padding:0px 3px 0px 3px;vertical-align:bottom;font-weight:bold;text-align:center;">Rw-value </td> </tr> <tr style="height:20px;"> <td style="overflow:hidden;padding:0px 3px 0px 3px;vertical-align:bottom;"></td> <td style="overflow:hidden;padding:0px 3px 0px 3px;vertical-align:bottom;"></td> <td style="overflow:hidden;padding:0px 3px 0px 3px;vertical-align:bottom;"></td> <td data-sheets-numberformat='{"1":2,"2":"0.00","3":1}' data-sheets-value='{"1":2,"2":"EN 1873 : 2014"}' style="overflow:hidden;padding:0px 3px 0px 3px;vertical-align:bottom;text-align:center;">EN 1873 : 2014</td> <td data-sheets-numberformat='{"1":2,"2":"0","3":1}' data-sheets-value='{"1":2,"2":"EN ISO 13468 EN 16153 EN 410"}' style="overflow:hidden;padding:0px 3px 0px 3px;vertical-align:bottom;text-align:center;">EN ISO 13468 EN 16153 EN 410</td> <td data-sheets-numberformat='{"1":2,"2":"0","3":1}' data-sheets-value='{"1":2,"2":"EN 410"}' style="overflow:hidden;padding:0px 3px 0px 3px;vertical-align:bottom;text-align:center;">EN 410</td> <td data-sheets-value='{"1":2,"2":"EN ISO 140-3\t\t"}' style="overflow:hidden;padding:0px 3px 0px 3px;vertical-align:bottom;text-align:center;">EN ISO 140-3 </td> </tr> <tr style="height:20px;"> <td data-sheets-value='{"1":2,"2":"Material"}' style="border-bottom:1px solid #000000;overflow:hidden;padding:0px 3px 0px 3px;vertical-align:bottom;background-color:#000000;font-weight:bold;color:#ffffff;">Material</td> <td data-sheets-value='{"1":2,"2":"Walls"}' style="border-bottom:1px solid #000000;overflow:hidden;padding:0px 3px 0px 3px;vertical-align:bottom;background-color:#000000;font-weight:bold;color:#ffffff;">Walls</td> <td data-sheets-value='{"1":2,"2":"Shells"}' style="border-bottom:1px solid #000000;overflow:hidden;padding:0px 3px 0px 3px;vertical-align:bottom;background-color:#000000;font-weight:bold;color:#ffffff;">Shells</td> <td data-sheets-numberformat='{"1":2,"2":"0.00","3":1}' data-sheets-value='{"1":2,"2":"(W/m²K)\t"}' style="border-bottom:1px solid #000000;overflow:hidden;padding:0px 3px 0px 3px;vertical-align:bottom;background-color:#000000;font-weight:bold;color:#ffffff;text-align:center;">(W/m²K) </td> <td data-sheets-numberformat='{"1":2,"2":"0","3":1}' data-sheets-value='{"1":2,"2":"(%)"}' style="border-bottom:1px solid #000000;overflow:hidden;padding:0px 3px 0px 3px;vertical-align:bottom;background-color:#000000;font-weight:bold;color:#ffffff;text-align:center;">(%)</td> <td data-sheets-numberformat='{"1":2,"2":"0","3":1}' data-sheets-value='{"1":2,"2":"(%)"}' style="border-bottom:1px solid #000000;overflow:hidden;padding:0px 3px 0px 3px;vertical-align:bottom;background-color:#000000;font-weight:bold;color:#ffffff;text-align:center;">(%)</td> <td data-sheets-value='{"1":2,"2":"(dB)"}' style="border-bottom:1px solid #000000;overflow:hidden;padding:0px 3px 0px 3px;vertical-align:bottom;background-color:#000000;font-weight:bold;color:#ffffff;text-align:center;">(dB)</td> </tr> <tr style="height:20px;"> <td data-sheets-value='{"1":2,"2":"Acrylic"}' style="border-left:1px solid #000000;overflow:hidden;padding:0px 3px 0px 3px;vertical-align:bottom;font-weight:bold;">Acrylic</td> <td data-sheets-value='{"1":2,"2":"Single-walled"}' style="overflow:hidden;padding:0px 3px 0px 3px;vertical-align:bottom;font-weight:bold;">Single-walled</td> <td data-sheets-value='{"1":2,"2":"Clear (H)"}' style="border-right:1px solid #000000;overflow:hidden;padding:0px 3px 0px 3px;vertical-align:bottom;font-weight:bold;">Clear (H)</td> <td data-sheets-numberformat='{"1":2,"2":"0.00","3":1}' data-sheets-value='{"1":3,"3":5.17}' style="overflow:hidden;padding:0px 3px 0px 3px;vertical-align:bottom;text-align:center;">5.17</td> <td data-sheets-numberformat='{"1":2,"2":"0","3":1}' data-sheets-value='{"1":3,"3":90}' style="overflow:hidden;padding:0px 3px 0px 3px;vertical-align:bottom;text-align:center;">90</td> <td data-sheets-numberformat='{"1":2,"2":"0","3":1}' data-sheets-value='{"1":3,"3":87}' style="overflow:hidden;padding:0px 3px 0px 3px;vertical-align:bottom;text-align:center;">87</td> <td data-sheets-numberformat='{"1":2,"2":"0","3":1}' data-sheets-value='{"1":2,"2":"-"}' style="border-right:1px solid #000000;overflow:hidden;padding:0px 3px 0px 3px;vertical-align:bottom;text-align:center;">-</td> </tr> <tr style="height:20px;"> <td data-sheets-value='{"1":2,"2":"PMMA"}' style="border-left:1px solid #000000;overflow:hidden;padding:0px 3px 0px 3px;vertical-align:bottom;font-weight:bold;">PMMA</td> <td data-sheets-value='{"1":2,"2":"Single-walled"}' style="overflow:hidden;padding:0px 3px 0px 3px;vertical-align:bottom;font-weight:bold;">Single-walled</td> <td data-sheets-value='{"1":2,"2":"Opal (O)"}' style="border-right:1px solid #000000;overflow:hidden;padding:0px 3px 0px 3px;vertical-align:bottom;font-weight:bold;">Opal (O)</td> <td data-sheets-numberformat='{"1":2,"2":"0.00","3":1}' data-sheets-value='{"1":3,"3":5.17}' style="overflow:hidden;padding:0px 3px 0px 3px;vertical-align:bottom;text-align:center;">5.17</td> <td data-sheets-numberformat='{"1":2,"2":"0","3":1}' data-sheets-value='{"1":3,"3":83}' style="overflow:hidden;padding:0px 3px 0px 3px;vertical-align:bottom;text-align:center;">83</td> <td data-sheets-numberformat='{"1":2,"2":"0","3":1}' data-sheets-value='{"1":3,"3":76}' style="overflow:hidden;padding:0px 3px 0px 3px;vertical-align:bottom;text-align:center;">76</td> <td data-sheets-numberformat='{"1":2,"2":"0","3":1}' data-sheets-value='{"1":2,"2":"-"}' style="border-right:1px solid #000000;overflow:hidden;padding:0px 3px 0px 3px;vertical-align:bottom;text-align:center;">-</td> </tr> <tr style="height:20px;"> <td style="border-left:1px solid #000000;overflow:hidden;padding:0px 3px 0px 3px;vertical-align:bottom;font-weight:bold;"></td> <td data-sheets-value='{"1":2,"2":"Double-walled"}' style="overflow:hidden;padding:0px 3px 0px 3px;vertical-align:bottom;font-weight:bold;">Double-walled</td> <td data-sheets-value='{"1":2,"2":"Clear (H/H)"}' style="border-right:1px solid #000000;overflow:hidden;padding:0px 3px 0px 3px;vertical-align:bottom;font-weight:bold;">Clear (H/H)</td> <td data-sheets-numberformat='{"1":2,"2":"0.00","3":1}' data-sheets-value='{"1":3,"3":2.9}' style="overflow:hidden;padding:0px 3px 0px 3px;vertical-align:bottom;text-align:center;">2.90</td> <td data-sheets-numberformat='{"1":2,"2":"0","3":1}' data-sheets-value='{"1":3,"3":81}' style="overflow:hidden;padding:0px 3px 0px 3px;vertical-align:bottom;text-align:center;">81</td> <td data-sheets-numberformat='{"1":2,"2":"0","3":1}' data-sheets-value='{"1":3,"3":75}' style="overflow:hidden;padding:0px 3px 0px 3px;vertical-align:bottom;text-align:center;">75</td> <td data-sheets-numberformat='{"1":2,"2":"0","3":1}' data-sheets-value='{"1":3,"3":20}' style="border-right:1px solid #000000;overflow:hidden;padding:0px 3px 0px 3px;vertical-align:bottom;text-align:center;">20</td> </tr> <tr style="height:20px;"> <td style="border-left:1px solid #000000;overflow:hidden;padding:0px 3px 0px 3px;vertical-align:bottom;font-weight:bold;"></td> <td data-sheets-value='{"1":2,"2":"Double-walled"}' style="overflow:hidden;padding:0px 3px 0px 3px;vertical-align:bottom;font-weight:bold;">Double-walled</td> <td data-sheets-value='{"1":2,"2":"Opal (O/O)"}' style="border-right:1px solid #000000;overflow:hidden;padding:0px 3px 0px 3px;vertical-align:bottom;font-weight:bold;">Opal (O/O)</td> <td data-sheets-numberformat='{"1":2,"2":"0.00","3":1}' data-sheets-value='{"1":3,"3":2.9}' style="overflow:hidden;padding:0px 3px 0px 3px;vertical-align:bottom;text-align:center;">2.90</td> <td data-sheets-numberformat='{"1":2,"2":"0","3":1}' data-sheets-value='{"1":3,"3":69}' style="overflow:hidden;padding:0px 3px 0px 3px;vertical-align:bottom;text-align:center;">69</td> <td data-sheets-numberformat='{"1":2,"2":"0","3":1}' data-sheets-value='{"1":3,"3":58}' style="overflow:hidden;padding:0px 3px 0px 3px;vertical-align:bottom;text-align:center;">58</td> <td data-sheets-numberformat='{"1":2,"2":"0","3":1}' data-sheets-value='{"1":3,"3":20}' style="border-right:1px solid #000000;overflow:hidden;padding:0px 3px 0px 3px;vertical-align:bottom;text-align:center;">20</td> </tr> <tr style="height:20px;"> <td style="border-left:1px solid #000000;overflow:hidden;padding:0px 3px 0px 3px;vertical-align:bottom;font-weight:bold;"></td> <td data-sheets-value='{"1":2,"2":"Triple-walled"}' style="overflow:hidden;padding:0px 3px 0px 3px;vertical-align:bottom;font-weight:bold;">Triple-walled</td> <td data-sheets-value='{"1":2,"2":"Clear (H/H/H)"}' style="border-right:1px solid #000000;overflow:hidden;padding:0px 3px 0px 3px;vertical-align:bottom;font-weight:bold;">Clear (H/H/H)</td> <td data-sheets-numberformat='{"1":2,"2":"0.00","3":1}' data-sheets-value='{"1":3,"3":1.7}' style="overflow:hidden;padding:0px 3px 0px 3px;vertical-align:bottom;text-align:center;">1.70</td> <td data-sheets-numberformat='{"1":2,"2":"0","3":1}' data-sheets-value='{"1":3,"3":73}' style="overflow:hidden;padding:0px 3px 0px 3px;vertical-align:bottom;text-align:center;">73</td> <td data-sheets-numberformat='{"1":2,"2":"0","3":1}' data-sheets-value='{"1":3,"3":65}' style="overflow:hidden;padding:0px 3px 0px 3px;vertical-align:bottom;text-align:center;">65</td> <td data-sheets-numberformat='{"1":2,"2":"0","3":1}' data-sheets-value='{"1":3,"3":22}' style="border-right:1px solid #000000;overflow:hidden;padding:0px 3px 0px 3px;vertical-align:bottom;text-align:center;">22</td> </tr> <tr style="height:20px;"> <td style="border-left:1px solid #000000;overflow:hidden;padding:0px 3px 0px 3px;vertical-align:bottom;font-weight:bold;"></td> <td data-sheets-value='{"1":2,"2":"Triple-walled"}' style="overflow:hidden;padding:0px 3px 0px 3px;vertical-align:bottom;font-weight:bold;">Triple-walled</td> <td data-sheets-value='{"1":2,"2":"Opal (O/H/O)"}' style="border-right:1px solid #000000;overflow:hidden;padding:0px 3px 0px 3px;vertical-align:bottom;font-weight:bold;">Opal (O/H/O)</td> <td data-sheets-numberformat='{"1":2,"2":"0.00","3":1}' data-sheets-value='{"1":3,"3":1.7}' style="overflow:hidden;padding:0px 3px 0px 3px;vertical-align:bottom;text-align:center;">1.70</td> <td data-sheets-numberformat='{"1":2,"2":"0","3":1}' data-sheets-value='{"1":3,"3":62}' style="overflow:hidden;padding:0px 3px 0px 3px;vertical-align:bottom;text-align:center;">62</td> <td data-sheets-numberformat='{"1":2,"2":"0","3":1}' data-sheets-value='{"1":3,"3":51}' style="overflow:hidden;padding:0px 3px 0px 3px;vertical-align:bottom;text-align:center;">51</td> <td data-sheets-numberformat='{"1":2,"2":"0","3":1}' data-sheets-value='{"1":3,"3":22}' style="border-right:1px solid #000000;overflow:hidden;padding:0px 3px 0px 3px;vertical-align:bottom;text-align:center;">22</td> </tr> <tr style="height:20px;"> <td style="border-left:1px solid #000000;overflow:hidden;padding:0px 3px 0px 3px;vertical-align:bottom;font-weight:bold;"></td> <td data-sheets-value='{"1":2,"2":"Four-walled"}' style="overflow:hidden;padding:0px 3px 0px 3px;vertical-align:bottom;font-weight:bold;">Four-walled</td> <td data-sheets-value='{"1":2,"2":"Clear (H/H/H/H)"}' style="border-right:1px solid #000000;overflow:hidden;padding:0px 3px 0px 3px;vertical-align:bottom;font-weight:bold;">Clear (H/H/H/H)</td> <td data-sheets-numberformat='{"1":2,"2":"0.00","3":1}' data-sheets-value='{"1":3,"3":1.28}' style="overflow:hidden;padding:0px 3px 0px 3px;vertical-align:bottom;text-align:center;">1.28</td> <td data-sheets-numberformat='{"1":2,"2":"0","3":1}' data-sheets-value='{"1":3,"3":64}' style="overflow:hidden;padding:0px 3px 0px 3px;vertical-align:bottom;text-align:center;">64</td> <td data-sheets-numberformat='{"1":2,"2":"0","3":1}' data-sheets-value='{"1":3,"3":54}' style="overflow:hidden;padding:0px 3px 0px 3px;vertical-align:bottom;text-align:center;">54</td> <td data-sheets-numberformat='{"1":2,"2":"0","3":1}' data-sheets-value='{"1":3,"3":23}' style="border-right:1px solid #000000;overflow:hidden;padding:0px 3px 0px 3px;vertical-align:bottom;text-align:center;">23</td> </tr> <tr style="height:20px;"> <td style="border-bottom:1px solid #000000;border-left:1px solid #000000;overflow:hidden;padding:0px 3px 0px 3px;vertical-align:bottom;"></td> <td data-sheets-value='{"1":2,"2":"Four-walled"}' style="border-bottom:1px solid #000000;overflow:hidden;padding:0px 3px 0px 3px;vertical-align:bottom;font-weight:bold;">Four-walled</td> <td data-sheets-value='{"1":2,"2":"Opal (H/H/O/H)"}' style="border-right:1px solid #000000;border-bottom:1px solid #000000;overflow:hidden;padding:0px 3px 0px 3px;vertical-align:bottom;font-weight:bold;">Opal (H/H/O/H)</td> <td data-sheets-numberformat='{"1":2,"2":"0.00","3":1}' data-sheets-value='{"1":3,"3":1.28}' style="border-bottom:1px solid #000000;overflow:hidden;padding:0px 3px 0px 3px;vertical-align:bottom;text-align:center;">1.28</td> <td data-sheets-numberformat='{"1":2,"2":"0","3":1}' data-sheets-value='{"1":3,"3":59}' style="border-bottom:1px solid #000000;overflow:hidden;padding:0px 3px 0px 3px;vertical-align:bottom;text-align:center;">59</td> <td data-sheets-numberformat='{"1":2,"2":"0","3":1}' data-sheets-value='{"1":3,"3":48}' style="border-bottom:1px solid #000000;overflow:hidden;padding:0px 3px 0px 3px;vertical-align:bottom;text-align:center;">48</td> <td data-sheets-numberformat='{"1":2,"2":"0","3":1}' data-sheets-value='{"1":3,"3":23}' style="border-right:1px solid #000000;border-bottom:1px solid #000000;overflow:hidden;padding:0px 3px 0px 3px;vertical-align:bottom;text-align:center;">23</td> </tr> <tr style="height:20px;"> <td data-sheets-value='{"1":2,"2":"Polycarbonate "}' style="border-left:1px solid #000000;overflow:hidden;padding:0px 3px 0px 3px;vertical-align:bottom;font-weight:bold;">Polycarbonate </td> <td data-sheets-value='{"1":2,"2":"Single-walled"}' style="overflow:hidden;padding:0px 3px 0px 3px;vertical-align:bottom;font-weight:bold;">Single-walled</td> <td data-sheets-value='{"1":2,"2":"Clear (A)"}' style="border-right:1px solid #000000;overflow:hidden;padding:0px 3px 0px 3px;vertical-align:bottom;font-weight:bold;">Clear (A)</td> <td data-sheets-numberformat='{"1":2,"2":"0.00","3":1}' data-sheets-value='{"1":3,"3":5.17}' style="overflow:hidden;padding:0px 3px 0px 3px;vertical-align:bottom;text-align:center;">5.17</td> <td data-sheets-numberformat='{"1":2,"2":"0","3":1}' data-sheets-value='{"1":3,"3":88}' style="overflow:hidden;padding:0px 3px 0px 3px;vertical-align:bottom;text-align:center;">88</td> <td data-sheets-numberformat='{"1":2,"2":"0","3":1}' data-sheets-value='{"1":3,"3":83}' style="overflow:hidden;padding:0px 3px 0px 3px;vertical-align:bottom;text-align:center;">83</td> <td data-sheets-numberformat='{"1":2,"2":"0","3":1}' data-sheets-value='{"1":2,"2":"-"}' style="border-right:1px solid #000000;overflow:hidden;padding:0px 3px 0px 3px;vertical-align:bottom;text-align:center;">-</td> </tr> <tr style="height:20px;"> <td data-sheets-value='{"1":2,"2":"PC"}' style="border-left:1px solid #000000;overflow:hidden;padding:0px 3px 0px 3px;vertical-align:bottom;font-weight:bold;">PC</td> <td data-sheets-value='{"1":2,"2":"Single-walled"}' style="overflow:hidden;padding:0px 3px 0px 3px;vertical-align:bottom;font-weight:bold;">Single-walled</td> <td data-sheets-value='{"1":2,"2":"Opal (D)"}' style="border-right:1px solid #000000;overflow:hidden;padding:0px 3px 0px 3px;vertical-align:bottom;font-weight:bold;">Opal (D)</td> <td data-sheets-numberformat='{"1":2,"2":"0.00","3":1}' data-sheets-value='{"1":3,"3":5.17}' style="overflow:hidden;padding:0px 3px 0px 3px;vertical-align:bottom;text-align:center;">5.17</td> <td data-sheets-numberformat='{"1":2,"2":"0","3":1}' data-sheets-value='{"1":3,"3":58}' style="overflow:hidden;padding:0px 3px 0px 3px;vertical-align:bottom;text-align:center;">58</td> <td data-sheets-numberformat='{"1":2,"2":"0","3":1}' data-sheets-value='{"1":3,"3":60}' style="overflow:hidden;padding:0px 3px 0px 3px;vertical-align:bottom;text-align:center;">60</td> <td data-sheets-numberformat='{"1":2,"2":"0","3":1}' data-sheets-value='{"1":2,"2":"-"}' style="border-right:1px solid #000000;overflow:hidden;padding:0px 3px 0px 3px;vertical-align:bottom;text-align:center;">-</td> </tr> <tr style="height:20px;"> <td style="border-left:1px solid #000000;overflow:hidden;padding:0px 3px 0px 3px;vertical-align:bottom;font-weight:bold;"></td> <td data-sheets-value='{"1":2,"2":"Double-walled"}' style="overflow:hidden;padding:0px 3px 0px 3px;vertical-align:bottom;font-weight:bold;">Double-walled</td> <td data-sheets-value='{"1":2,"2":"Clear (A/H)"}' style="border-right:1px solid #000000;overflow:hidden;padding:0px 3px 0px 3px;vertical-align:bottom;font-weight:bold;">Clear (A/H)</td> <td data-sheets-numberformat='{"1":2,"2":"0.00","3":1}' data-sheets-value='{"1":3,"3":2.9}' style="overflow:hidden;padding:0px 3px 0px 3px;vertical-align:bottom;text-align:center;">2.90</td> <td data-sheets-numberformat='{"1":2,"2":"0","3":1}' data-sheets-value='{"1":3,"3":79}' style="overflow:hidden;padding:0px 3px 0px 3px;vertical-align:bottom;text-align:center;">79</td> <td data-sheets-numberformat='{"1":2,"2":"0","3":1}' data-sheets-value='{"1":3,"3":72}' style="overflow:hidden;padding:0px 3px 0px 3px;vertical-align:bottom;text-align:center;">72</td> <td data-sheets-numberformat='{"1":2,"2":"0","3":1}' data-sheets-value='{"1":3,"3":20}' style="border-right:1px solid #000000;overflow:hidden;padding:0px 3px 0px 3px;vertical-align:bottom;text-align:center;">20</td> </tr> <tr style="height:20px;"> <td style="border-left:1px solid #000000;overflow:hidden;padding:0px 3px 0px 3px;vertical-align:bottom;font-weight:bold;"></td> <td data-sheets-value='{"1":2,"2":"Double-walled"}' style="overflow:hidden;padding:0px 3px 0px 3px;vertical-align:bottom;font-weight:bold;">Double-walled</td> <td data-sheets-value='{"1":2,"2":"Clear (A/A)"}' style="border-right:1px solid #000000;overflow:hidden;padding:0px 3px 0px 3px;vertical-align:bottom;font-weight:bold;">Clear (A/A)</td> <td data-sheets-numberformat='{"1":2,"2":"0.00","3":1}' data-sheets-value='{"1":3,"3":2.9}' style="overflow:hidden;padding:0px 3px 0px 3px;vertical-align:bottom;text-align:center;">2.90</td> <td data-sheets-numberformat='{"1":2,"2":"0","3":1}' data-sheets-value='{"1":3,"3":77}' style="overflow:hidden;padding:0px 3px 0px 3px;vertical-align:bottom;text-align:center;">77</td> <td data-sheets-numberformat='{"1":2,"2":"0","3":1}' data-sheets-value='{"1":3,"3":69}' style="overflow:hidden;padding:0px 3px 0px 3px;vertical-align:bottom;text-align:center;">69</td> <td data-sheets-numberformat='{"1":2,"2":"0","3":1}' data-sheets-value='{"1":3,"3":20}' style="border-right:1px solid #000000;overflow:hidden;padding:0px 3px 0px 3px;vertical-align:bottom;text-align:center;">20</td> </tr> <tr style="height:20px;"> <td style="border-left:1px solid #000000;overflow:hidden;padding:0px 3px 0px 3px;vertical-align:bottom;font-weight:bold;"></td> <td data-sheets-value='{"1":2,"2":"Double-walled"}' style="overflow:hidden;padding:0px 3px 0px 3px;vertical-align:bottom;font-weight:bold;">Double-walled</td> <td data-sheets-value='{"1":2,"2":"Opal (A/O)"}' style="border-right:1px solid #000000;overflow:hidden;padding:0px 3px 0px 3px;vertical-align:bottom;font-weight:bold;">Opal (A/O)</td> <td data-sheets-numberformat='{"1":2,"2":"0.00","3":1}' data-sheets-value='{"1":3,"3":2.9}' style="overflow:hidden;padding:0px 3px 0px 3px;vertical-align:bottom;text-align:center;">2.90</td> <td data-sheets-numberformat='{"1":2,"2":"0","3":1}' data-sheets-value='{"1":3,"3":73}' style="overflow:hidden;padding:0px 3px 0px 3px;vertical-align:bottom;text-align:center;">73</td> <td data-sheets-numberformat='{"1":2,"2":"0","3":1}' data-sheets-value='{"1":3,"3":63}' style="overflow:hidden;padding:0px 3px 0px 3px;vertical-align:bottom;text-align:center;">63</td> <td data-sheets-numberformat='{"1":2,"2":"0","3":1}' data-sheets-value='{"1":3,"3":20}' style="border-right:1px solid #000000;overflow:hidden;padding:0px 3px 0px 3px;vertical-align:bottom;text-align:center;">20</td> </tr> <tr style="height:20px;"> <td style="border-left:1px solid #000000;overflow:hidden;padding:0px 3px 0px 3px;vertical-align:bottom;font-weight:bold;"></td> <td data-sheets-value='{"1":2,"2":"Double-walled"}' style="overflow:hidden;padding:0px 3px 0px 3px;vertical-align:bottom;font-weight:bold;">Double-walled</td> <td data-sheets-value='{"1":2,"2":"Opal (A/D)"}' style="border-right:1px solid #000000;overflow:hidden;padding:0px 3px 0px 3px;vertical-align:bottom;font-weight:bold;">Opal (A/D)</td> <td data-sheets-numberformat='{"1":2,"2":"0.00","3":1}' data-sheets-value='{"1":3,"3":2.9}' style="overflow:hidden;padding:0px 3px 0px 3px;vertical-align:bottom;text-align:center;">2.90</td> <td data-sheets-numberformat='{"1":2,"2":"0","3":1}' data-sheets-value='{"1":3,"3":51}' style="overflow:hidden;padding:0px 3px 0px 3px;vertical-align:bottom;text-align:center;">51</td> <td data-sheets-numberformat='{"1":2,"2":"0","3":1}' data-sheets-value='{"1":3,"3":50}' style="overflow:hidden;padding:0px 3px 0px 3px;vertical-align:bottom;text-align:center;">50</td> <td data-sheets-numberformat='{"1":2,"2":"0","3":1}' data-sheets-value='{"1":3,"3":20}' style="border-right:1px solid #000000;overflow:hidden;padding:0px 3px 0px 3px;vertical-align:bottom;text-align:center;">20</td> </tr> <tr style="height:20px;"> <td style="border-left:1px solid #000000;overflow:hidden;padding:0px 3px 0px 3px;vertical-align:bottom;font-weight:bold;"></td> <td data-sheets-value='{"1":2,"2":"Triple-walled"}' style="overflow:hidden;padding:0px 3px 0px 3px;vertical-align:bottom;font-weight:bold;">Triple-walled</td> <td data-sheets-value='{"1":2,"2":"Clear (A/H/H)"}' style="border-right:1px solid #000000;overflow:hidden;padding:0px 3px 0px 3px;vertical-align:bottom;font-weight:bold;">Clear (A/H/H)</td> <td data-sheets-numberformat='{"1":2,"2":"0.00","3":1}' data-sheets-value='{"1":3,"3":1.7}' style="overflow:hidden;padding:0px 3px 0px 3px;vertical-align:bottom;text-align:center;">1.70</td> <td data-sheets-numberformat='{"1":2,"2":"0","3":1}' data-sheets-value='{"1":3,"3":71}' style="overflow:hidden;padding:0px 3px 0px 3px;vertical-align:bottom;text-align:center;">71</td> <td data-sheets-numberformat='{"1":2,"2":"0","3":1}' data-sheets-value='{"1":3,"3":63}' style="overflow:hidden;padding:0px 3px 0px 3px;vertical-align:bottom;text-align:center;">63</td> <td data-sheets-numberformat='{"1":2,"2":"0","3":1}' data-sheets-value='{"1":3,"3":22}' style="border-right:1px solid #000000;overflow:hidden;padding:0px 3px 0px 3px;vertical-align:bottom;text-align:center;">22</td> </tr> <tr style="height:20px;"> <td style="border-left:1px solid #000000;overflow:hidden;padding:0px 3px 0px 3px;vertical-align:bottom;font-weight:bold;"></td> <td data-sheets-value='{"1":2,"2":"Triple-walled"}' style="overflow:hidden;padding:0px 3px 0px 3px;vertical-align:bottom;font-weight:bold;">Triple-walled</td> <td data-sheets-value='{"1":2,"2":"Opal (A/O/O)"}' style="border-right:1px solid #000000;overflow:hidden;padding:0px 3px 0px 3px;vertical-align:bottom;font-weight:bold;">Opal (A/O/O)</td> <td data-sheets-numberformat='{"1":2,"2":"0.00","3":1}' data-sheets-value='{"1":3,"3":1.7}' style="overflow:hidden;padding:0px 3px 0px 3px;vertical-align:bottom;text-align:center;">1.70</td> <td data-sheets-numberformat='{"1":2,"2":"0","3":1}' data-sheets-value='{"1":3,"3":61}' style="overflow:hidden;padding:0px 3px 0px 3px;vertical-align:bottom;text-align:center;">61</td> <td data-sheets-numberformat='{"1":2,"2":"0","3":1}' data-sheets-value='{"1":3,"3":48}' style="overflow:hidden;padding:0px 3px 0px 3px;vertical-align:bottom;text-align:center;">48</td> <td data-sheets-numberformat='{"1":2,"2":"0","3":1}' data-sheets-value='{"1":3,"3":22}' style="border-right:1px solid #000000;overflow:hidden;padding:0px 3px 0px 3px;vertical-align:bottom;text-align:center;">22</td> </tr> <tr style="height:20px;"> <td style="border-left:1px solid #000000;overflow:hidden;padding:0px 3px 0px 3px;vertical-align:bottom;font-weight:bold;"></td> <td data-sheets-value='{"1":2,"2":"Four-walled"}' style="overflow:hidden;padding:0px 3px 0px 3px;vertical-align:bottom;font-weight:bold;">Four-walled</td> <td data-sheets-value='{"1":2,"2":"Clear (A/H/H/H)"}' style="border-right:1px solid #000000;overflow:hidden;padding:0px 3px 0px 3px;vertical-align:bottom;font-weight:bold;">Clear (A/H/H/H)</td> <td data-sheets-numberformat='{"1":2,"2":"0.00","3":1}' data-sheets-value='{"1":3,"3":1.28}' style="overflow:hidden;padding:0px 3px 0px 3px;vertical-align:bottom;text-align:center;">1.28</td> <td data-sheets-numberformat='{"1":2,"2":"0","3":1}' data-sheets-value='{"1":3,"3":64}' style="overflow:hidden;padding:0px 3px 0px 3px;vertical-align:bottom;text-align:center;">64</td> <td data-sheets-numberformat='{"1":2,"2":"0","3":1}' data-sheets-value='{"1":3,"3":52}' style="overflow:hidden;padding:0px 3px 0px 3px;vertical-align:bottom;text-align:center;">52</td> <td data-sheets-numberformat='{"1":2,"2":"0","3":1}' data-sheets-value='{"1":3,"3":23}' style="border-right:1px solid #000000;overflow:hidden;padding:0px 3px 0px 3px;vertical-align:bottom;text-align:center;">23</td> </tr> <tr style="height:20px;"> <td style="border-bottom:1px solid #000000;border-left:1px solid #000000;overflow:hidden;padding:0px 3px 0px 3px;vertical-align:bottom;"></td> <td data-sheets-value='{"1":2,"2":"Four-walled"}' style="border-bottom:1px solid #000000;overflow:hidden;padding:0px 3px 0px 3px;vertical-align:bottom;font-weight:bold;">Four-walled</td> <td data-sheets-value='{"1":2,"2":"Opal (A/H/O/H)"}' style="border-right:1px solid #000000;border-bottom:1px solid #000000;overflow:hidden;padding:0px 3px 0px 3px;vertical-align:bottom;font-weight:bold;">Opal (A/H/O/H)</td> <td data-sheets-numberformat='{"1":2,"2":"0.00","3":1}' data-sheets-value='{"1":3,"3":1.28}' style="border-bottom:1px solid #000000;overflow:hidden;padding:0px 3px 0px 3px;vertical-align:bottom;text-align:center;">1.28</td> <td data-sheets-numberformat='{"1":2,"2":"0","3":1}' data-sheets-value='{"1":3,"3":59}' style="border-bottom:1px solid #000000;overflow:hidden;padding:0px 3px 0px 3px;vertical-align:bottom;text-align:center;">59</td> <td data-sheets-numberformat='{"1":2,"2":"0","3":1}' data-sheets-value='{"1":3,"3":46}' style="border-bottom:1px solid #000000;overflow:hidden;padding:0px 3px 0px 3px;vertical-align:bottom;text-align:center;">46</td> <td data-sheets-numberformat='{"1":2,"2":"0","3":1}' data-sheets-value='{"1":3,"3":23}' style="border-right:1px solid #000000;border-bottom:1px solid #000000;overflow:hidden;padding:0px 3px 0px 3px;vertical-align:bottom;text-align:center;">23</td> </tr> <tr style="height:20px;"> <td data-sheets-value='{"1":2,"2":"Polycarbonate"}' style="border-left:1px solid #000000;overflow:hidden;padding:0px 3px 0px 3px;vertical-align:bottom;font-weight:bold;">Polycarbonate</td> <td data-sheets-value='{"1":2,"2":"Single-walled"}' style="overflow:hidden;padding:0px 3px 0px 3px;vertical-align:bottom;font-weight:bold;">Single-walled</td> <td data-sheets-value='{"1":2,"2":"Heatstop Opal (T)"}' style="border-right:1px solid #000000;overflow:hidden;padding:0px 3px 0px 3px;vertical-align:bottom;font-weight:bold;">Heatstop Opal (T)</td> <td data-sheets-numberformat='{"1":2,"2":"0.00","3":1}' data-sheets-value='{"1":3,"3":5.17}' style="overflow:hidden;padding:0px 3px 0px 3px;vertical-align:bottom;text-align:center;">5.17</td> <td data-sheets-numberformat='{"1":2,"2":"0","3":1}' data-sheets-value='{"1":3,"3":49}' style="overflow:hidden;padding:0px 3px 0px 3px;vertical-align:bottom;text-align:center;">49</td> <td data-sheets-numberformat='{"1":2,"2":"0","3":1}' data-sheets-value='{"1":3,"3":59}' style="overflow:hidden;padding:0px 3px 0px 3px;vertical-align:bottom;text-align:center;">59</td> <td data-sheets-numberformat='{"1":2,"2":"0","3":1}' data-sheets-value='{"1":2,"2":"-"}' style="border-right:1px solid #000000;overflow:hidden;padding:0px 3px 0px 3px;vertical-align:bottom;text-align:center;">-</td> </tr> <tr style="height:20px;"> <td data-sheets-value='{"1":2,"2":"Heatstop PC"}' style="border-left:1px solid #000000;overflow:hidden;padding:0px 3px 0px 3px;vertical-align:bottom;font-weight:bold;">Heatstop PC</td> <td data-sheets-value='{"1":2,"2":"Double-walled"}' style="overflow:hidden;padding:0px 3px 0px 3px;vertical-align:bottom;font-weight:bold;">Double-walled</td> <td data-sheets-value='{"1":2,"2":"Clear (T/H)"}' style="border-right:1px solid #000000;overflow:hidden;padding:0px 3px 0px 3px;vertical-align:bottom;font-weight:bold;">Clear (T/H)</td> <td data-sheets-numberformat='{"1":2,"2":"0.00","3":1}' data-sheets-value='{"1":3,"3":2.9}' style="overflow:hidden;padding:0px 3px 0px 3px;vertical-align:bottom;text-align:center;">2.90</td> <td data-sheets-numberformat='{"1":2,"2":"0","3":1}' data-sheets-value='{"1":3,"3":44}' style="overflow:hidden;padding:0px 3px 0px 3px;vertical-align:bottom;text-align:center;">44</td> <td data-sheets-numberformat='{"1":2,"2":"0","3":1}' data-sheets-value='{"1":3,"3":51}' style="overflow:hidden;padding:0px 3px 0px 3px;vertical-align:bottom;text-align:center;">51</td> <td data-sheets-numberformat='{"1":2,"2":"0","3":1}' data-sheets-value='{"1":3,"3":20}' style="border-right:1px solid #000000;overflow:hidden;padding:0px 3px 0px 3px;vertical-align:bottom;text-align:center;">20</td> </tr> <tr style="height:20px;"> <td style="border-left:1px solid #000000;overflow:hidden;padding:0px 3px 0px 3px;vertical-align:bottom;font-weight:bold;"></td> <td data-sheets-value='{"1":2,"2":"Double-walled"}' style="overflow:hidden;padding:0px 3px 0px 3px;vertical-align:bottom;font-weight:bold;">Double-walled</td> <td data-sheets-value='{"1":2,"2":"Opal (T/O)"}' style="border-right:1px solid #000000;overflow:hidden;padding:0px 3px 0px 3px;vertical-align:bottom;font-weight:bold;">Opal (T/O)</td> <td data-sheets-numberformat='{"1":2,"2":"0.00","3":1}' data-sheets-value='{"1":3,"3":2.9}' style="overflow:hidden;padding:0px 3px 0px 3px;vertical-align:bottom;text-align:center;">2.90</td> <td data-sheets-numberformat='{"1":2,"2":"0","3":1}' data-sheets-value='{"1":3,"3":41}' style="overflow:hidden;padding:0px 3px 0px 3px;vertical-align:bottom;text-align:center;">41</td> <td data-sheets-numberformat='{"1":2,"2":"0","3":1}' data-sheets-value='{"1":3,"3":45}' style="overflow:hidden;padding:0px 3px 0px 3px;vertical-align:bottom;text-align:center;">45</td> <td data-sheets-numberformat='{"1":2,"2":"0","3":1}' data-sheets-value='{"1":3,"3":20}' style="border-right:1px solid #000000;overflow:hidden;padding:0px 3px 0px 3px;vertical-align:bottom;text-align:center;">20</td> </tr> <tr style="height:20px;"> <td style="border-left:1px solid #000000;overflow:hidden;padding:0px 3px 0px 3px;vertical-align:bottom;font-weight:bold;"></td> <td data-sheets-value='{"1":2,"2":"Triple-walled"}' style="overflow:hidden; | skylux-160-ce-met-koepel-en-pvc-opstand-30-20-met-lm-motor-en-windvang-1600-x-2000-mm | 8586041295181 | 46872375263565
Smoke and heat exhaust (SHEV) | SHE system | Skylux | Skylux 160° CE with skylight and PVC curb 30/20 with double LM-actuator and spoiler 1600 x 2200 mm |  | 35197 | 5412970351979 | 8885.05 | Yes | 30-45 | 161.58 | 1600 x 2200 mm | 2200 | 1600 |  | PVC 30/20 (30 cm high & roof opening = 20 cm larger than daylight size) | Rectangular | 5.17 W/m²K - 1.28 W/m²K | 87% - 32% | 90% - 32% | 20dB - 23dB | 160° CE (for industry) | skylight | with spoiler | E | Double actuator | Maximum four-walled skylight possible for this product | Ut-value LT-value g-value Rw-value EN 1873 : 2014 EN ISO 13468 EN 16153 EN 410 EN 410 EN ISO 140-3 Material Walls Shells (W/m²K) (%) (%) (dB) Acrylic Single-walled Clear (H) 5.17 90 87 - PMMA Single-walled Opal (O) 5.17 83 76 - Double-walled Clear (H/H) 2.90 81 75 20 Double-walled Opal (O/O) 2.90 69 58 20 Triple-walled Clear (H/H/H) 1.70 73 65 22 Triple-walled Opal (O/H/O) 1.70 62 51 22 Four-walled Clear (H/H/H/H) 1.28 64 54 23 Four-walled Opal (H/H/O/H) 1.28 59 48 23 Polycarbonate Single-walled Clear (A) 5.17 88 83 - PC Single-walled Opal (D) 5.17 58 60 - Double-walled Clear (A/H) 2.90 79 72 20 Double-walled Clear (A/A) 2.90 77 69 20 Double-walled Opal (A/O) 2.90 73 63 20 Double-walled Opal (A/D) 2.90 51 50 20 Triple-walled Clear (A/H/H) 1.70 71 63 22 Triple-walled Opal (A/O/O) 1.70 61 48 22 Four-walled Clear (A/H/H/H) 1.28 64 52 23 Four-walled Opal (A/H/O/H) 1.28 59 46 23 Polycarbonate Single-walled Heatstop Opal (T) 5.17 49 59 - Heatstop PC Double-walled Clear (T/H) 2.90 44 51 20 Double-walled Opal (T/O) 2.90 41 45 20 Triple-walled Clear (T/H/H) 1.70 40 <td data-sheets-numberformat='{"1":2,"2":"0","3":1}' data-sheets-value='{"1":3,"3":44}' style="overflow:hidden;paddin | https://skylux.eu/en/products/skylux-160-ce-met-koepel-en-pvc-opstand-30-20-met-lm-motor-en-windvang-1600-x-2200-mm | https://skylux.eu/cdn/shop/files/Skylux-160deg-CE-met-koepel-en-pvc-opstand-3020-met-dubbele-LM-motor-en-windvang-1600-x-2200-mm-RWA-systeem.jpg?v=1702981615&width=1600 | https://skylux.eu/cdn/shop/files/e5a82811-1bb0-48e4-a776-cacb59c7c092_ff82f3ac-e888-4a2e-8dff-811f4d7246b4.jpg?v=1688551416&width=1600 | //skylux.eu/cdn/shop/files/E_MH_Mounting_instructions_Skylux_160_CE_LM.pdf?v=12406716259046007223 | //skylux.eu/cdn/shop/files/E_TD_Technical_File_Skylux_Skylux_160_CE_Electric.pdf?v=3667116872303399239 | <style type="text/css" id="isPasted"> <!--td { border: 1px solid #cccccc; } br { mso-data-placement: same-cell; } --> </style> <table border="1" cellpadding="0" cellspacing="0" dir="ltr" style="table-layout:fixed;font-size:10pt;font-family:Arial;border-collapse:collapse;border:none;"><tbody> <tr style="height:20px;"> <td style="overflow:hidden;padding:0px 3px 0px 3px;vertical-align:bottom;"></td> <td style="overflow:hidden;padding:0px 3px 0px 3px;vertical-align:bottom;"></td> <td style="overflow:hidden;padding:0px 3px 0px 3px;vertical-align:bottom;"></td> <td data-sheets-value='{"1":2,"2":"Ut-value"}' style="overflow:hidden;padding:0px 3px 0px 3px;vertical-align:bottom;font-weight:bold;text-align:center;">Ut-value</td> <td data-sheets-value='{"1":2,"2":"LT-value"}' style="overflow:hidden;padding:0px 3px 0px 3px;vertical-align:bottom;font-weight:bold;text-align:center;">LT-value</td> <td data-sheets-value='{"1":2,"2":"g-value"}' style="overflow:hidden;padding:0px 3px 0px 3px;vertical-align:bottom;font-weight:bold;text-align:center;">g-value</td> <td data-sheets-value='{"1":2,"2":"Rw-value "}' style="overflow:hidden;padding:0px 3px 0px 3px;vertical-align:bottom;font-weight:bold;text-align:center;">Rw-value </td> </tr> <tr style="height:20px;"> <td style="overflow:hidden;padding:0px 3px 0px 3px;vertical-align:bottom;"></td> <td style="overflow:hidden;padding:0px 3px 0px 3px;vertical-align:bottom;"></td> <td style="overflow:hidden;padding:0px 3px 0px 3px;vertical-align:bottom;"></td> <td data-sheets-numberformat='{"1":2,"2":"0.00","3":1}' data-sheets-value='{"1":2,"2":"EN 1873 : 2014"}' style="overflow:hidden;padding:0px 3px 0px 3px;vertical-align:bottom;text-align:center;">EN 1873 : 2014</td> <td data-sheets-numberformat='{"1":2,"2":"0","3":1}' data-sheets-value='{"1":2,"2":"EN ISO 13468 EN 16153 EN 410"}' style="overflow:hidden;padding:0px 3px 0px 3px;vertical-align:bottom;text-align:center;">EN ISO 13468 EN 16153 EN 410</td> <td data-sheets-numberformat='{"1":2,"2":"0","3":1}' data-sheets-value='{"1":2,"2":"EN 410"}' style="overflow:hidden;padding:0px 3px 0px 3px;vertical-align:bottom;text-align:center;">EN 410</td> <td data-sheets-value='{"1":2,"2":"EN ISO 140-3\t\t"}' style="overflow:hidden;padding:0px 3px 0px 3px;vertical-align:bottom;text-align:center;">EN ISO 140-3 </td> </tr> <tr style="height:20px;"> <td data-sheets-value='{"1":2,"2":"Material"}' style="border-bottom:1px solid #000000;overflow:hidden;padding:0px 3px 0px 3px;vertical-align:bottom;background-color:#000000;font-weight:bold;color:#ffffff;">Material</td> <td data-sheets-value='{"1":2,"2":"Walls"}' style="border-bottom:1px solid #000000;overflow:hidden;padding:0px 3px 0px 3px;vertical-align:bottom;background-color:#000000;font-weight:bold;color:#ffffff;">Walls</td> <td data-sheets-value='{"1":2,"2":"Shells"}' style="border-bottom:1px solid #000000;overflow:hidden;padding:0px 3px 0px 3px;vertical-align:bottom;background-color:#000000;font-weight:bold;color:#ffffff;">Shells</td> <td data-sheets-numberformat='{"1":2,"2":"0.00","3":1}' data-sheets-value='{"1":2,"2":"(W/m²K)\t"}' style="border-bottom:1px solid #000000;overflow:hidden;padding:0px 3px 0px 3px;vertical-align:bottom;background-color:#000000;font-weight:bold;color:#ffffff;text-align:center;">(W/m²K) </td> <td data-sheets-numberformat='{"1":2,"2":"0","3":1}' data-sheets-value='{"1":2,"2":"(%)"}' style="border-bottom:1px solid #000000;overflow:hidden;padding:0px 3px 0px 3px;vertical-align:bottom;background-color:#000000;font-weight:bold;color:#ffffff;text-align:center;">(%)</td> <td data-sheets-numberformat='{"1":2,"2":"0","3":1}' data-sheets-value='{"1":2,"2":"(%)"}' style="border-bottom:1px solid #000000;overflow:hidden;padding:0px 3px 0px 3px;vertical-align:bottom;background-color:#000000;font-weight:bold;color:#ffffff;text-align:center;">(%)</td> <td data-sheets-value='{"1":2,"2":"(dB)"}' style="border-bottom:1px solid #000000;overflow:hidden;padding:0px 3px 0px 3px;vertical-align:bottom;background-color:#000000;font-weight:bold;color:#ffffff;text-align:center;">(dB)</td> </tr> <tr style="height:20px;"> <td data-sheets-value='{"1":2,"2":"Acrylic"}' style="border-left:1px solid #000000;overflow:hidden;padding:0px 3px 0px 3px;vertical-align:bottom;font-weight:bold;">Acrylic</td> <td data-sheets-value='{"1":2,"2":"Single-walled"}' style="overflow:hidden;padding:0px 3px 0px 3px;vertical-align:bottom;font-weight:bold;">Single-walled</td> <td data-sheets-value='{"1":2,"2":"Clear (H)"}' style="border-right:1px solid #000000;overflow:hidden;padding:0px 3px 0px 3px;vertical-align:bottom;font-weight:bold;">Clear (H)</td> <td data-sheets-numberformat='{"1":2,"2":"0.00","3":1}' data-sheets-value='{"1":3,"3":5.17}' style="overflow:hidden;padding:0px 3px 0px 3px;vertical-align:bottom;text-align:center;">5.17</td> <td data-sheets-numberformat='{"1":2,"2":"0","3":1}' data-sheets-value='{"1":3,"3":90}' style="overflow:hidden;padding:0px 3px 0px 3px;vertical-align:bottom;text-align:center;">90</td> <td data-sheets-numberformat='{"1":2,"2":"0","3":1}' data-sheets-value='{"1":3,"3":87}' style="overflow:hidden;padding:0px 3px 0px 3px;vertical-align:bottom;text-align:center;">87</td> <td data-sheets-numberformat='{"1":2,"2":"0","3":1}' data-sheets-value='{"1":2,"2":"-"}' style="border-right:1px solid #000000;overflow:hidden;padding:0px 3px 0px 3px;vertical-align:bottom;text-align:center;">-</td> </tr> <tr style="height:20px;"> <td data-sheets-value='{"1":2,"2":"PMMA"}' style="border-left:1px solid #000000;overflow:hidden;padding:0px 3px 0px 3px;vertical-align:bottom;font-weight:bold;">PMMA</td> <td data-sheets-value='{"1":2,"2":"Single-walled"}' style="overflow:hidden;padding:0px 3px 0px 3px;vertical-align:bottom;font-weight:bold;">Single-walled</td> <td data-sheets-value='{"1":2,"2":"Opal (O)"}' style="border-right:1px solid #000000;overflow:hidden;padding:0px 3px 0px 3px;vertical-align:bottom;font-weight:bold;">Opal (O)</td> <td data-sheets-numberformat='{"1":2,"2":"0.00","3":1}' data-sheets-value='{"1":3,"3":5.17}' style="overflow:hidden;padding:0px 3px 0px 3px;vertical-align:bottom;text-align:center;">5.17</td> <td data-sheets-numberformat='{"1":2,"2":"0","3":1}' data-sheets-value='{"1":3,"3":83}' style="overflow:hidden;padding:0px 3px 0px 3px;vertical-align:bottom;text-align:center;">83</td> <td data-sheets-numberformat='{"1":2,"2":"0","3":1}' data-sheets-value='{"1":3,"3":76}' style="overflow:hidden;padding:0px 3px 0px 3px;vertical-align:bottom;text-align:center;">76</td> <td data-sheets-numberformat='{"1":2,"2":"0","3":1}' data-sheets-value='{"1":2,"2":"-"}' style="border-right:1px solid #000000;overflow:hidden;padding:0px 3px 0px 3px;vertical-align:bottom;text-align:center;">-</td> </tr> <tr style="height:20px;"> <td style="border-left:1px solid #000000;overflow:hidden;padding:0px 3px 0px 3px;vertical-align:bottom;font-weight:bold;"></td> <td data-sheets-value='{"1":2,"2":"Double-walled"}' style="overflow:hidden;padding:0px 3px 0px 3px;vertical-align:bottom;font-weight:bold;">Double-walled</td> <td data-sheets-value='{"1":2,"2":"Clear (H/H)"}' style="border-right:1px solid #000000;overflow:hidden;padding:0px 3px 0px 3px;vertical-align:bottom;font-weight:bold;">Clear (H/H)</td> <td data-sheets-numberformat='{"1":2,"2":"0.00","3":1}' data-sheets-value='{"1":3,"3":2.9}' style="overflow:hidden;padding:0px 3px 0px 3px;vertical-align:bottom;text-align:center;">2.90</td> <td data-sheets-numberformat='{"1":2,"2":"0","3":1}' data-sheets-value='{"1":3,"3":81}' style="overflow:hidden;padding:0px 3px 0px 3px;vertical-align:bottom;text-align:center;">81</td> <td data-sheets-numberformat='{"1":2,"2":"0","3":1}' data-sheets-value='{"1":3,"3":75}' style="overflow:hidden;padding:0px 3px 0px 3px;vertical-align:bottom;text-align:center;">75</td> <td data-sheets-numberformat='{"1":2,"2":"0","3":1}' data-sheets-value='{"1":3,"3":20}' style="border-right:1px solid #000000;overflow:hidden;padding:0px 3px 0px 3px;vertical-align:bottom;text-align:center;">20</td> </tr> <tr style="height:20px;"> <td style="border-left:1px solid #000000;overflow:hidden;padding:0px 3px 0px 3px;vertical-align:bottom;font-weight:bold;"></td> <td data-sheets-value='{"1":2,"2":"Double-walled"}' style="overflow:hidden;padding:0px 3px 0px 3px;vertical-align:bottom;font-weight:bold;">Double-walled</td> <td data-sheets-value='{"1":2,"2":"Opal (O/O)"}' style="border-right:1px solid #000000;overflow:hidden;padding:0px 3px 0px 3px;vertical-align:bottom;font-weight:bold;">Opal (O/O)</td> <td data-sheets-numberformat='{"1":2,"2":"0.00","3":1}' data-sheets-value='{"1":3,"3":2.9}' style="overflow:hidden;padding:0px 3px 0px 3px;vertical-align:bottom;text-align:center;">2.90</td> <td data-sheets-numberformat='{"1":2,"2":"0","3":1}' data-sheets-value='{"1":3,"3":69}' style="overflow:hidden;padding:0px 3px 0px 3px;vertical-align:bottom;text-align:center;">69</td> <td data-sheets-numberformat='{"1":2,"2":"0","3":1}' data-sheets-value='{"1":3,"3":58}' style="overflow:hidden;padding:0px 3px 0px 3px;vertical-align:bottom;text-align:center;">58</td> <td data-sheets-numberformat='{"1":2,"2":"0","3":1}' data-sheets-value='{"1":3,"3":20}' style="border-right:1px solid #000000;overflow:hidden;padding:0px 3px 0px 3px;vertical-align:bottom;text-align:center;">20</td> </tr> <tr style="height:20px;"> <td style="border-left:1px solid #000000;overflow:hidden;padding:0px 3px 0px 3px;vertical-align:bottom;font-weight:bold;"></td> <td data-sheets-value='{"1":2,"2":"Triple-walled"}' style="overflow:hidden;padding:0px 3px 0px 3px;vertical-align:bottom;font-weight:bold;">Triple-walled</td> <td data-sheets-value='{"1":2,"2":"Clear (H/H/H)"}' style="border-right:1px solid #000000;overflow:hidden;padding:0px 3px 0px 3px;vertical-align:bottom;font-weight:bold;">Clear (H/H/H)</td> <td data-sheets-numberformat='{"1":2,"2":"0.00","3":1}' data-sheets-value='{"1":3,"3":1.7}' style="overflow:hidden;padding:0px 3px 0px 3px;vertical-align:bottom;text-align:center;">1.70</td> <td data-sheets-numberformat='{"1":2,"2":"0","3":1}' data-sheets-value='{"1":3,"3":73}' style="overflow:hidden;padding:0px 3px 0px 3px;vertical-align:bottom;text-align:center;">73</td> <td data-sheets-numberformat='{"1":2,"2":"0","3":1}' data-sheets-value='{"1":3,"3":65}' style="overflow:hidden;padding:0px 3px 0px 3px;vertical-align:bottom;text-align:center;">65</td> <td data-sheets-numberformat='{"1":2,"2":"0","3":1}' data-sheets-value='{"1":3,"3":22}' style="border-right:1px solid #000000;overflow:hidden;padding:0px 3px 0px 3px;vertical-align:bottom;text-align:center;">22</td> </tr> <tr style="height:20px;"> <td style="border-left:1px solid #000000;overflow:hidden;padding:0px 3px 0px 3px;vertical-align:bottom;font-weight:bold;"></td> <td data-sheets-value='{"1":2,"2":"Triple-walled"}' style="overflow:hidden;padding:0px 3px 0px 3px;vertical-align:bottom;font-weight:bold;">Triple-walled</td> <td data-sheets-value='{"1":2,"2":"Opal (O/H/O)"}' style="border-right:1px solid #000000;overflow:hidden;padding:0px 3px 0px 3px;vertical-align:bottom;font-weight:bold;">Opal (O/H/O)</td> <td data-sheets-numberformat='{"1":2,"2":"0.00","3":1}' data-sheets-value='{"1":3,"3":1.7}' style="overflow:hidden;padding:0px 3px 0px 3px;vertical-align:bottom;text-align:center;">1.70</td> <td data-sheets-numberformat='{"1":2,"2":"0","3":1}' data-sheets-value='{"1":3,"3":62}' style="overflow:hidden;padding:0px 3px 0px 3px;vertical-align:bottom;text-align:center;">62</td> <td data-sheets-numberformat='{"1":2,"2":"0","3":1}' data-sheets-value='{"1":3,"3":51}' style="overflow:hidden;padding:0px 3px 0px 3px;vertical-align:bottom;text-align:center;">51</td> <td data-sheets-numberformat='{"1":2,"2":"0","3":1}' data-sheets-value='{"1":3,"3":22}' style="border-right:1px solid #000000;overflow:hidden;padding:0px 3px 0px 3px;vertical-align:bottom;text-align:center;">22</td> </tr> <tr style="height:20px;"> <td style="border-left:1px solid #000000;overflow:hidden;padding:0px 3px 0px 3px;vertical-align:bottom;font-weight:bold;"></td> <td data-sheets-value='{"1":2,"2":"Four-walled"}' style="overflow:hidden;padding:0px 3px 0px 3px;vertical-align:bottom;font-weight:bold;">Four-walled</td> <td data-sheets-value='{"1":2,"2":"Clear (H/H/H/H)"}' style="border-right:1px solid #000000;overflow:hidden;padding:0px 3px 0px 3px;vertical-align:bottom;font-weight:bold;">Clear (H/H/H/H)</td> <td data-sheets-numberformat='{"1":2,"2":"0.00","3":1}' data-sheets-value='{"1":3,"3":1.28}' style="overflow:hidden;padding:0px 3px 0px 3px;vertical-align:bottom;text-align:center;">1.28</td> <td data-sheets-numberformat='{"1":2,"2":"0","3":1}' data-sheets-value='{"1":3,"3":64}' style="overflow:hidden;padding:0px 3px 0px 3px;vertical-align:bottom;text-align:center;">64</td> <td data-sheets-numberformat='{"1":2,"2":"0","3":1}' data-sheets-value='{"1":3,"3":54}' style="overflow:hidden;padding:0px 3px 0px 3px;vertical-align:bottom;text-align:center;">54</td> <td data-sheets-numberformat='{"1":2,"2":"0","3":1}' data-sheets-value='{"1":3,"3":23}' style="border-right:1px solid #000000;overflow:hidden;padding:0px 3px 0px 3px;vertical-align:bottom;text-align:center;">23</td> </tr> <tr style="height:20px;"> <td style="border-bottom:1px solid #000000;border-left:1px solid #000000;overflow:hidden;padding:0px 3px 0px 3px;vertical-align:bottom;"></td> <td data-sheets-value='{"1":2,"2":"Four-walled"}' style="border-bottom:1px solid #000000;overflow:hidden;padding:0px 3px 0px 3px;vertical-align:bottom;font-weight:bold;">Four-walled</td> <td data-sheets-value='{"1":2,"2":"Opal (H/H/O/H)"}' style="border-right:1px solid #000000;border-bottom:1px solid #000000;overflow:hidden;padding:0px 3px 0px 3px;vertical-align:bottom;font-weight:bold;">Opal (H/H/O/H)</td> <td data-sheets-numberformat='{"1":2,"2":"0.00","3":1}' data-sheets-value='{"1":3,"3":1.28}' style="border-bottom:1px solid #000000;overflow:hidden;padding:0px 3px 0px 3px;vertical-align:bottom;text-align:center;">1.28</td> <td data-sheets-numberformat='{"1":2,"2":"0","3":1}' data-sheets-value='{"1":3,"3":59}' style="border-bottom:1px solid #000000;overflow:hidden;padding:0px 3px 0px 3px;vertical-align:bottom;text-align:center;">59</td> <td data-sheets-numberformat='{"1":2,"2":"0","3":1}' data-sheets-value='{"1":3,"3":48}' style="border-bottom:1px solid #000000;overflow:hidden;padding:0px 3px 0px 3px;vertical-align:bottom;text-align:center;">48</td> <td data-sheets-numberformat='{"1":2,"2":"0","3":1}' data-sheets-value='{"1":3,"3":23}' style="border-right:1px solid #000000;border-bottom:1px solid #000000;overflow:hidden;padding:0px 3px 0px 3px;vertical-align:bottom;text-align:center;">23</td> </tr> <tr style="height:20px;"> <td data-sheets-value='{"1":2,"2":"Polycarbonate "}' style="border-left:1px solid #000000;overflow:hidden;padding:0px 3px 0px 3px;vertical-align:bottom;font-weight:bold;">Polycarbonate </td> <td data-sheets-value='{"1":2,"2":"Single-walled"}' style="overflow:hidden;padding:0px 3px 0px 3px;vertical-align:bottom;font-weight:bold;">Single-walled</td> <td data-sheets-value='{"1":2,"2":"Clear (A)"}' style="border-right:1px solid #000000;overflow:hidden;padding:0px 3px 0px 3px;vertical-align:bottom;font-weight:bold;">Clear (A)</td> <td data-sheets-numberformat='{"1":2,"2":"0.00","3":1}' data-sheets-value='{"1":3,"3":5.17}' style="overflow:hidden;padding:0px 3px 0px 3px;vertical-align:bottom;text-align:center;">5.17</td> <td data-sheets-numberformat='{"1":2,"2":"0","3":1}' data-sheets-value='{"1":3,"3":88}' style="overflow:hidden;padding:0px 3px 0px 3px;vertical-align:bottom;text-align:center;">88</td> <td data-sheets-numberformat='{"1":2,"2":"0","3":1}' data-sheets-value='{"1":3,"3":83}' style="overflow:hidden;padding:0px 3px 0px 3px;vertical-align:bottom;text-align:center;">83</td> <td data-sheets-numberformat='{"1":2,"2":"0","3":1}' data-sheets-value='{"1":2,"2":"-"}' style="border-right:1px solid #000000;overflow:hidden;padding:0px 3px 0px 3px;vertical-align:bottom;text-align:center;">-</td> </tr> <tr style="height:20px;"> <td data-sheets-value='{"1":2,"2":"PC"}' style="border-left:1px solid #000000;overflow:hidden;padding:0px 3px 0px 3px;vertical-align:bottom;font-weight:bold;">PC</td> <td data-sheets-value='{"1":2,"2":"Single-walled"}' style="overflow:hidden;padding:0px 3px 0px 3px;vertical-align:bottom;font-weight:bold;">Single-walled</td> <td data-sheets-value='{"1":2,"2":"Opal (D)"}' style="border-right:1px solid #000000;overflow:hidden;padding:0px 3px 0px 3px;vertical-align:bottom;font-weight:bold;">Opal (D)</td> <td data-sheets-numberformat='{"1":2,"2":"0.00","3":1}' data-sheets-value='{"1":3,"3":5.17}' style="overflow:hidden;padding:0px 3px 0px 3px;vertical-align:bottom;text-align:center;">5.17</td> <td data-sheets-numberformat='{"1":2,"2":"0","3":1}' data-sheets-value='{"1":3,"3":58}' style="overflow:hidden;padding:0px 3px 0px 3px;vertical-align:bottom;text-align:center;">58</td> <td data-sheets-numberformat='{"1":2,"2":"0","3":1}' data-sheets-value='{"1":3,"3":60}' style="overflow:hidden;padding:0px 3px 0px 3px;vertical-align:bottom;text-align:center;">60</td> <td data-sheets-numberformat='{"1":2,"2":"0","3":1}' data-sheets-value='{"1":2,"2":"-"}' style="border-right:1px solid #000000;overflow:hidden;padding:0px 3px 0px 3px;vertical-align:bottom;text-align:center;">-</td> </tr> <tr style="height:20px;"> <td style="border-left:1px solid #000000;overflow:hidden;padding:0px 3px 0px 3px;vertical-align:bottom;font-weight:bold;"></td> <td data-sheets-value='{"1":2,"2":"Double-walled"}' style="overflow:hidden;padding:0px 3px 0px 3px;vertical-align:bottom;font-weight:bold;">Double-walled</td> <td data-sheets-value='{"1":2,"2":"Clear (A/H)"}' style="border-right:1px solid #000000;overflow:hidden;padding:0px 3px 0px 3px;vertical-align:bottom;font-weight:bold;">Clear (A/H)</td> <td data-sheets-numberformat='{"1":2,"2":"0.00","3":1}' data-sheets-value='{"1":3,"3":2.9}' style="overflow:hidden;padding:0px 3px 0px 3px;vertical-align:bottom;text-align:center;">2.90</td> <td data-sheets-numberformat='{"1":2,"2":"0","3":1}' data-sheets-value='{"1":3,"3":79}' style="overflow:hidden;padding:0px 3px 0px 3px;vertical-align:bottom;text-align:center;">79</td> <td data-sheets-numberformat='{"1":2,"2":"0","3":1}' data-sheets-value='{"1":3,"3":72}' style="overflow:hidden;padding:0px 3px 0px 3px;vertical-align:bottom;text-align:center;">72</td> <td data-sheets-numberformat='{"1":2,"2":"0","3":1}' data-sheets-value='{"1":3,"3":20}' style="border-right:1px solid #000000;overflow:hidden;padding:0px 3px 0px 3px;vertical-align:bottom;text-align:center;">20</td> </tr> <tr style="height:20px;"> <td style="border-left:1px solid #000000;overflow:hidden;padding:0px 3px 0px 3px;vertical-align:bottom;font-weight:bold;"></td> <td data-sheets-value='{"1":2,"2":"Double-walled"}' style="overflow:hidden;padding:0px 3px 0px 3px;vertical-align:bottom;font-weight:bold;">Double-walled</td> <td data-sheets-value='{"1":2,"2":"Clear (A/A)"}' style="border-right:1px solid #000000;overflow:hidden;padding:0px 3px 0px 3px;vertical-align:bottom;font-weight:bold;">Clear (A/A)</td> <td data-sheets-numberformat='{"1":2,"2":"0.00","3":1}' data-sheets-value='{"1":3,"3":2.9}' style="overflow:hidden;padding:0px 3px 0px 3px;vertical-align:bottom;text-align:center;">2.90</td> <td data-sheets-numberformat='{"1":2,"2":"0","3":1}' data-sheets-value='{"1":3,"3":77}' style="overflow:hidden;padding:0px 3px 0px 3px;vertical-align:bottom;text-align:center;">77</td> <td data-sheets-numberformat='{"1":2,"2":"0","3":1}' data-sheets-value='{"1":3,"3":69}' style="overflow:hidden;padding:0px 3px 0px 3px;vertical-align:bottom;text-align:center;">69</td> <td data-sheets-numberformat='{"1":2,"2":"0","3":1}' data-sheets-value='{"1":3,"3":20}' style="border-right:1px solid #000000;overflow:hidden;padding:0px 3px 0px 3px;vertical-align:bottom;text-align:center;">20</td> </tr> <tr style="height:20px;"> <td style="border-left:1px solid #000000;overflow:hidden;padding:0px 3px 0px 3px;vertical-align:bottom;font-weight:bold;"></td> <td data-sheets-value='{"1":2,"2":"Double-walled"}' style="overflow:hidden;padding:0px 3px 0px 3px;vertical-align:bottom;font-weight:bold;">Double-walled</td> <td data-sheets-value='{"1":2,"2":"Opal (A/O)"}' style="border-right:1px solid #000000;overflow:hidden;padding:0px 3px 0px 3px;vertical-align:bottom;font-weight:bold;">Opal (A/O)</td> <td data-sheets-numberformat='{"1":2,"2":"0.00","3":1}' data-sheets-value='{"1":3,"3":2.9}' style="overflow:hidden;padding:0px 3px 0px 3px;vertical-align:bottom;text-align:center;">2.90</td> <td data-sheets-numberformat='{"1":2,"2":"0","3":1}' data-sheets-value='{"1":3,"3":73}' style="overflow:hidden;padding:0px 3px 0px 3px;vertical-align:bottom;text-align:center;">73</td> <td data-sheets-numberformat='{"1":2,"2":"0","3":1}' data-sheets-value='{"1":3,"3":63}' style="overflow:hidden;padding:0px 3px 0px 3px;vertical-align:bottom;text-align:center;">63</td> <td data-sheets-numberformat='{"1":2,"2":"0","3":1}' data-sheets-value='{"1":3,"3":20}' style="border-right:1px solid #000000;overflow:hidden;padding:0px 3px 0px 3px;vertical-align:bottom;text-align:center;">20</td> </tr> <tr style="height:20px;"> <td style="border-left:1px solid #000000;overflow:hidden;padding:0px 3px 0px 3px;vertical-align:bottom;font-weight:bold;"></td> <td data-sheets-value='{"1":2,"2":"Double-walled"}' style="overflow:hidden;padding:0px 3px 0px 3px;vertical-align:bottom;font-weight:bold;">Double-walled</td> <td data-sheets-value='{"1":2,"2":"Opal (A/D)"}' style="border-right:1px solid #000000;overflow:hidden;padding:0px 3px 0px 3px;vertical-align:bottom;font-weight:bold;">Opal (A/D)</td> <td data-sheets-numberformat='{"1":2,"2":"0.00","3":1}' data-sheets-value='{"1":3,"3":2.9}' style="overflow:hidden;padding:0px 3px 0px 3px;vertical-align:bottom;text-align:center;">2.90</td> <td data-sheets-numberformat='{"1":2,"2":"0","3":1}' data-sheets-value='{"1":3,"3":51}' style="overflow:hidden;padding:0px 3px 0px 3px;vertical-align:bottom;text-align:center;">51</td> <td data-sheets-numberformat='{"1":2,"2":"0","3":1}' data-sheets-value='{"1":3,"3":50}' style="overflow:hidden;padding:0px 3px 0px 3px;vertical-align:bottom;text-align:center;">50</td> <td data-sheets-numberformat='{"1":2,"2":"0","3":1}' data-sheets-value='{"1":3,"3":20}' style="border-right:1px solid #000000;overflow:hidden;padding:0px 3px 0px 3px;vertical-align:bottom;text-align:center;">20</td> </tr> <tr style="height:20px;"> <td style="border-left:1px solid #000000;overflow:hidden;padding:0px 3px 0px 3px;vertical-align:bottom;font-weight:bold;"></td> <td data-sheets-value='{"1":2,"2":"Triple-walled"}' style="overflow:hidden;padding:0px 3px 0px 3px;vertical-align:bottom;font-weight:bold;">Triple-walled</td> <td data-sheets-value='{"1":2,"2":"Clear (A/H/H)"}' style="border-right:1px solid #000000;overflow:hidden;padding:0px 3px 0px 3px;vertical-align:bottom;font-weight:bold;">Clear (A/H/H)</td> <td data-sheets-numberformat='{"1":2,"2":"0.00","3":1}' data-sheets-value='{"1":3,"3":1.7}' style="overflow:hidden;padding:0px 3px 0px 3px;vertical-align:bottom;text-align:center;">1.70</td> <td data-sheets-numberformat='{"1":2,"2":"0","3":1}' data-sheets-value='{"1":3,"3":71}' style="overflow:hidden;padding:0px 3px 0px 3px;vertical-align:bottom;text-align:center;">71</td> <td data-sheets-numberformat='{"1":2,"2":"0","3":1}' data-sheets-value='{"1":3,"3":63}' style="overflow:hidden;padding:0px 3px 0px 3px;vertical-align:bottom;text-align:center;">63</td> <td data-sheets-numberformat='{"1":2,"2":"0","3":1}' data-sheets-value='{"1":3,"3":22}' style="border-right:1px solid #000000;overflow:hidden;padding:0px 3px 0px 3px;vertical-align:bottom;text-align:center;">22</td> </tr> <tr style="height:20px;"> <td style="border-left:1px solid #000000;overflow:hidden;padding:0px 3px 0px 3px;vertical-align:bottom;font-weight:bold;"></td> <td data-sheets-value='{"1":2,"2":"Triple-walled"}' style="overflow:hidden;padding:0px 3px 0px 3px;vertical-align:bottom;font-weight:bold;">Triple-walled</td> <td data-sheets-value='{"1":2,"2":"Opal (A/O/O)"}' style="border-right:1px solid #000000;overflow:hidden;padding:0px 3px 0px 3px;vertical-align:bottom;font-weight:bold;">Opal (A/O/O)</td> <td data-sheets-numberformat='{"1":2,"2":"0.00","3":1}' data-sheets-value='{"1":3,"3":1.7}' style="overflow:hidden;padding:0px 3px 0px 3px;vertical-align:bottom;text-align:center;">1.70</td> <td data-sheets-numberformat='{"1":2,"2":"0","3":1}' data-sheets-value='{"1":3,"3":61}' style="overflow:hidden;padding:0px 3px 0px 3px;vertical-align:bottom;text-align:center;">61</td> <td data-sheets-numberformat='{"1":2,"2":"0","3":1}' data-sheets-value='{"1":3,"3":48}' style="overflow:hidden;padding:0px 3px 0px 3px;vertical-align:bottom;text-align:center;">48</td> <td data-sheets-numberformat='{"1":2,"2":"0","3":1}' data-sheets-value='{"1":3,"3":22}' style="border-right:1px solid #000000;overflow:hidden;padding:0px 3px 0px 3px;vertical-align:bottom;text-align:center;">22</td> </tr> <tr style="height:20px;"> <td style="border-left:1px solid #000000;overflow:hidden;padding:0px 3px 0px 3px;vertical-align:bottom;font-weight:bold;"></td> <td data-sheets-value='{"1":2,"2":"Four-walled"}' style="overflow:hidden;padding:0px 3px 0px 3px;vertical-align:bottom;font-weight:bold;">Four-walled</td> <td data-sheets-value='{"1":2,"2":"Clear (A/H/H/H)"}' style="border-right:1px solid #000000;overflow:hidden;padding:0px 3px 0px 3px;vertical-align:bottom;font-weight:bold;">Clear (A/H/H/H)</td> <td data-sheets-numberformat='{"1":2,"2":"0.00","3":1}' data-sheets-value='{"1":3,"3":1.28}' style="overflow:hidden;padding:0px 3px 0px 3px;vertical-align:bottom;text-align:center;">1.28</td> <td data-sheets-numberformat='{"1":2,"2":"0","3":1}' data-sheets-value='{"1":3,"3":64}' style="overflow:hidden;padding:0px 3px 0px 3px;vertical-align:bottom;text-align:center;">64</td> <td data-sheets-numberformat='{"1":2,"2":"0","3":1}' data-sheets-value='{"1":3,"3":52}' style="overflow:hidden;padding:0px 3px 0px 3px;vertical-align:bottom;text-align:center;">52</td> <td data-sheets-numberformat='{"1":2,"2":"0","3":1}' data-sheets-value='{"1":3,"3":23}' style="border-right:1px solid #000000;overflow:hidden;padding:0px 3px 0px 3px;vertical-align:bottom;text-align:center;">23</td> </tr> <tr style="height:20px;"> <td style="border-bottom:1px solid #000000;border-left:1px solid #000000;overflow:hidden;padding:0px 3px 0px 3px;vertical-align:bottom;"></td> <td data-sheets-value='{"1":2,"2":"Four-walled"}' style="border-bottom:1px solid #000000;overflow:hidden;padding:0px 3px 0px 3px;vertical-align:bottom;font-weight:bold;">Four-walled</td> <td data-sheets-value='{"1":2,"2":"Opal (A/H/O/H)"}' style="border-right:1px solid #000000;border-bottom:1px solid #000000;overflow:hidden;padding:0px 3px 0px 3px;vertical-align:bottom;font-weight:bold;">Opal (A/H/O/H)</td> <td data-sheets-numberformat='{"1":2,"2":"0.00","3":1}' data-sheets-value='{"1":3,"3":1.28}' style="border-bottom:1px solid #000000;overflow:hidden;padding:0px 3px 0px 3px;vertical-align:bottom;text-align:center;">1.28</td> <td data-sheets-numberformat='{"1":2,"2":"0","3":1}' data-sheets-value='{"1":3,"3":59}' style="border-bottom:1px solid #000000;overflow:hidden;padding:0px 3px 0px 3px;vertical-align:bottom;text-align:center;">59</td> <td data-sheets-numberformat='{"1":2,"2":"0","3":1}' data-sheets-value='{"1":3,"3":46}' style="border-bottom:1px solid #000000;overflow:hidden;padding:0px 3px 0px 3px;vertical-align:bottom;text-align:center;">46</td> <td data-sheets-numberformat='{"1":2,"2":"0","3":1}' data-sheets-value='{"1":3,"3":23}' style="border-right:1px solid #000000;border-bottom:1px solid #000000;overflow:hidden;padding:0px 3px 0px 3px;vertical-align:bottom;text-align:center;">23</td> </tr> <tr style="height:20px;"> <td data-sheets-value='{"1":2,"2":"Polycarbonate"}' style="border-left:1px solid #000000;overflow:hidden;padding:0px 3px 0px 3px;vertical-align:bottom;font-weight:bold;">Polycarbonate</td> <td data-sheets-value='{"1":2,"2":"Single-walled"}' style="overflow:hidden;padding:0px 3px 0px 3px;vertical-align:bottom;font-weight:bold;">Single-walled</td> <td data-sheets-value='{"1":2,"2":"Heatstop Opal (T)"}' style="border-right:1px solid #000000;overflow:hidden;padding:0px 3px 0px 3px;vertical-align:bottom;font-weight:bold;">Heatstop Opal (T)</td> <td data-sheets-numberformat='{"1":2,"2":"0.00","3":1}' data-sheets-value='{"1":3,"3":5.17}' style="overflow:hidden;padding:0px 3px 0px 3px;vertical-align:bottom;text-align:center;">5.17</td> <td data-sheets-numberformat='{"1":2,"2":"0","3":1}' data-sheets-value='{"1":3,"3":49}' style="overflow:hidden;padding:0px 3px 0px 3px;vertical-align:bottom;text-align:center;">49</td> <td data-sheets-numberformat='{"1":2,"2":"0","3":1}' data-sheets-value='{"1":3,"3":59}' style="overflow:hidden;padding:0px 3px 0px 3px;vertical-align:bottom;text-align:center;">59</td> <td data-sheets-numberformat='{"1":2,"2":"0","3":1}' data-sheets-value='{"1":2,"2":"-"}' style="border-right:1px solid #000000;overflow:hidden;padding:0px 3px 0px 3px;vertical-align:bottom;text-align:center;">-</td> </tr> <tr style="height:20px;"> <td data-sheets-value='{"1":2,"2":"Heatstop PC"}' style="border-left:1px solid #000000;overflow:hidden;padding:0px 3px 0px 3px;vertical-align:bottom;font-weight:bold;">Heatstop PC</td> <td data-sheets-value='{"1":2,"2":"Double-walled"}' style="overflow:hidden;padding:0px 3px 0px 3px;vertical-align:bottom;font-weight:bold;">Double-walled</td> <td data-sheets-value='{"1":2,"2":"Clear (T/H)"}' style="border-right:1px solid #000000;overflow:hidden;padding:0px 3px 0px 3px;vertical-align:bottom;font-weight:bold;">Clear (T/H)</td> <td data-sheets-numberformat='{"1":2,"2":"0.00","3":1}' data-sheets-value='{"1":3,"3":2.9}' style="overflow:hidden;padding:0px 3px 0px 3px;vertical-align:bottom;text-align:center;">2.90</td> <td data-sheets-numberformat='{"1":2,"2":"0","3":1}' data-sheets-value='{"1":3,"3":44}' style="overflow:hidden;padding:0px 3px 0px 3px;vertical-align:bottom;text-align:center;">44</td> <td data-sheets-numberformat='{"1":2,"2":"0","3":1}' data-sheets-value='{"1":3,"3":51}' style="overflow:hidden;padding:0px 3px 0px 3px;vertical-align:bottom;text-align:center;">51</td> <td data-sheets-numberformat='{"1":2,"2":"0","3":1}' data-sheets-value='{"1":3,"3":20}' style="border-right:1px solid #000000;overflow:hidden;padding:0px 3px 0px 3px;vertical-align:bottom;text-align:center;">20</td> </tr> <tr style="height:20px;"> <td style="border-left:1px solid #000000;overflow:hidden;padding:0px 3px 0px 3px;vertical-align:bottom;font-weight:bold;"></td> <td data-sheets-value='{"1":2,"2":"Double-walled"}' style="overflow:hidden;padding:0px 3px 0px 3px;vertical-align:bottom;font-weight:bold;">Double-walled</td> <td data-sheets-value='{"1":2,"2":"Opal (T/O)"}' style="border-right:1px solid #000000;overflow:hidden;padding:0px 3px 0px 3px;vertical-align:bottom;font-weight:bold;">Opal (T/O)</td> <td data-sheets-numberformat='{"1":2,"2":"0.00","3":1}' data-sheets-value='{"1":3,"3":2.9}' style="overflow:hidden;padding:0px 3px 0px 3px;vertical-align:bottom;text-align:center;">2.90</td> <td data-sheets-numberformat='{"1":2,"2":"0","3":1}' data-sheets-value='{"1":3,"3":41}' style="overflow:hidden;padding:0px 3px 0px 3px;vertical-align:bottom;text-align:center;">41</td> <td data-sheets-numberformat='{"1":2,"2":"0","3":1}' data-sheets-value='{"1":3,"3":45}' style="overflow:hidden;padding:0px 3px 0px 3px;vertical-align:bottom;text-align:center;">45</td> <td data-sheets-numberformat='{"1":2,"2":"0","3":1}' data-sheets-value='{"1":3,"3":20}' style="border-right:1px solid #000000;overflow:hidden;padding:0px 3px 0px 3px;vertical-align:bottom;text-align:center;">20</td> </tr> <tr style="height:20px;"> <td style="border-left:1px solid #000000;overflow:hidden;padding:0px 3px 0px 3px;vertical-align:bottom;font-weight:bold;"></td> <td data-sheets-value='{"1":2,"2":"Triple-walled"}' style="overflow:hidden; | skylux-160-ce-met-koepel-en-pvc-opstand-30-20-met-lm-motor-en-windvang-1600-x-2200-mm | 8586041360717 | 46872375361869
Smoke and heat exhaust (SHEV) | SHE system | Skylux | Skylux 160° CE with skylight and PVC curb 30/20 with double LM-actuator and spoiler 1600 x 2300 mm |  | 33537 | 5412970335375 | 9060.5 | Yes | 30-45 | 163.94 | 1600 x 2300 mm | 2300 | 1600 |  | PVC 30/20 (30 cm high & roof opening = 20 cm larger than daylight size) | Rectangular | 5.17 W/m²K - 1.28 W/m²K | 87% - 32% | 90% - 32% | 20dB - 23dB | 160° CE (for industry) | skylight | with spoiler | E | Double actuator | Maximum four-walled skylight possible for this product | Ut-value LT-value g-value Rw-value EN 1873 : 2014 EN ISO 13468 EN 16153 EN 410 EN 410 EN ISO 140-3 Material Walls Shells (W/m²K) (%) (%) (dB) Acrylic Single-walled Clear (H) 5.17 90 87 - PMMA Single-walled Opal (O) 5.17 83 76 - Double-walled Clear (H/H) 2.90 81 75 20 Double-walled Opal (O/O) 2.90 69 58 20 Triple-walled Clear (H/H/H) 1.70 73 65 22 Triple-walled Opal (O/H/O) 1.70 62 51 22 Four-walled Clear (H/H/H/H) 1.28 64 54 23 Four-walled Opal (H/H/O/H) 1.28 59 48 23 Polycarbonate Single-walled Clear (A) 5.17 88 83 - PC Single-walled Opal (D) 5.17 58 60 - Double-walled Clear (A/H) 2.90 79 72 20 Double-walled Clear (A/A) 2.90 77 69 20 Double-walled Opal (A/O) 2.90 73 63 20 Double-walled Opal (A/D) 2.90 51 50 20 Triple-walled Clear (A/H/H) 1.70 71 63 22 Triple-walled Opal (A/O/O) 1.70 61 48 22 Four-walled Clear (A/H/H/H) 1.28 64 52 23 Four-walled Opal (A/H/O/H) 1.28 59 46 23 Polycarbonate Single-walled Heatstop Opal (T) 5.17 49 59 - Heatstop PC Double-walled Clear (T/H) 2.90 44 51 20 Double-walled Opal (T/O) 2.90 41 45 20 Triple-walled Clear (T/H/H) 1.70 40 <td data-sheets-numberformat='{"1":2,"2":"0","3":1}' data-sheets-value='{"1":3,"3":44}' style="overflow:hidden;paddin | https://skylux.eu/en/products/skylux-160-ce-met-koepel-en-pvc-opstand-30-20-met-lm-motor-en-windvang-1600-x-2300-mm | https://skylux.eu/cdn/shop/files/Skylux-160deg-CE-met-koepel-en-pvc-opstand-3020-met-dubbele-LM-motor-en-windvang-1600-x-2300-mm-RWA-systeem.jpg?v=1702981621&width=1600 | https://skylux.eu/cdn/shop/files/e5a82811-1bb0-48e4-a776-cacb59c7c092_dbfbd732-5393-4fa3-bec6-afcaea43a6fb.jpg?v=1688551418&width=1600 | //skylux.eu/cdn/shop/files/E_MH_Mounting_instructions_Skylux_160_CE_LM.pdf?v=12406716259046007223 | //skylux.eu/cdn/shop/files/E_TD_Technical_File_Skylux_Skylux_160_CE_Electric.pdf?v=3667116872303399239 | <style type="text/css" id="isPasted"> <!--td { border: 1px solid #cccccc; } br { mso-data-placement: same-cell; } --> </style> <table border="1" cellpadding="0" cellspacing="0" dir="ltr" style="table-layout:fixed;font-size:10pt;font-family:Arial;border-collapse:collapse;border:none;"><tbody> <tr style="height:20px;"> <td style="overflow:hidden;padding:0px 3px 0px 3px;vertical-align:bottom;"></td> <td style="overflow:hidden;padding:0px 3px 0px 3px;vertical-align:bottom;"></td> <td style="overflow:hidden;padding:0px 3px 0px 3px;vertical-align:bottom;"></td> <td data-sheets-value='{"1":2,"2":"Ut-value"}' style="overflow:hidden;padding:0px 3px 0px 3px;vertical-align:bottom;font-weight:bold;text-align:center;">Ut-value</td> <td data-sheets-value='{"1":2,"2":"LT-value"}' style="overflow:hidden;padding:0px 3px 0px 3px;vertical-align:bottom;font-weight:bold;text-align:center;">LT-value</td> <td data-sheets-value='{"1":2,"2":"g-value"}' style="overflow:hidden;padding:0px 3px 0px 3px;vertical-align:bottom;font-weight:bold;text-align:center;">g-value</td> <td data-sheets-value='{"1":2,"2":"Rw-value "}' style="overflow:hidden;padding:0px 3px 0px 3px;vertical-align:bottom;font-weight:bold;text-align:center;">Rw-value </td> </tr> <tr style="height:20px;"> <td style="overflow:hidden;padding:0px 3px 0px 3px;vertical-align:bottom;"></td> <td style="overflow:hidden;padding:0px 3px 0px 3px;vertical-align:bottom;"></td> <td style="overflow:hidden;padding:0px 3px 0px 3px;vertical-align:bottom;"></td> <td data-sheets-numberformat='{"1":2,"2":"0.00","3":1}' data-sheets-value='{"1":2,"2":"EN 1873 : 2014"}' style="overflow:hidden;padding:0px 3px 0px 3px;vertical-align:bottom;text-align:center;">EN 1873 : 2014</td> <td data-sheets-numberformat='{"1":2,"2":"0","3":1}' data-sheets-value='{"1":2,"2":"EN ISO 13468 EN 16153 EN 410"}' style="overflow:hidden;padding:0px 3px 0px 3px;vertical-align:bottom;text-align:center;">EN ISO 13468 EN 16153 EN 410</td> <td data-sheets-numberformat='{"1":2,"2":"0","3":1}' data-sheets-value='{"1":2,"2":"EN 410"}' style="overflow:hidden;padding:0px 3px 0px 3px;vertical-align:bottom;text-align:center;">EN 410</td> <td data-sheets-value='{"1":2,"2":"EN ISO 140-3\t\t"}' style="overflow:hidden;padding:0px 3px 0px 3px;vertical-align:bottom;text-align:center;">EN ISO 140-3 </td> </tr> <tr style="height:20px;"> <td data-sheets-value='{"1":2,"2":"Material"}' style="border-bottom:1px solid #000000;overflow:hidden;padding:0px 3px 0px 3px;vertical-align:bottom;background-color:#000000;font-weight:bold;color:#ffffff;">Material</td> <td data-sheets-value='{"1":2,"2":"Walls"}' style="border-bottom:1px solid #000000;overflow:hidden;padding:0px 3px 0px 3px;vertical-align:bottom;background-color:#000000;font-weight:bold;color:#ffffff;">Walls</td> <td data-sheets-value='{"1":2,"2":"Shells"}' style="border-bottom:1px solid #000000;overflow:hidden;padding:0px 3px 0px 3px;vertical-align:bottom;background-color:#000000;font-weight:bold;color:#ffffff;">Shells</td> <td data-sheets-numberformat='{"1":2,"2":"0.00","3":1}' data-sheets-value='{"1":2,"2":"(W/m²K)\t"}' style="border-bottom:1px solid #000000;overflow:hidden;padding:0px 3px 0px 3px;vertical-align:bottom;background-color:#000000;font-weight:bold;color:#ffffff;text-align:center;">(W/m²K) </td> <td data-sheets-numberformat='{"1":2,"2":"0","3":1}' data-sheets-value='{"1":2,"2":"(%)"}' style="border-bottom:1px solid #000000;overflow:hidden;padding:0px 3px 0px 3px;vertical-align:bottom;background-color:#000000;font-weight:bold;color:#ffffff;text-align:center;">(%)</td> <td data-sheets-numberformat='{"1":2,"2":"0","3":1}' data-sheets-value='{"1":2,"2":"(%)"}' style="border-bottom:1px solid #000000;overflow:hidden;padding:0px 3px 0px 3px;vertical-align:bottom;background-color:#000000;font-weight:bold;color:#ffffff;text-align:center;">(%)</td> <td data-sheets-value='{"1":2,"2":"(dB)"}' style="border-bottom:1px solid #000000;overflow:hidden;padding:0px 3px 0px 3px;vertical-align:bottom;background-color:#000000;font-weight:bold;color:#ffffff;text-align:center;">(dB)</td> </tr> <tr style="height:20px;"> <td data-sheets-value='{"1":2,"2":"Acrylic"}' style="border-left:1px solid #000000;overflow:hidden;padding:0px 3px 0px 3px;vertical-align:bottom;font-weight:bold;">Acrylic</td> <td data-sheets-value='{"1":2,"2":"Single-walled"}' style="overflow:hidden;padding:0px 3px 0px 3px;vertical-align:bottom;font-weight:bold;">Single-walled</td> <td data-sheets-value='{"1":2,"2":"Clear (H)"}' style="border-right:1px solid #000000;overflow:hidden;padding:0px 3px 0px 3px;vertical-align:bottom;font-weight:bold;">Clear (H)</td> <td data-sheets-numberformat='{"1":2,"2":"0.00","3":1}' data-sheets-value='{"1":3,"3":5.17}' style="overflow:hidden;padding:0px 3px 0px 3px;vertical-align:bottom;text-align:center;">5.17</td> <td data-sheets-numberformat='{"1":2,"2":"0","3":1}' data-sheets-value='{"1":3,"3":90}' style="overflow:hidden;padding:0px 3px 0px 3px;vertical-align:bottom;text-align:center;">90</td> <td data-sheets-numberformat='{"1":2,"2":"0","3":1}' data-sheets-value='{"1":3,"3":87}' style="overflow:hidden;padding:0px 3px 0px 3px;vertical-align:bottom;text-align:center;">87</td> <td data-sheets-numberformat='{"1":2,"2":"0","3":1}' data-sheets-value='{"1":2,"2":"-"}' style="border-right:1px solid #000000;overflow:hidden;padding:0px 3px 0px 3px;vertical-align:bottom;text-align:center;">-</td> </tr> <tr style="height:20px;"> <td data-sheets-value='{"1":2,"2":"PMMA"}' style="border-left:1px solid #000000;overflow:hidden;padding:0px 3px 0px 3px;vertical-align:bottom;font-weight:bold;">PMMA</td> <td data-sheets-value='{"1":2,"2":"Single-walled"}' style="overflow:hidden;padding:0px 3px 0px 3px;vertical-align:bottom;font-weight:bold;">Single-walled</td> <td data-sheets-value='{"1":2,"2":"Opal (O)"}' style="border-right:1px solid #000000;overflow:hidden;padding:0px 3px 0px 3px;vertical-align:bottom;font-weight:bold;">Opal (O)</td> <td data-sheets-numberformat='{"1":2,"2":"0.00","3":1}' data-sheets-value='{"1":3,"3":5.17}' style="overflow:hidden;padding:0px 3px 0px 3px;vertical-align:bottom;text-align:center;">5.17</td> <td data-sheets-numberformat='{"1":2,"2":"0","3":1}' data-sheets-value='{"1":3,"3":83}' style="overflow:hidden;padding:0px 3px 0px 3px;vertical-align:bottom;text-align:center;">83</td> <td data-sheets-numberformat='{"1":2,"2":"0","3":1}' data-sheets-value='{"1":3,"3":76}' style="overflow:hidden;padding:0px 3px 0px 3px;vertical-align:bottom;text-align:center;">76</td> <td data-sheets-numberformat='{"1":2,"2":"0","3":1}' data-sheets-value='{"1":2,"2":"-"}' style="border-right:1px solid #000000;overflow:hidden;padding:0px 3px 0px 3px;vertical-align:bottom;text-align:center;">-</td> </tr> <tr style="height:20px;"> <td style="border-left:1px solid #000000;overflow:hidden;padding:0px 3px 0px 3px;vertical-align:bottom;font-weight:bold;"></td> <td data-sheets-value='{"1":2,"2":"Double-walled"}' style="overflow:hidden;padding:0px 3px 0px 3px;vertical-align:bottom;font-weight:bold;">Double-walled</td> <td data-sheets-value='{"1":2,"2":"Clear (H/H)"}' style="border-right:1px solid #000000;overflow:hidden;padding:0px 3px 0px 3px;vertical-align:bottom;font-weight:bold;">Clear (H/H)</td> <td data-sheets-numberformat='{"1":2,"2":"0.00","3":1}' data-sheets-value='{"1":3,"3":2.9}' style="overflow:hidden;padding:0px 3px 0px 3px;vertical-align:bottom;text-align:center;">2.90</td> <td data-sheets-numberformat='{"1":2,"2":"0","3":1}' data-sheets-value='{"1":3,"3":81}' style="overflow:hidden;padding:0px 3px 0px 3px;vertical-align:bottom;text-align:center;">81</td> <td data-sheets-numberformat='{"1":2,"2":"0","3":1}' data-sheets-value='{"1":3,"3":75}' style="overflow:hidden;padding:0px 3px 0px 3px;vertical-align:bottom;text-align:center;">75</td> <td data-sheets-numberformat='{"1":2,"2":"0","3":1}' data-sheets-value='{"1":3,"3":20}' style="border-right:1px solid #000000;overflow:hidden;padding:0px 3px 0px 3px;vertical-align:bottom;text-align:center;">20</td> </tr> <tr style="height:20px;"> <td style="border-left:1px solid #000000;overflow:hidden;padding:0px 3px 0px 3px;vertical-align:bottom;font-weight:bold;"></td> <td data-sheets-value='{"1":2,"2":"Double-walled"}' style="overflow:hidden;padding:0px 3px 0px 3px;vertical-align:bottom;font-weight:bold;">Double-walled</td> <td data-sheets-value='{"1":2,"2":"Opal (O/O)"}' style="border-right:1px solid #000000;overflow:hidden;padding:0px 3px 0px 3px;vertical-align:bottom;font-weight:bold;">Opal (O/O)</td> <td data-sheets-numberformat='{"1":2,"2":"0.00","3":1}' data-sheets-value='{"1":3,"3":2.9}' style="overflow:hidden;padding:0px 3px 0px 3px;vertical-align:bottom;text-align:center;">2.90</td> <td data-sheets-numberformat='{"1":2,"2":"0","3":1}' data-sheets-value='{"1":3,"3":69}' style="overflow:hidden;padding:0px 3px 0px 3px;vertical-align:bottom;text-align:center;">69</td> <td data-sheets-numberformat='{"1":2,"2":"0","3":1}' data-sheets-value='{"1":3,"3":58}' style="overflow:hidden;padding:0px 3px 0px 3px;vertical-align:bottom;text-align:center;">58</td> <td data-sheets-numberformat='{"1":2,"2":"0","3":1}' data-sheets-value='{"1":3,"3":20}' style="border-right:1px solid #000000;overflow:hidden;padding:0px 3px 0px 3px;vertical-align:bottom;text-align:center;">20</td> </tr> <tr style="height:20px;"> <td style="border-left:1px solid #000000;overflow:hidden;padding:0px 3px 0px 3px;vertical-align:bottom;font-weight:bold;"></td> <td data-sheets-value='{"1":2,"2":"Triple-walled"}' style="overflow:hidden;padding:0px 3px 0px 3px;vertical-align:bottom;font-weight:bold;">Triple-walled</td> <td data-sheets-value='{"1":2,"2":"Clear (H/H/H)"}' style="border-right:1px solid #000000;overflow:hidden;padding:0px 3px 0px 3px;vertical-align:bottom;font-weight:bold;">Clear (H/H/H)</td> <td data-sheets-numberformat='{"1":2,"2":"0.00","3":1}' data-sheets-value='{"1":3,"3":1.7}' style="overflow:hidden;padding:0px 3px 0px 3px;vertical-align:bottom;text-align:center;">1.70</td> <td data-sheets-numberformat='{"1":2,"2":"0","3":1}' data-sheets-value='{"1":3,"3":73}' style="overflow:hidden;padding:0px 3px 0px 3px;vertical-align:bottom;text-align:center;">73</td> <td data-sheets-numberformat='{"1":2,"2":"0","3":1}' data-sheets-value='{"1":3,"3":65}' style="overflow:hidden;padding:0px 3px 0px 3px;vertical-align:bottom;text-align:center;">65</td> <td data-sheets-numberformat='{"1":2,"2":"0","3":1}' data-sheets-value='{"1":3,"3":22}' style="border-right:1px solid #000000;overflow:hidden;padding:0px 3px 0px 3px;vertical-align:bottom;text-align:center;">22</td> </tr> <tr style="height:20px;"> <td style="border-left:1px solid #000000;overflow:hidden;padding:0px 3px 0px 3px;vertical-align:bottom;font-weight:bold;"></td> <td data-sheets-value='{"1":2,"2":"Triple-walled"}' style="overflow:hidden;padding:0px 3px 0px 3px;vertical-align:bottom;font-weight:bold;">Triple-walled</td> <td data-sheets-value='{"1":2,"2":"Opal (O/H/O)"}' style="border-right:1px solid #000000;overflow:hidden;padding:0px 3px 0px 3px;vertical-align:bottom;font-weight:bold;">Opal (O/H/O)</td> <td data-sheets-numberformat='{"1":2,"2":"0.00","3":1}' data-sheets-value='{"1":3,"3":1.7}' style="overflow:hidden;padding:0px 3px 0px 3px;vertical-align:bottom;text-align:center;">1.70</td> <td data-sheets-numberformat='{"1":2,"2":"0","3":1}' data-sheets-value='{"1":3,"3":62}' style="overflow:hidden;padding:0px 3px 0px 3px;vertical-align:bottom;text-align:center;">62</td> <td data-sheets-numberformat='{"1":2,"2":"0","3":1}' data-sheets-value='{"1":3,"3":51}' style="overflow:hidden;padding:0px 3px 0px 3px;vertical-align:bottom;text-align:center;">51</td> <td data-sheets-numberformat='{"1":2,"2":"0","3":1}' data-sheets-value='{"1":3,"3":22}' style="border-right:1px solid #000000;overflow:hidden;padding:0px 3px 0px 3px;vertical-align:bottom;text-align:center;">22</td> </tr> <tr style="height:20px;"> <td style="border-left:1px solid #000000;overflow:hidden;padding:0px 3px 0px 3px;vertical-align:bottom;font-weight:bold;"></td> <td data-sheets-value='{"1":2,"2":"Four-walled"}' style="overflow:hidden;padding:0px 3px 0px 3px;vertical-align:bottom;font-weight:bold;">Four-walled</td> <td data-sheets-value='{"1":2,"2":"Clear (H/H/H/H)"}' style="border-right:1px solid #000000;overflow:hidden;padding:0px 3px 0px 3px;vertical-align:bottom;font-weight:bold;">Clear (H/H/H/H)</td> <td data-sheets-numberformat='{"1":2,"2":"0.00","3":1}' data-sheets-value='{"1":3,"3":1.28}' style="overflow:hidden;padding:0px 3px 0px 3px;vertical-align:bottom;text-align:center;">1.28</td> <td data-sheets-numberformat='{"1":2,"2":"0","3":1}' data-sheets-value='{"1":3,"3":64}' style="overflow:hidden;padding:0px 3px 0px 3px;vertical-align:bottom;text-align:center;">64</td> <td data-sheets-numberformat='{"1":2,"2":"0","3":1}' data-sheets-value='{"1":3,"3":54}' style="overflow:hidden;padding:0px 3px 0px 3px;vertical-align:bottom;text-align:center;">54</td> <td data-sheets-numberformat='{"1":2,"2":"0","3":1}' data-sheets-value='{"1":3,"3":23}' style="border-right:1px solid #000000;overflow:hidden;padding:0px 3px 0px 3px;vertical-align:bottom;text-align:center;">23</td> </tr> <tr style="height:20px;"> <td style="border-bottom:1px solid #000000;border-left:1px solid #000000;overflow:hidden;padding:0px 3px 0px 3px;vertical-align:bottom;"></td> <td data-sheets-value='{"1":2,"2":"Four-walled"}' style="border-bottom:1px solid #000000;overflow:hidden;padding:0px 3px 0px 3px;vertical-align:bottom;font-weight:bold;">Four-walled</td> <td data-sheets-value='{"1":2,"2":"Opal (H/H/O/H)"}' style="border-right:1px solid #000000;border-bottom:1px solid #000000;overflow:hidden;padding:0px 3px 0px 3px;vertical-align:bottom;font-weight:bold;">Opal (H/H/O/H)</td> <td data-sheets-numberformat='{"1":2,"2":"0.00","3":1}' data-sheets-value='{"1":3,"3":1.28}' style="border-bottom:1px solid #000000;overflow:hidden;padding:0px 3px 0px 3px;vertical-align:bottom;text-align:center;">1.28</td> <td data-sheets-numberformat='{"1":2,"2":"0","3":1}' data-sheets-value='{"1":3,"3":59}' style="border-bottom:1px solid #000000;overflow:hidden;padding:0px 3px 0px 3px;vertical-align:bottom;text-align:center;">59</td> <td data-sheets-numberformat='{"1":2,"2":"0","3":1}' data-sheets-value='{"1":3,"3":48}' style="border-bottom:1px solid #000000;overflow:hidden;padding:0px 3px 0px 3px;vertical-align:bottom;text-align:center;">48</td> <td data-sheets-numberformat='{"1":2,"2":"0","3":1}' data-sheets-value='{"1":3,"3":23}' style="border-right:1px solid #000000;border-bottom:1px solid #000000;overflow:hidden;padding:0px 3px 0px 3px;vertical-align:bottom;text-align:center;">23</td> </tr> <tr style="height:20px;"> <td data-sheets-value='{"1":2,"2":"Polycarbonate "}' style="border-left:1px solid #000000;overflow:hidden;padding:0px 3px 0px 3px;vertical-align:bottom;font-weight:bold;">Polycarbonate </td> <td data-sheets-value='{"1":2,"2":"Single-walled"}' style="overflow:hidden;padding:0px 3px 0px 3px;vertical-align:bottom;font-weight:bold;">Single-walled</td> <td data-sheets-value='{"1":2,"2":"Clear (A)"}' style="border-right:1px solid #000000;overflow:hidden;padding:0px 3px 0px 3px;vertical-align:bottom;font-weight:bold;">Clear (A)</td> <td data-sheets-numberformat='{"1":2,"2":"0.00","3":1}' data-sheets-value='{"1":3,"3":5.17}' style="overflow:hidden;padding:0px 3px 0px 3px;vertical-align:bottom;text-align:center;">5.17</td> <td data-sheets-numberformat='{"1":2,"2":"0","3":1}' data-sheets-value='{"1":3,"3":88}' style="overflow:hidden;padding:0px 3px 0px 3px;vertical-align:bottom;text-align:center;">88</td> <td data-sheets-numberformat='{"1":2,"2":"0","3":1}' data-sheets-value='{"1":3,"3":83}' style="overflow:hidden;padding:0px 3px 0px 3px;vertical-align:bottom;text-align:center;">83</td> <td data-sheets-numberformat='{"1":2,"2":"0","3":1}' data-sheets-value='{"1":2,"2":"-"}' style="border-right:1px solid #000000;overflow:hidden;padding:0px 3px 0px 3px;vertical-align:bottom;text-align:center;">-</td> </tr> <tr style="height:20px;"> <td data-sheets-value='{"1":2,"2":"PC"}' style="border-left:1px solid #000000;overflow:hidden;padding:0px 3px 0px 3px;vertical-align:bottom;font-weight:bold;">PC</td> <td data-sheets-value='{"1":2,"2":"Single-walled"}' style="overflow:hidden;padding:0px 3px 0px 3px;vertical-align:bottom;font-weight:bold;">Single-walled</td> <td data-sheets-value='{"1":2,"2":"Opal (D)"}' style="border-right:1px solid #000000;overflow:hidden;padding:0px 3px 0px 3px;vertical-align:bottom;font-weight:bold;">Opal (D)</td> <td data-sheets-numberformat='{"1":2,"2":"0.00","3":1}' data-sheets-value='{"1":3,"3":5.17}' style="overflow:hidden;padding:0px 3px 0px 3px;vertical-align:bottom;text-align:center;">5.17</td> <td data-sheets-numberformat='{"1":2,"2":"0","3":1}' data-sheets-value='{"1":3,"3":58}' style="overflow:hidden;padding:0px 3px 0px 3px;vertical-align:bottom;text-align:center;">58</td> <td data-sheets-numberformat='{"1":2,"2":"0","3":1}' data-sheets-value='{"1":3,"3":60}' style="overflow:hidden;padding:0px 3px 0px 3px;vertical-align:bottom;text-align:center;">60</td> <td data-sheets-numberformat='{"1":2,"2":"0","3":1}' data-sheets-value='{"1":2,"2":"-"}' style="border-right:1px solid #000000;overflow:hidden;padding:0px 3px 0px 3px;vertical-align:bottom;text-align:center;">-</td> </tr> <tr style="height:20px;"> <td style="border-left:1px solid #000000;overflow:hidden;padding:0px 3px 0px 3px;vertical-align:bottom;font-weight:bold;"></td> <td data-sheets-value='{"1":2,"2":"Double-walled"}' style="overflow:hidden;padding:0px 3px 0px 3px;vertical-align:bottom;font-weight:bold;">Double-walled</td> <td data-sheets-value='{"1":2,"2":"Clear (A/H)"}' style="border-right:1px solid #000000;overflow:hidden;padding:0px 3px 0px 3px;vertical-align:bottom;font-weight:bold;">Clear (A/H)</td> <td data-sheets-numberformat='{"1":2,"2":"0.00","3":1}' data-sheets-value='{"1":3,"3":2.9}' style="overflow:hidden;padding:0px 3px 0px 3px;vertical-align:bottom;text-align:center;">2.90</td> <td data-sheets-numberformat='{"1":2,"2":"0","3":1}' data-sheets-value='{"1":3,"3":79}' style="overflow:hidden;padding:0px 3px 0px 3px;vertical-align:bottom;text-align:center;">79</td> <td data-sheets-numberformat='{"1":2,"2":"0","3":1}' data-sheets-value='{"1":3,"3":72}' style="overflow:hidden;padding:0px 3px 0px 3px;vertical-align:bottom;text-align:center;">72</td> <td data-sheets-numberformat='{"1":2,"2":"0","3":1}' data-sheets-value='{"1":3,"3":20}' style="border-right:1px solid #000000;overflow:hidden;padding:0px 3px 0px 3px;vertical-align:bottom;text-align:center;">20</td> </tr> <tr style="height:20px;"> <td style="border-left:1px solid #000000;overflow:hidden;padding:0px 3px 0px 3px;vertical-align:bottom;font-weight:bold;"></td> <td data-sheets-value='{"1":2,"2":"Double-walled"}' style="overflow:hidden;padding:0px 3px 0px 3px;vertical-align:bottom;font-weight:bold;">Double-walled</td> <td data-sheets-value='{"1":2,"2":"Clear (A/A)"}' style="border-right:1px solid #000000;overflow:hidden;padding:0px 3px 0px 3px;vertical-align:bottom;font-weight:bold;">Clear (A/A)</td> <td data-sheets-numberformat='{"1":2,"2":"0.00","3":1}' data-sheets-value='{"1":3,"3":2.9}' style="overflow:hidden;padding:0px 3px 0px 3px;vertical-align:bottom;text-align:center;">2.90</td> <td data-sheets-numberformat='{"1":2,"2":"0","3":1}' data-sheets-value='{"1":3,"3":77}' style="overflow:hidden;padding:0px 3px 0px 3px;vertical-align:bottom;text-align:center;">77</td> <td data-sheets-numberformat='{"1":2,"2":"0","3":1}' data-sheets-value='{"1":3,"3":69}' style="overflow:hidden;padding:0px 3px 0px 3px;vertical-align:bottom;text-align:center;">69</td> <td data-sheets-numberformat='{"1":2,"2":"0","3":1}' data-sheets-value='{"1":3,"3":20}' style="border-right:1px solid #000000;overflow:hidden;padding:0px 3px 0px 3px;vertical-align:bottom;text-align:center;">20</td> </tr> <tr style="height:20px;"> <td style="border-left:1px solid #000000;overflow:hidden;padding:0px 3px 0px 3px;vertical-align:bottom;font-weight:bold;"></td> <td data-sheets-value='{"1":2,"2":"Double-walled"}' style="overflow:hidden;padding:0px 3px 0px 3px;vertical-align:bottom;font-weight:bold;">Double-walled</td> <td data-sheets-value='{"1":2,"2":"Opal (A/O)"}' style="border-right:1px solid #000000;overflow:hidden;padding:0px 3px 0px 3px;vertical-align:bottom;font-weight:bold;">Opal (A/O)</td> <td data-sheets-numberformat='{"1":2,"2":"0.00","3":1}' data-sheets-value='{"1":3,"3":2.9}' style="overflow:hidden;padding:0px 3px 0px 3px;vertical-align:bottom;text-align:center;">2.90</td> <td data-sheets-numberformat='{"1":2,"2":"0","3":1}' data-sheets-value='{"1":3,"3":73}' style="overflow:hidden;padding:0px 3px 0px 3px;vertical-align:bottom;text-align:center;">73</td> <td data-sheets-numberformat='{"1":2,"2":"0","3":1}' data-sheets-value='{"1":3,"3":63}' style="overflow:hidden;padding:0px 3px 0px 3px;vertical-align:bottom;text-align:center;">63</td> <td data-sheets-numberformat='{"1":2,"2":"0","3":1}' data-sheets-value='{"1":3,"3":20}' style="border-right:1px solid #000000;overflow:hidden;padding:0px 3px 0px 3px;vertical-align:bottom;text-align:center;">20</td> </tr> <tr style="height:20px;"> <td style="border-left:1px solid #000000;overflow:hidden;padding:0px 3px 0px 3px;vertical-align:bottom;font-weight:bold;"></td> <td data-sheets-value='{"1":2,"2":"Double-walled"}' style="overflow:hidden;padding:0px 3px 0px 3px;vertical-align:bottom;font-weight:bold;">Double-walled</td> <td data-sheets-value='{"1":2,"2":"Opal (A/D)"}' style="border-right:1px solid #000000;overflow:hidden;padding:0px 3px 0px 3px;vertical-align:bottom;font-weight:bold;">Opal (A/D)</td> <td data-sheets-numberformat='{"1":2,"2":"0.00","3":1}' data-sheets-value='{"1":3,"3":2.9}' style="overflow:hidden;padding:0px 3px 0px 3px;vertical-align:bottom;text-align:center;">2.90</td> <td data-sheets-numberformat='{"1":2,"2":"0","3":1}' data-sheets-value='{"1":3,"3":51}' style="overflow:hidden;padding:0px 3px 0px 3px;vertical-align:bottom;text-align:center;">51</td> <td data-sheets-numberformat='{"1":2,"2":"0","3":1}' data-sheets-value='{"1":3,"3":50}' style="overflow:hidden;padding:0px 3px 0px 3px;vertical-align:bottom;text-align:center;">50</td> <td data-sheets-numberformat='{"1":2,"2":"0","3":1}' data-sheets-value='{"1":3,"3":20}' style="border-right:1px solid #000000;overflow:hidden;padding:0px 3px 0px 3px;vertical-align:bottom;text-align:center;">20</td> </tr> <tr style="height:20px;"> <td style="border-left:1px solid #000000;overflow:hidden;padding:0px 3px 0px 3px;vertical-align:bottom;font-weight:bold;"></td> <td data-sheets-value='{"1":2,"2":"Triple-walled"}' style="overflow:hidden;padding:0px 3px 0px 3px;vertical-align:bottom;font-weight:bold;">Triple-walled</td> <td data-sheets-value='{"1":2,"2":"Clear (A/H/H)"}' style="border-right:1px solid #000000;overflow:hidden;padding:0px 3px 0px 3px;vertical-align:bottom;font-weight:bold;">Clear (A/H/H)</td> <td data-sheets-numberformat='{"1":2,"2":"0.00","3":1}' data-sheets-value='{"1":3,"3":1.7}' style="overflow:hidden;padding:0px 3px 0px 3px;vertical-align:bottom;text-align:center;">1.70</td> <td data-sheets-numberformat='{"1":2,"2":"0","3":1}' data-sheets-value='{"1":3,"3":71}' style="overflow:hidden;padding:0px 3px 0px 3px;vertical-align:bottom;text-align:center;">71</td> <td data-sheets-numberformat='{"1":2,"2":"0","3":1}' data-sheets-value='{"1":3,"3":63}' style="overflow:hidden;padding:0px 3px 0px 3px;vertical-align:bottom;text-align:center;">63</td> <td data-sheets-numberformat='{"1":2,"2":"0","3":1}' data-sheets-value='{"1":3,"3":22}' style="border-right:1px solid #000000;overflow:hidden;padding:0px 3px 0px 3px;vertical-align:bottom;text-align:center;">22</td> </tr> <tr style="height:20px;"> <td style="border-left:1px solid #000000;overflow:hidden;padding:0px 3px 0px 3px;vertical-align:bottom;font-weight:bold;"></td> <td data-sheets-value='{"1":2,"2":"Triple-walled"}' style="overflow:hidden;padding:0px 3px 0px 3px;vertical-align:bottom;font-weight:bold;">Triple-walled</td> <td data-sheets-value='{"1":2,"2":"Opal (A/O/O)"}' style="border-right:1px solid #000000;overflow:hidden;padding:0px 3px 0px 3px;vertical-align:bottom;font-weight:bold;">Opal (A/O/O)</td> <td data-sheets-numberformat='{"1":2,"2":"0.00","3":1}' data-sheets-value='{"1":3,"3":1.7}' style="overflow:hidden;padding:0px 3px 0px 3px;vertical-align:bottom;text-align:center;">1.70</td> <td data-sheets-numberformat='{"1":2,"2":"0","3":1}' data-sheets-value='{"1":3,"3":61}' style="overflow:hidden;padding:0px 3px 0px 3px;vertical-align:bottom;text-align:center;">61</td> <td data-sheets-numberformat='{"1":2,"2":"0","3":1}' data-sheets-value='{"1":3,"3":48}' style="overflow:hidden;padding:0px 3px 0px 3px;vertical-align:bottom;text-align:center;">48</td> <td data-sheets-numberformat='{"1":2,"2":"0","3":1}' data-sheets-value='{"1":3,"3":22}' style="border-right:1px solid #000000;overflow:hidden;padding:0px 3px 0px 3px;vertical-align:bottom;text-align:center;">22</td> </tr> <tr style="height:20px;"> <td style="border-left:1px solid #000000;overflow:hidden;padding:0px 3px 0px 3px;vertical-align:bottom;font-weight:bold;"></td> <td data-sheets-value='{"1":2,"2":"Four-walled"}' style="overflow:hidden;padding:0px 3px 0px 3px;vertical-align:bottom;font-weight:bold;">Four-walled</td> <td data-sheets-value='{"1":2,"2":"Clear (A/H/H/H)"}' style="border-right:1px solid #000000;overflow:hidden;padding:0px 3px 0px 3px;vertical-align:bottom;font-weight:bold;">Clear (A/H/H/H)</td> <td data-sheets-numberformat='{"1":2,"2":"0.00","3":1}' data-sheets-value='{"1":3,"3":1.28}' style="overflow:hidden;padding:0px 3px 0px 3px;vertical-align:bottom;text-align:center;">1.28</td> <td data-sheets-numberformat='{"1":2,"2":"0","3":1}' data-sheets-value='{"1":3,"3":64}' style="overflow:hidden;padding:0px 3px 0px 3px;vertical-align:bottom;text-align:center;">64</td> <td data-sheets-numberformat='{"1":2,"2":"0","3":1}' data-sheets-value='{"1":3,"3":52}' style="overflow:hidden;padding:0px 3px 0px 3px;vertical-align:bottom;text-align:center;">52</td> <td data-sheets-numberformat='{"1":2,"2":"0","3":1}' data-sheets-value='{"1":3,"3":23}' style="border-right:1px solid #000000;overflow:hidden;padding:0px 3px 0px 3px;vertical-align:bottom;text-align:center;">23</td> </tr> <tr style="height:20px;"> <td style="border-bottom:1px solid #000000;border-left:1px solid #000000;overflow:hidden;padding:0px 3px 0px 3px;vertical-align:bottom;"></td> <td data-sheets-value='{"1":2,"2":"Four-walled"}' style="border-bottom:1px solid #000000;overflow:hidden;padding:0px 3px 0px 3px;vertical-align:bottom;font-weight:bold;">Four-walled</td> <td data-sheets-value='{"1":2,"2":"Opal (A/H/O/H)"}' style="border-right:1px solid #000000;border-bottom:1px solid #000000;overflow:hidden;padding:0px 3px 0px 3px;vertical-align:bottom;font-weight:bold;">Opal (A/H/O/H)</td> <td data-sheets-numberformat='{"1":2,"2":"0.00","3":1}' data-sheets-value='{"1":3,"3":1.28}' style="border-bottom:1px solid #000000;overflow:hidden;padding:0px 3px 0px 3px;vertical-align:bottom;text-align:center;">1.28</td> <td data-sheets-numberformat='{"1":2,"2":"0","3":1}' data-sheets-value='{"1":3,"3":59}' style="border-bottom:1px solid #000000;overflow:hidden;padding:0px 3px 0px 3px;vertical-align:bottom;text-align:center;">59</td> <td data-sheets-numberformat='{"1":2,"2":"0","3":1}' data-sheets-value='{"1":3,"3":46}' style="border-bottom:1px solid #000000;overflow:hidden;padding:0px 3px 0px 3px;vertical-align:bottom;text-align:center;">46</td> <td data-sheets-numberformat='{"1":2,"2":"0","3":1}' data-sheets-value='{"1":3,"3":23}' style="border-right:1px solid #000000;border-bottom:1px solid #000000;overflow:hidden;padding:0px 3px 0px 3px;vertical-align:bottom;text-align:center;">23</td> </tr> <tr style="height:20px;"> <td data-sheets-value='{"1":2,"2":"Polycarbonate"}' style="border-left:1px solid #000000;overflow:hidden;padding:0px 3px 0px 3px;vertical-align:bottom;font-weight:bold;">Polycarbonate</td> <td data-sheets-value='{"1":2,"2":"Single-walled"}' style="overflow:hidden;padding:0px 3px 0px 3px;vertical-align:bottom;font-weight:bold;">Single-walled</td> <td data-sheets-value='{"1":2,"2":"Heatstop Opal (T)"}' style="border-right:1px solid #000000;overflow:hidden;padding:0px 3px 0px 3px;vertical-align:bottom;font-weight:bold;">Heatstop Opal (T)</td> <td data-sheets-numberformat='{"1":2,"2":"0.00","3":1}' data-sheets-value='{"1":3,"3":5.17}' style="overflow:hidden;padding:0px 3px 0px 3px;vertical-align:bottom;text-align:center;">5.17</td> <td data-sheets-numberformat='{"1":2,"2":"0","3":1}' data-sheets-value='{"1":3,"3":49}' style="overflow:hidden;padding:0px 3px 0px 3px;vertical-align:bottom;text-align:center;">49</td> <td data-sheets-numberformat='{"1":2,"2":"0","3":1}' data-sheets-value='{"1":3,"3":59}' style="overflow:hidden;padding:0px 3px 0px 3px;vertical-align:bottom;text-align:center;">59</td> <td data-sheets-numberformat='{"1":2,"2":"0","3":1}' data-sheets-value='{"1":2,"2":"-"}' style="border-right:1px solid #000000;overflow:hidden;padding:0px 3px 0px 3px;vertical-align:bottom;text-align:center;">-</td> </tr> <tr style="height:20px;"> <td data-sheets-value='{"1":2,"2":"Heatstop PC"}' style="border-left:1px solid #000000;overflow:hidden;padding:0px 3px 0px 3px;vertical-align:bottom;font-weight:bold;">Heatstop PC</td> <td data-sheets-value='{"1":2,"2":"Double-walled"}' style="overflow:hidden;padding:0px 3px 0px 3px;vertical-align:bottom;font-weight:bold;">Double-walled</td> <td data-sheets-value='{"1":2,"2":"Clear (T/H)"}' style="border-right:1px solid #000000;overflow:hidden;padding:0px 3px 0px 3px;vertical-align:bottom;font-weight:bold;">Clear (T/H)</td> <td data-sheets-numberformat='{"1":2,"2":"0.00","3":1}' data-sheets-value='{"1":3,"3":2.9}' style="overflow:hidden;padding:0px 3px 0px 3px;vertical-align:bottom;text-align:center;">2.90</td> <td data-sheets-numberformat='{"1":2,"2":"0","3":1}' data-sheets-value='{"1":3,"3":44}' style="overflow:hidden;padding:0px 3px 0px 3px;vertical-align:bottom;text-align:center;">44</td> <td data-sheets-numberformat='{"1":2,"2":"0","3":1}' data-sheets-value='{"1":3,"3":51}' style="overflow:hidden;padding:0px 3px 0px 3px;vertical-align:bottom;text-align:center;">51</td> <td data-sheets-numberformat='{"1":2,"2":"0","3":1}' data-sheets-value='{"1":3,"3":20}' style="border-right:1px solid #000000;overflow:hidden;padding:0px 3px 0px 3px;vertical-align:bottom;text-align:center;">20</td> </tr> <tr style="height:20px;"> <td style="border-left:1px solid #000000;overflow:hidden;padding:0px 3px 0px 3px;vertical-align:bottom;font-weight:bold;"></td> <td data-sheets-value='{"1":2,"2":"Double-walled"}' style="overflow:hidden;padding:0px 3px 0px 3px;vertical-align:bottom;font-weight:bold;">Double-walled</td> <td data-sheets-value='{"1":2,"2":"Opal (T/O)"}' style="border-right:1px solid #000000;overflow:hidden;padding:0px 3px 0px 3px;vertical-align:bottom;font-weight:bold;">Opal (T/O)</td> <td data-sheets-numberformat='{"1":2,"2":"0.00","3":1}' data-sheets-value='{"1":3,"3":2.9}' style="overflow:hidden;padding:0px 3px 0px 3px;vertical-align:bottom;text-align:center;">2.90</td> <td data-sheets-numberformat='{"1":2,"2":"0","3":1}' data-sheets-value='{"1":3,"3":41}' style="overflow:hidden;padding:0px 3px 0px 3px;vertical-align:bottom;text-align:center;">41</td> <td data-sheets-numberformat='{"1":2,"2":"0","3":1}' data-sheets-value='{"1":3,"3":45}' style="overflow:hidden;padding:0px 3px 0px 3px;vertical-align:bottom;text-align:center;">45</td> <td data-sheets-numberformat='{"1":2,"2":"0","3":1}' data-sheets-value='{"1":3,"3":20}' style="border-right:1px solid #000000;overflow:hidden;padding:0px 3px 0px 3px;vertical-align:bottom;text-align:center;">20</td> </tr> <tr style="height:20px;"> <td style="border-left:1px solid #000000;overflow:hidden;padding:0px 3px 0px 3px;vertical-align:bottom;font-weight:bold;"></td> <td data-sheets-value='{"1":2,"2":"Triple-walled"}' style="overflow:hidden; | skylux-160-ce-met-koepel-en-pvc-opstand-30-20-met-lm-motor-en-windvang-1600-x-2300-mm | 8586041426253 | 46872375427405
Smoke and heat exhaust (SHEV) | SHE system | Skylux | Skylux 160° CE with skylight and PVC curb 30/20 with double LM-actuator and spoiler 1600 x 2500 mm |  | 33534 | 5412970335344 | 9453.75 | Yes | 30-45 | 171.11 | 1600 x 2500 mm | 2500 | 1600 |  | PVC 30/20 (30 cm high & roof opening = 20 cm larger than daylight size) | Rectangular | 5.17 W/m²K - 1.28 W/m²K | 87% - 32% | 90% - 32% | 20dB - 23dB | 160° CE (for industry) | skylight | with spoiler | E | Double actuator | Maximum four-walled skylight possible for this product | Ut-value LT-value g-value Rw-value EN 1873 : 2014 EN ISO 13468 EN 16153 EN 410 EN 410 EN ISO 140-3 Material Walls Shells (W/m²K) (%) (%) (dB) Acrylic Single-walled Clear (H) 5.17 90 87 - PMMA Single-walled Opal (O) 5.17 83 76 - Double-walled Clear (H/H) 2.90 81 75 20 Double-walled Opal (O/O) 2.90 69 58 20 Triple-walled Clear (H/H/H) 1.70 73 65 22 Triple-walled Opal (O/H/O) 1.70 62 51 22 Four-walled Clear (H/H/H/H) 1.28 64 54 23 Four-walled Opal (H/H/O/H) 1.28 59 48 23 Polycarbonate Single-walled Clear (A) 5.17 88 83 - PC Single-walled Opal (D) 5.17 58 60 - Double-walled Clear (A/H) 2.90 79 72 20 Double-walled Clear (A/A) 2.90 77 69 20 Double-walled Opal (A/O) 2.90 73 63 20 Double-walled Opal (A/D) 2.90 51 50 20 Triple-walled Clear (A/H/H) 1.70 71 63 22 Triple-walled Opal (A/O/O) 1.70 61 48 22 Four-walled Clear (A/H/H/H) 1.28 64 52 23 Four-walled Opal (A/H/O/H) 1.28 59 46 23 Polycarbonate Single-walled Heatstop Opal (T) 5.17 49 59 - Heatstop PC Double-walled Clear (T/H) 2.90 44 51 20 Double-walled Opal (T/O) 2.90 41 45 20 Triple-walled Clear (T/H/H) 1.70 40 <td data-sheets-numberformat='{"1":2,"2":"0","3":1}' data-sheets-value='{"1":3,"3":44}' style="overflow:hidden;paddin | https://skylux.eu/en/products/skylux-160-ce-met-koepel-en-pvc-opstand-30-20-met-lm-motor-en-windvang-1600-x-2500-mm | https://skylux.eu/cdn/shop/files/Skylux-160deg-CE-met-koepel-en-pvc-opstand-3020-met-dubbele-LM-motor-en-windvang-1600-x-2500-mm-RWA-systeem.jpg?v=1702981626&width=1600 | https://skylux.eu/cdn/shop/files/e5a82811-1bb0-48e4-a776-cacb59c7c092_b6a31654-8ee2-40b0-9d7c-fda3a20301c8.jpg?v=1688551420&width=1600 | //skylux.eu/cdn/shop/files/E_MH_Mounting_instructions_Skylux_160_CE_LM.pdf?v=12406716259046007223 | //skylux.eu/cdn/shop/files/E_TD_Technical_File_Skylux_Skylux_160_CE_Electric.pdf?v=3667116872303399239 | <style type="text/css" id="isPasted"> <!--td { border: 1px solid #cccccc; } br { mso-data-placement: same-cell; } --> </style> <table border="1" cellpadding="0" cellspacing="0" dir="ltr" style="table-layout:fixed;font-size:10pt;font-family:Arial;border-collapse:collapse;border:none;"><tbody> <tr style="height:20px;"> <td style="overflow:hidden;padding:0px 3px 0px 3px;vertical-align:bottom;"></td> <td style="overflow:hidden;padding:0px 3px 0px 3px;vertical-align:bottom;"></td> <td style="overflow:hidden;padding:0px 3px 0px 3px;vertical-align:bottom;"></td> <td data-sheets-value='{"1":2,"2":"Ut-value"}' style="overflow:hidden;padding:0px 3px 0px 3px;vertical-align:bottom;font-weight:bold;text-align:center;">Ut-value</td> <td data-sheets-value='{"1":2,"2":"LT-value"}' style="overflow:hidden;padding:0px 3px 0px 3px;vertical-align:bottom;font-weight:bold;text-align:center;">LT-value</td> <td data-sheets-value='{"1":2,"2":"g-value"}' style="overflow:hidden;padding:0px 3px 0px 3px;vertical-align:bottom;font-weight:bold;text-align:center;">g-value</td> <td data-sheets-value='{"1":2,"2":"Rw-value "}' style="overflow:hidden;padding:0px 3px 0px 3px;vertical-align:bottom;font-weight:bold;text-align:center;">Rw-value </td> </tr> <tr style="height:20px;"> <td style="overflow:hidden;padding:0px 3px 0px 3px;vertical-align:bottom;"></td> <td style="overflow:hidden;padding:0px 3px 0px 3px;vertical-align:bottom;"></td> <td style="overflow:hidden;padding:0px 3px 0px 3px;vertical-align:bottom;"></td> <td data-sheets-numberformat='{"1":2,"2":"0.00","3":1}' data-sheets-value='{"1":2,"2":"EN 1873 : 2014"}' style="overflow:hidden;padding:0px 3px 0px 3px;vertical-align:bottom;text-align:center;">EN 1873 : 2014</td> <td data-sheets-numberformat='{"1":2,"2":"0","3":1}' data-sheets-value='{"1":2,"2":"EN ISO 13468 EN 16153 EN 410"}' style="overflow:hidden;padding:0px 3px 0px 3px;vertical-align:bottom;text-align:center;">EN ISO 13468 EN 16153 EN 410</td> <td data-sheets-numberformat='{"1":2,"2":"0","3":1}' data-sheets-value='{"1":2,"2":"EN 410"}' style="overflow:hidden;padding:0px 3px 0px 3px;vertical-align:bottom;text-align:center;">EN 410</td> <td data-sheets-value='{"1":2,"2":"EN ISO 140-3\t\t"}' style="overflow:hidden;padding:0px 3px 0px 3px;vertical-align:bottom;text-align:center;">EN ISO 140-3 </td> </tr> <tr style="height:20px;"> <td data-sheets-value='{"1":2,"2":"Material"}' style="border-bottom:1px solid #000000;overflow:hidden;padding:0px 3px 0px 3px;vertical-align:bottom;background-color:#000000;font-weight:bold;color:#ffffff;">Material</td> <td data-sheets-value='{"1":2,"2":"Walls"}' style="border-bottom:1px solid #000000;overflow:hidden;padding:0px 3px 0px 3px;vertical-align:bottom;background-color:#000000;font-weight:bold;color:#ffffff;">Walls</td> <td data-sheets-value='{"1":2,"2":"Shells"}' style="border-bottom:1px solid #000000;overflow:hidden;padding:0px 3px 0px 3px;vertical-align:bottom;background-color:#000000;font-weight:bold;color:#ffffff;">Shells</td> <td data-sheets-numberformat='{"1":2,"2":"0.00","3":1}' data-sheets-value='{"1":2,"2":"(W/m²K)\t"}' style="border-bottom:1px solid #000000;overflow:hidden;padding:0px 3px 0px 3px;vertical-align:bottom;background-color:#000000;font-weight:bold;color:#ffffff;text-align:center;">(W/m²K) </td> <td data-sheets-numberformat='{"1":2,"2":"0","3":1}' data-sheets-value='{"1":2,"2":"(%)"}' style="border-bottom:1px solid #000000;overflow:hidden;padding:0px 3px 0px 3px;vertical-align:bottom;background-color:#000000;font-weight:bold;color:#ffffff;text-align:center;">(%)</td> <td data-sheets-numberformat='{"1":2,"2":"0","3":1}' data-sheets-value='{"1":2,"2":"(%)"}' style="border-bottom:1px solid #000000;overflow:hidden;padding:0px 3px 0px 3px;vertical-align:bottom;background-color:#000000;font-weight:bold;color:#ffffff;text-align:center;">(%)</td> <td data-sheets-value='{"1":2,"2":"(dB)"}' style="border-bottom:1px solid #000000;overflow:hidden;padding:0px 3px 0px 3px;vertical-align:bottom;background-color:#000000;font-weight:bold;color:#ffffff;text-align:center;">(dB)</td> </tr> <tr style="height:20px;"> <td data-sheets-value='{"1":2,"2":"Acrylic"}' style="border-left:1px solid #000000;overflow:hidden;padding:0px 3px 0px 3px;vertical-align:bottom;font-weight:bold;">Acrylic</td> <td data-sheets-value='{"1":2,"2":"Single-walled"}' style="overflow:hidden;padding:0px 3px 0px 3px;vertical-align:bottom;font-weight:bold;">Single-walled</td> <td data-sheets-value='{"1":2,"2":"Clear (H)"}' style="border-right:1px solid #000000;overflow:hidden;padding:0px 3px 0px 3px;vertical-align:bottom;font-weight:bold;">Clear (H)</td> <td data-sheets-numberformat='{"1":2,"2":"0.00","3":1}' data-sheets-value='{"1":3,"3":5.17}' style="overflow:hidden;padding:0px 3px 0px 3px;vertical-align:bottom;text-align:center;">5.17</td> <td data-sheets-numberformat='{"1":2,"2":"0","3":1}' data-sheets-value='{"1":3,"3":90}' style="overflow:hidden;padding:0px 3px 0px 3px;vertical-align:bottom;text-align:center;">90</td> <td data-sheets-numberformat='{"1":2,"2":"0","3":1}' data-sheets-value='{"1":3,"3":87}' style="overflow:hidden;padding:0px 3px 0px 3px;vertical-align:bottom;text-align:center;">87</td> <td data-sheets-numberformat='{"1":2,"2":"0","3":1}' data-sheets-value='{"1":2,"2":"-"}' style="border-right:1px solid #000000;overflow:hidden;padding:0px 3px 0px 3px;vertical-align:bottom;text-align:center;">-</td> </tr> <tr style="height:20px;"> <td data-sheets-value='{"1":2,"2":"PMMA"}' style="border-left:1px solid #000000;overflow:hidden;padding:0px 3px 0px 3px;vertical-align:bottom;font-weight:bold;">PMMA</td> <td data-sheets-value='{"1":2,"2":"Single-walled"}' style="overflow:hidden;padding:0px 3px 0px 3px;vertical-align:bottom;font-weight:bold;">Single-walled</td> <td data-sheets-value='{"1":2,"2":"Opal (O)"}' style="border-right:1px solid #000000;overflow:hidden;padding:0px 3px 0px 3px;vertical-align:bottom;font-weight:bold;">Opal (O)</td> <td data-sheets-numberformat='{"1":2,"2":"0.00","3":1}' data-sheets-value='{"1":3,"3":5.17}' style="overflow:hidden;padding:0px 3px 0px 3px;vertical-align:bottom;text-align:center;">5.17</td> <td data-sheets-numberformat='{"1":2,"2":"0","3":1}' data-sheets-value='{"1":3,"3":83}' style="overflow:hidden;padding:0px 3px 0px 3px;vertical-align:bottom;text-align:center;">83</td> <td data-sheets-numberformat='{"1":2,"2":"0","3":1}' data-sheets-value='{"1":3,"3":76}' style="overflow:hidden;padding:0px 3px 0px 3px;vertical-align:bottom;text-align:center;">76</td> <td data-sheets-numberformat='{"1":2,"2":"0","3":1}' data-sheets-value='{"1":2,"2":"-"}' style="border-right:1px solid #000000;overflow:hidden;padding:0px 3px 0px 3px;vertical-align:bottom;text-align:center;">-</td> </tr> <tr style="height:20px;"> <td style="border-left:1px solid #000000;overflow:hidden;padding:0px 3px 0px 3px;vertical-align:bottom;font-weight:bold;"></td> <td data-sheets-value='{"1":2,"2":"Double-walled"}' style="overflow:hidden;padding:0px 3px 0px 3px;vertical-align:bottom;font-weight:bold;">Double-walled</td> <td data-sheets-value='{"1":2,"2":"Clear (H/H)"}' style="border-right:1px solid #000000;overflow:hidden;padding:0px 3px 0px 3px;vertical-align:bottom;font-weight:bold;">Clear (H/H)</td> <td data-sheets-numberformat='{"1":2,"2":"0.00","3":1}' data-sheets-value='{"1":3,"3":2.9}' style="overflow:hidden;padding:0px 3px 0px 3px;vertical-align:bottom;text-align:center;">2.90</td> <td data-sheets-numberformat='{"1":2,"2":"0","3":1}' data-sheets-value='{"1":3,"3":81}' style="overflow:hidden;padding:0px 3px 0px 3px;vertical-align:bottom;text-align:center;">81</td> <td data-sheets-numberformat='{"1":2,"2":"0","3":1}' data-sheets-value='{"1":3,"3":75}' style="overflow:hidden;padding:0px 3px 0px 3px;vertical-align:bottom;text-align:center;">75</td> <td data-sheets-numberformat='{"1":2,"2":"0","3":1}' data-sheets-value='{"1":3,"3":20}' style="border-right:1px solid #000000;overflow:hidden;padding:0px 3px 0px 3px;vertical-align:bottom;text-align:center;">20</td> </tr> <tr style="height:20px;"> <td style="border-left:1px solid #000000;overflow:hidden;padding:0px 3px 0px 3px;vertical-align:bottom;font-weight:bold;"></td> <td data-sheets-value='{"1":2,"2":"Double-walled"}' style="overflow:hidden;padding:0px 3px 0px 3px;vertical-align:bottom;font-weight:bold;">Double-walled</td> <td data-sheets-value='{"1":2,"2":"Opal (O/O)"}' style="border-right:1px solid #000000;overflow:hidden;padding:0px 3px 0px 3px;vertical-align:bottom;font-weight:bold;">Opal (O/O)</td> <td data-sheets-numberformat='{"1":2,"2":"0.00","3":1}' data-sheets-value='{"1":3,"3":2.9}' style="overflow:hidden;padding:0px 3px 0px 3px;vertical-align:bottom;text-align:center;">2.90</td> <td data-sheets-numberformat='{"1":2,"2":"0","3":1}' data-sheets-value='{"1":3,"3":69}' style="overflow:hidden;padding:0px 3px 0px 3px;vertical-align:bottom;text-align:center;">69</td> <td data-sheets-numberformat='{"1":2,"2":"0","3":1}' data-sheets-value='{"1":3,"3":58}' style="overflow:hidden;padding:0px 3px 0px 3px;vertical-align:bottom;text-align:center;">58</td> <td data-sheets-numberformat='{"1":2,"2":"0","3":1}' data-sheets-value='{"1":3,"3":20}' style="border-right:1px solid #000000;overflow:hidden;padding:0px 3px 0px 3px;vertical-align:bottom;text-align:center;">20</td> </tr> <tr style="height:20px;"> <td style="border-left:1px solid #000000;overflow:hidden;padding:0px 3px 0px 3px;vertical-align:bottom;font-weight:bold;"></td> <td data-sheets-value='{"1":2,"2":"Triple-walled"}' style="overflow:hidden;padding:0px 3px 0px 3px;vertical-align:bottom;font-weight:bold;">Triple-walled</td> <td data-sheets-value='{"1":2,"2":"Clear (H/H/H)"}' style="border-right:1px solid #000000;overflow:hidden;padding:0px 3px 0px 3px;vertical-align:bottom;font-weight:bold;">Clear (H/H/H)</td> <td data-sheets-numberformat='{"1":2,"2":"0.00","3":1}' data-sheets-value='{"1":3,"3":1.7}' style="overflow:hidden;padding:0px 3px 0px 3px;vertical-align:bottom;text-align:center;">1.70</td> <td data-sheets-numberformat='{"1":2,"2":"0","3":1}' data-sheets-value='{"1":3,"3":73}' style="overflow:hidden;padding:0px 3px 0px 3px;vertical-align:bottom;text-align:center;">73</td> <td data-sheets-numberformat='{"1":2,"2":"0","3":1}' data-sheets-value='{"1":3,"3":65}' style="overflow:hidden;padding:0px 3px 0px 3px;vertical-align:bottom;text-align:center;">65</td> <td data-sheets-numberformat='{"1":2,"2":"0","3":1}' data-sheets-value='{"1":3,"3":22}' style="border-right:1px solid #000000;overflow:hidden;padding:0px 3px 0px 3px;vertical-align:bottom;text-align:center;">22</td> </tr> <tr style="height:20px;"> <td style="border-left:1px solid #000000;overflow:hidden;padding:0px 3px 0px 3px;vertical-align:bottom;font-weight:bold;"></td> <td data-sheets-value='{"1":2,"2":"Triple-walled"}' style="overflow:hidden;padding:0px 3px 0px 3px;vertical-align:bottom;font-weight:bold;">Triple-walled</td> <td data-sheets-value='{"1":2,"2":"Opal (O/H/O)"}' style="border-right:1px solid #000000;overflow:hidden;padding:0px 3px 0px 3px;vertical-align:bottom;font-weight:bold;">Opal (O/H/O)</td> <td data-sheets-numberformat='{"1":2,"2":"0.00","3":1}' data-sheets-value='{"1":3,"3":1.7}' style="overflow:hidden;padding:0px 3px 0px 3px;vertical-align:bottom;text-align:center;">1.70</td> <td data-sheets-numberformat='{"1":2,"2":"0","3":1}' data-sheets-value='{"1":3,"3":62}' style="overflow:hidden;padding:0px 3px 0px 3px;vertical-align:bottom;text-align:center;">62</td> <td data-sheets-numberformat='{"1":2,"2":"0","3":1}' data-sheets-value='{"1":3,"3":51}' style="overflow:hidden;padding:0px 3px 0px 3px;vertical-align:bottom;text-align:center;">51</td> <td data-sheets-numberformat='{"1":2,"2":"0","3":1}' data-sheets-value='{"1":3,"3":22}' style="border-right:1px solid #000000;overflow:hidden;padding:0px 3px 0px 3px;vertical-align:bottom;text-align:center;">22</td> </tr> <tr style="height:20px;"> <td style="border-left:1px solid #000000;overflow:hidden;padding:0px 3px 0px 3px;vertical-align:bottom;font-weight:bold;"></td> <td data-sheets-value='{"1":2,"2":"Four-walled"}' style="overflow:hidden;padding:0px 3px 0px 3px;vertical-align:bottom;font-weight:bold;">Four-walled</td> <td data-sheets-value='{"1":2,"2":"Clear (H/H/H/H)"}' style="border-right:1px solid #000000;overflow:hidden;padding:0px 3px 0px 3px;vertical-align:bottom;font-weight:bold;">Clear (H/H/H/H)</td> <td data-sheets-numberformat='{"1":2,"2":"0.00","3":1}' data-sheets-value='{"1":3,"3":1.28}' style="overflow:hidden;padding:0px 3px 0px 3px;vertical-align:bottom;text-align:center;">1.28</td> <td data-sheets-numberformat='{"1":2,"2":"0","3":1}' data-sheets-value='{"1":3,"3":64}' style="overflow:hidden;padding:0px 3px 0px 3px;vertical-align:bottom;text-align:center;">64</td> <td data-sheets-numberformat='{"1":2,"2":"0","3":1}' data-sheets-value='{"1":3,"3":54}' style="overflow:hidden;padding:0px 3px 0px 3px;vertical-align:bottom;text-align:center;">54</td> <td data-sheets-numberformat='{"1":2,"2":"0","3":1}' data-sheets-value='{"1":3,"3":23}' style="border-right:1px solid #000000;overflow:hidden;padding:0px 3px 0px 3px;vertical-align:bottom;text-align:center;">23</td> </tr> <tr style="height:20px;"> <td style="border-bottom:1px solid #000000;border-left:1px solid #000000;overflow:hidden;padding:0px 3px 0px 3px;vertical-align:bottom;"></td> <td data-sheets-value='{"1":2,"2":"Four-walled"}' style="border-bottom:1px solid #000000;overflow:hidden;padding:0px 3px 0px 3px;vertical-align:bottom;font-weight:bold;">Four-walled</td> <td data-sheets-value='{"1":2,"2":"Opal (H/H/O/H)"}' style="border-right:1px solid #000000;border-bottom:1px solid #000000;overflow:hidden;padding:0px 3px 0px 3px;vertical-align:bottom;font-weight:bold;">Opal (H/H/O/H)</td> <td data-sheets-numberformat='{"1":2,"2":"0.00","3":1}' data-sheets-value='{"1":3,"3":1.28}' style="border-bottom:1px solid #000000;overflow:hidden;padding:0px 3px 0px 3px;vertical-align:bottom;text-align:center;">1.28</td> <td data-sheets-numberformat='{"1":2,"2":"0","3":1}' data-sheets-value='{"1":3,"3":59}' style="border-bottom:1px solid #000000;overflow:hidden;padding:0px 3px 0px 3px;vertical-align:bottom;text-align:center;">59</td> <td data-sheets-numberformat='{"1":2,"2":"0","3":1}' data-sheets-value='{"1":3,"3":48}' style="border-bottom:1px solid #000000;overflow:hidden;padding:0px 3px 0px 3px;vertical-align:bottom;text-align:center;">48</td> <td data-sheets-numberformat='{"1":2,"2":"0","3":1}' data-sheets-value='{"1":3,"3":23}' style="border-right:1px solid #000000;border-bottom:1px solid #000000;overflow:hidden;padding:0px 3px 0px 3px;vertical-align:bottom;text-align:center;">23</td> </tr> <tr style="height:20px;"> <td data-sheets-value='{"1":2,"2":"Polycarbonate "}' style="border-left:1px solid #000000;overflow:hidden;padding:0px 3px 0px 3px;vertical-align:bottom;font-weight:bold;">Polycarbonate </td> <td data-sheets-value='{"1":2,"2":"Single-walled"}' style="overflow:hidden;padding:0px 3px 0px 3px;vertical-align:bottom;font-weight:bold;">Single-walled</td> <td data-sheets-value='{"1":2,"2":"Clear (A)"}' style="border-right:1px solid #000000;overflow:hidden;padding:0px 3px 0px 3px;vertical-align:bottom;font-weight:bold;">Clear (A)</td> <td data-sheets-numberformat='{"1":2,"2":"0.00","3":1}' data-sheets-value='{"1":3,"3":5.17}' style="overflow:hidden;padding:0px 3px 0px 3px;vertical-align:bottom;text-align:center;">5.17</td> <td data-sheets-numberformat='{"1":2,"2":"0","3":1}' data-sheets-value='{"1":3,"3":88}' style="overflow:hidden;padding:0px 3px 0px 3px;vertical-align:bottom;text-align:center;">88</td> <td data-sheets-numberformat='{"1":2,"2":"0","3":1}' data-sheets-value='{"1":3,"3":83}' style="overflow:hidden;padding:0px 3px 0px 3px;vertical-align:bottom;text-align:center;">83</td> <td data-sheets-numberformat='{"1":2,"2":"0","3":1}' data-sheets-value='{"1":2,"2":"-"}' style="border-right:1px solid #000000;overflow:hidden;padding:0px 3px 0px 3px;vertical-align:bottom;text-align:center;">-</td> </tr> <tr style="height:20px;"> <td data-sheets-value='{"1":2,"2":"PC"}' style="border-left:1px solid #000000;overflow:hidden;padding:0px 3px 0px 3px;vertical-align:bottom;font-weight:bold;">PC</td> <td data-sheets-value='{"1":2,"2":"Single-walled"}' style="overflow:hidden;padding:0px 3px 0px 3px;vertical-align:bottom;font-weight:bold;">Single-walled</td> <td data-sheets-value='{"1":2,"2":"Opal (D)"}' style="border-right:1px solid #000000;overflow:hidden;padding:0px 3px 0px 3px;vertical-align:bottom;font-weight:bold;">Opal (D)</td> <td data-sheets-numberformat='{"1":2,"2":"0.00","3":1}' data-sheets-value='{"1":3,"3":5.17}' style="overflow:hidden;padding:0px 3px 0px 3px;vertical-align:bottom;text-align:center;">5.17</td> <td data-sheets-numberformat='{"1":2,"2":"0","3":1}' data-sheets-value='{"1":3,"3":58}' style="overflow:hidden;padding:0px 3px 0px 3px;vertical-align:bottom;text-align:center;">58</td> <td data-sheets-numberformat='{"1":2,"2":"0","3":1}' data-sheets-value='{"1":3,"3":60}' style="overflow:hidden;padding:0px 3px 0px 3px;vertical-align:bottom;text-align:center;">60</td> <td data-sheets-numberformat='{"1":2,"2":"0","3":1}' data-sheets-value='{"1":2,"2":"-"}' style="border-right:1px solid #000000;overflow:hidden;padding:0px 3px 0px 3px;vertical-align:bottom;text-align:center;">-</td> </tr> <tr style="height:20px;"> <td style="border-left:1px solid #000000;overflow:hidden;padding:0px 3px 0px 3px;vertical-align:bottom;font-weight:bold;"></td> <td data-sheets-value='{"1":2,"2":"Double-walled"}' style="overflow:hidden;padding:0px 3px 0px 3px;vertical-align:bottom;font-weight:bold;">Double-walled</td> <td data-sheets-value='{"1":2,"2":"Clear (A/H)"}' style="border-right:1px solid #000000;overflow:hidden;padding:0px 3px 0px 3px;vertical-align:bottom;font-weight:bold;">Clear (A/H)</td> <td data-sheets-numberformat='{"1":2,"2":"0.00","3":1}' data-sheets-value='{"1":3,"3":2.9}' style="overflow:hidden;padding:0px 3px 0px 3px;vertical-align:bottom;text-align:center;">2.90</td> <td data-sheets-numberformat='{"1":2,"2":"0","3":1}' data-sheets-value='{"1":3,"3":79}' style="overflow:hidden;padding:0px 3px 0px 3px;vertical-align:bottom;text-align:center;">79</td> <td data-sheets-numberformat='{"1":2,"2":"0","3":1}' data-sheets-value='{"1":3,"3":72}' style="overflow:hidden;padding:0px 3px 0px 3px;vertical-align:bottom;text-align:center;">72</td> <td data-sheets-numberformat='{"1":2,"2":"0","3":1}' data-sheets-value='{"1":3,"3":20}' style="border-right:1px solid #000000;overflow:hidden;padding:0px 3px 0px 3px;vertical-align:bottom;text-align:center;">20</td> </tr> <tr style="height:20px;"> <td style="border-left:1px solid #000000;overflow:hidden;padding:0px 3px 0px 3px;vertical-align:bottom;font-weight:bold;"></td> <td data-sheets-value='{"1":2,"2":"Double-walled"}' style="overflow:hidden;padding:0px 3px 0px 3px;vertical-align:bottom;font-weight:bold;">Double-walled</td> <td data-sheets-value='{"1":2,"2":"Clear (A/A)"}' style="border-right:1px solid #000000;overflow:hidden;padding:0px 3px 0px 3px;vertical-align:bottom;font-weight:bold;">Clear (A/A)</td> <td data-sheets-numberformat='{"1":2,"2":"0.00","3":1}' data-sheets-value='{"1":3,"3":2.9}' style="overflow:hidden;padding:0px 3px 0px 3px;vertical-align:bottom;text-align:center;">2.90</td> <td data-sheets-numberformat='{"1":2,"2":"0","3":1}' data-sheets-value='{"1":3,"3":77}' style="overflow:hidden;padding:0px 3px 0px 3px;vertical-align:bottom;text-align:center;">77</td> <td data-sheets-numberformat='{"1":2,"2":"0","3":1}' data-sheets-value='{"1":3,"3":69}' style="overflow:hidden;padding:0px 3px 0px 3px;vertical-align:bottom;text-align:center;">69</td> <td data-sheets-numberformat='{"1":2,"2":"0","3":1}' data-sheets-value='{"1":3,"3":20}' style="border-right:1px solid #000000;overflow:hidden;padding:0px 3px 0px 3px;vertical-align:bottom;text-align:center;">20</td> </tr> <tr style="height:20px;"> <td style="border-left:1px solid #000000;overflow:hidden;padding:0px 3px 0px 3px;vertical-align:bottom;font-weight:bold;"></td> <td data-sheets-value='{"1":2,"2":"Double-walled"}' style="overflow:hidden;padding:0px 3px 0px 3px;vertical-align:bottom;font-weight:bold;">Double-walled</td> <td data-sheets-value='{"1":2,"2":"Opal (A/O)"}' style="border-right:1px solid #000000;overflow:hidden;padding:0px 3px 0px 3px;vertical-align:bottom;font-weight:bold;">Opal (A/O)</td> <td data-sheets-numberformat='{"1":2,"2":"0.00","3":1}' data-sheets-value='{"1":3,"3":2.9}' style="overflow:hidden;padding:0px 3px 0px 3px;vertical-align:bottom;text-align:center;">2.90</td> <td data-sheets-numberformat='{"1":2,"2":"0","3":1}' data-sheets-value='{"1":3,"3":73}' style="overflow:hidden;padding:0px 3px 0px 3px;vertical-align:bottom;text-align:center;">73</td> <td data-sheets-numberformat='{"1":2,"2":"0","3":1}' data-sheets-value='{"1":3,"3":63}' style="overflow:hidden;padding:0px 3px 0px 3px;vertical-align:bottom;text-align:center;">63</td> <td data-sheets-numberformat='{"1":2,"2":"0","3":1}' data-sheets-value='{"1":3,"3":20}' style="border-right:1px solid #000000;overflow:hidden;padding:0px 3px 0px 3px;vertical-align:bottom;text-align:center;">20</td> </tr> <tr style="height:20px;"> <td style="border-left:1px solid #000000;overflow:hidden;padding:0px 3px 0px 3px;vertical-align:bottom;font-weight:bold;"></td> <td data-sheets-value='{"1":2,"2":"Double-walled"}' style="overflow:hidden;padding:0px 3px 0px 3px;vertical-align:bottom;font-weight:bold;">Double-walled</td> <td data-sheets-value='{"1":2,"2":"Opal (A/D)"}' style="border-right:1px solid #000000;overflow:hidden;padding:0px 3px 0px 3px;vertical-align:bottom;font-weight:bold;">Opal (A/D)</td> <td data-sheets-numberformat='{"1":2,"2":"0.00","3":1}' data-sheets-value='{"1":3,"3":2.9}' style="overflow:hidden;padding:0px 3px 0px 3px;vertical-align:bottom;text-align:center;">2.90</td> <td data-sheets-numberformat='{"1":2,"2":"0","3":1}' data-sheets-value='{"1":3,"3":51}' style="overflow:hidden;padding:0px 3px 0px 3px;vertical-align:bottom;text-align:center;">51</td> <td data-sheets-numberformat='{"1":2,"2":"0","3":1}' data-sheets-value='{"1":3,"3":50}' style="overflow:hidden;padding:0px 3px 0px 3px;vertical-align:bottom;text-align:center;">50</td> <td data-sheets-numberformat='{"1":2,"2":"0","3":1}' data-sheets-value='{"1":3,"3":20}' style="border-right:1px solid #000000;overflow:hidden;padding:0px 3px 0px 3px;vertical-align:bottom;text-align:center;">20</td> </tr> <tr style="height:20px;"> <td style="border-left:1px solid #000000;overflow:hidden;padding:0px 3px 0px 3px;vertical-align:bottom;font-weight:bold;"></td> <td data-sheets-value='{"1":2,"2":"Triple-walled"}' style="overflow:hidden;padding:0px 3px 0px 3px;vertical-align:bottom;font-weight:bold;">Triple-walled</td> <td data-sheets-value='{"1":2,"2":"Clear (A/H/H)"}' style="border-right:1px solid #000000;overflow:hidden;padding:0px 3px 0px 3px;vertical-align:bottom;font-weight:bold;">Clear (A/H/H)</td> <td data-sheets-numberformat='{"1":2,"2":"0.00","3":1}' data-sheets-value='{"1":3,"3":1.7}' style="overflow:hidden;padding:0px 3px 0px 3px;vertical-align:bottom;text-align:center;">1.70</td> <td data-sheets-numberformat='{"1":2,"2":"0","3":1}' data-sheets-value='{"1":3,"3":71}' style="overflow:hidden;padding:0px 3px 0px 3px;vertical-align:bottom;text-align:center;">71</td> <td data-sheets-numberformat='{"1":2,"2":"0","3":1}' data-sheets-value='{"1":3,"3":63}' style="overflow:hidden;padding:0px 3px 0px 3px;vertical-align:bottom;text-align:center;">63</td> <td data-sheets-numberformat='{"1":2,"2":"0","3":1}' data-sheets-value='{"1":3,"3":22}' style="border-right:1px solid #000000;overflow:hidden;padding:0px 3px 0px 3px;vertical-align:bottom;text-align:center;">22</td> </tr> <tr style="height:20px;"> <td style="border-left:1px solid #000000;overflow:hidden;padding:0px 3px 0px 3px;vertical-align:bottom;font-weight:bold;"></td> <td data-sheets-value='{"1":2,"2":"Triple-walled"}' style="overflow:hidden;padding:0px 3px 0px 3px;vertical-align:bottom;font-weight:bold;">Triple-walled</td> <td data-sheets-value='{"1":2,"2":"Opal (A/O/O)"}' style="border-right:1px solid #000000;overflow:hidden;padding:0px 3px 0px 3px;vertical-align:bottom;font-weight:bold;">Opal (A/O/O)</td> <td data-sheets-numberformat='{"1":2,"2":"0.00","3":1}' data-sheets-value='{"1":3,"3":1.7}' style="overflow:hidden;padding:0px 3px 0px 3px;vertical-align:bottom;text-align:center;">1.70</td> <td data-sheets-numberformat='{"1":2,"2":"0","3":1}' data-sheets-value='{"1":3,"3":61}' style="overflow:hidden;padding:0px 3px 0px 3px;vertical-align:bottom;text-align:center;">61</td> <td data-sheets-numberformat='{"1":2,"2":"0","3":1}' data-sheets-value='{"1":3,"3":48}' style="overflow:hidden;padding:0px 3px 0px 3px;vertical-align:bottom;text-align:center;">48</td> <td data-sheets-numberformat='{"1":2,"2":"0","3":1}' data-sheets-value='{"1":3,"3":22}' style="border-right:1px solid #000000;overflow:hidden;padding:0px 3px 0px 3px;vertical-align:bottom;text-align:center;">22</td> </tr> <tr style="height:20px;"> <td style="border-left:1px solid #000000;overflow:hidden;padding:0px 3px 0px 3px;vertical-align:bottom;font-weight:bold;"></td> <td data-sheets-value='{"1":2,"2":"Four-walled"}' style="overflow:hidden;padding:0px 3px 0px 3px;vertical-align:bottom;font-weight:bold;">Four-walled</td> <td data-sheets-value='{"1":2,"2":"Clear (A/H/H/H)"}' style="border-right:1px solid #000000;overflow:hidden;padding:0px 3px 0px 3px;vertical-align:bottom;font-weight:bold;">Clear (A/H/H/H)</td> <td data-sheets-numberformat='{"1":2,"2":"0.00","3":1}' data-sheets-value='{"1":3,"3":1.28}' style="overflow:hidden;padding:0px 3px 0px 3px;vertical-align:bottom;text-align:center;">1.28</td> <td data-sheets-numberformat='{"1":2,"2":"0","3":1}' data-sheets-value='{"1":3,"3":64}' style="overflow:hidden;padding:0px 3px 0px 3px;vertical-align:bottom;text-align:center;">64</td> <td data-sheets-numberformat='{"1":2,"2":"0","3":1}' data-sheets-value='{"1":3,"3":52}' style="overflow:hidden;padding:0px 3px 0px 3px;vertical-align:bottom;text-align:center;">52</td> <td data-sheets-numberformat='{"1":2,"2":"0","3":1}' data-sheets-value='{"1":3,"3":23}' style="border-right:1px solid #000000;overflow:hidden;padding:0px 3px 0px 3px;vertical-align:bottom;text-align:center;">23</td> </tr> <tr style="height:20px;"> <td style="border-bottom:1px solid #000000;border-left:1px solid #000000;overflow:hidden;padding:0px 3px 0px 3px;vertical-align:bottom;"></td> <td data-sheets-value='{"1":2,"2":"Four-walled"}' style="border-bottom:1px solid #000000;overflow:hidden;padding:0px 3px 0px 3px;vertical-align:bottom;font-weight:bold;">Four-walled</td> <td data-sheets-value='{"1":2,"2":"Opal (A/H/O/H)"}' style="border-right:1px solid #000000;border-bottom:1px solid #000000;overflow:hidden;padding:0px 3px 0px 3px;vertical-align:bottom;font-weight:bold;">Opal (A/H/O/H)</td> <td data-sheets-numberformat='{"1":2,"2":"0.00","3":1}' data-sheets-value='{"1":3,"3":1.28}' style="border-bottom:1px solid #000000;overflow:hidden;padding:0px 3px 0px 3px;vertical-align:bottom;text-align:center;">1.28</td> <td data-sheets-numberformat='{"1":2,"2":"0","3":1}' data-sheets-value='{"1":3,"3":59}' style="border-bottom:1px solid #000000;overflow:hidden;padding:0px 3px 0px 3px;vertical-align:bottom;text-align:center;">59</td> <td data-sheets-numberformat='{"1":2,"2":"0","3":1}' data-sheets-value='{"1":3,"3":46}' style="border-bottom:1px solid #000000;overflow:hidden;padding:0px 3px 0px 3px;vertical-align:bottom;text-align:center;">46</td> <td data-sheets-numberformat='{"1":2,"2":"0","3":1}' data-sheets-value='{"1":3,"3":23}' style="border-right:1px solid #000000;border-bottom:1px solid #000000;overflow:hidden;padding:0px 3px 0px 3px;vertical-align:bottom;text-align:center;">23</td> </tr> <tr style="height:20px;"> <td data-sheets-value='{"1":2,"2":"Polycarbonate"}' style="border-left:1px solid #000000;overflow:hidden;padding:0px 3px 0px 3px;vertical-align:bottom;font-weight:bold;">Polycarbonate</td> <td data-sheets-value='{"1":2,"2":"Single-walled"}' style="overflow:hidden;padding:0px 3px 0px 3px;vertical-align:bottom;font-weight:bold;">Single-walled</td> <td data-sheets-value='{"1":2,"2":"Heatstop Opal (T)"}' style="border-right:1px solid #000000;overflow:hidden;padding:0px 3px 0px 3px;vertical-align:bottom;font-weight:bold;">Heatstop Opal (T)</td> <td data-sheets-numberformat='{"1":2,"2":"0.00","3":1}' data-sheets-value='{"1":3,"3":5.17}' style="overflow:hidden;padding:0px 3px 0px 3px;vertical-align:bottom;text-align:center;">5.17</td> <td data-sheets-numberformat='{"1":2,"2":"0","3":1}' data-sheets-value='{"1":3,"3":49}' style="overflow:hidden;padding:0px 3px 0px 3px;vertical-align:bottom;text-align:center;">49</td> <td data-sheets-numberformat='{"1":2,"2":"0","3":1}' data-sheets-value='{"1":3,"3":59}' style="overflow:hidden;padding:0px 3px 0px 3px;vertical-align:bottom;text-align:center;">59</td> <td data-sheets-numberformat='{"1":2,"2":"0","3":1}' data-sheets-value='{"1":2,"2":"-"}' style="border-right:1px solid #000000;overflow:hidden;padding:0px 3px 0px 3px;vertical-align:bottom;text-align:center;">-</td> </tr> <tr style="height:20px;"> <td data-sheets-value='{"1":2,"2":"Heatstop PC"}' style="border-left:1px solid #000000;overflow:hidden;padding:0px 3px 0px 3px;vertical-align:bottom;font-weight:bold;">Heatstop PC</td> <td data-sheets-value='{"1":2,"2":"Double-walled"}' style="overflow:hidden;padding:0px 3px 0px 3px;vertical-align:bottom;font-weight:bold;">Double-walled</td> <td data-sheets-value='{"1":2,"2":"Clear (T/H)"}' style="border-right:1px solid #000000;overflow:hidden;padding:0px 3px 0px 3px;vertical-align:bottom;font-weight:bold;">Clear (T/H)</td> <td data-sheets-numberformat='{"1":2,"2":"0.00","3":1}' data-sheets-value='{"1":3,"3":2.9}' style="overflow:hidden;padding:0px 3px 0px 3px;vertical-align:bottom;text-align:center;">2.90</td> <td data-sheets-numberformat='{"1":2,"2":"0","3":1}' data-sheets-value='{"1":3,"3":44}' style="overflow:hidden;padding:0px 3px 0px 3px;vertical-align:bottom;text-align:center;">44</td> <td data-sheets-numberformat='{"1":2,"2":"0","3":1}' data-sheets-value='{"1":3,"3":51}' style="overflow:hidden;padding:0px 3px 0px 3px;vertical-align:bottom;text-align:center;">51</td> <td data-sheets-numberformat='{"1":2,"2":"0","3":1}' data-sheets-value='{"1":3,"3":20}' style="border-right:1px solid #000000;overflow:hidden;padding:0px 3px 0px 3px;vertical-align:bottom;text-align:center;">20</td> </tr> <tr style="height:20px;"> <td style="border-left:1px solid #000000;overflow:hidden;padding:0px 3px 0px 3px;vertical-align:bottom;font-weight:bold;"></td> <td data-sheets-value='{"1":2,"2":"Double-walled"}' style="overflow:hidden;padding:0px 3px 0px 3px;vertical-align:bottom;font-weight:bold;">Double-walled</td> <td data-sheets-value='{"1":2,"2":"Opal (T/O)"}' style="border-right:1px solid #000000;overflow:hidden;padding:0px 3px 0px 3px;vertical-align:bottom;font-weight:bold;">Opal (T/O)</td> <td data-sheets-numberformat='{"1":2,"2":"0.00","3":1}' data-sheets-value='{"1":3,"3":2.9}' style="overflow:hidden;padding:0px 3px 0px 3px;vertical-align:bottom;text-align:center;">2.90</td> <td data-sheets-numberformat='{"1":2,"2":"0","3":1}' data-sheets-value='{"1":3,"3":41}' style="overflow:hidden;padding:0px 3px 0px 3px;vertical-align:bottom;text-align:center;">41</td> <td data-sheets-numberformat='{"1":2,"2":"0","3":1}' data-sheets-value='{"1":3,"3":45}' style="overflow:hidden;padding:0px 3px 0px 3px;vertical-align:bottom;text-align:center;">45</td> <td data-sheets-numberformat='{"1":2,"2":"0","3":1}' data-sheets-value='{"1":3,"3":20}' style="border-right:1px solid #000000;overflow:hidden;padding:0px 3px 0px 3px;vertical-align:bottom;text-align:center;">20</td> </tr> <tr style="height:20px;"> <td style="border-left:1px solid #000000;overflow:hidden;padding:0px 3px 0px 3px;vertical-align:bottom;font-weight:bold;"></td> <td data-sheets-value='{"1":2,"2":"Triple-walled"}' style="overflow:hidden; | skylux-160-ce-met-koepel-en-pvc-opstand-30-20-met-lm-motor-en-windvang-1600-x-2500-mm | 8586041524557 | 46872375591245
Smoke and heat exhaust (SHEV) | SHE system | Skylux | Skylux 160° CE with skylight and PVC curb 30/20 with double LM-actuator and spoiler 1600 x 2800 mm |  | 33533 | 5412970335337 | 9825.2 | Yes | 30-45 | 179.98 | 1600 x 2800 mm | 2800 | 1600 |  | PVC 30/20 (30 cm high & roof opening = 20 cm larger than daylight size) | Rectangular | 5.17 W/m²K - 1.28 W/m²K | 87% - 32% | 90% - 32% | 20dB - 23dB | 160° CE (for industry) | skylight | with spoiler | E | Double actuator | Maximum four-walled skylight possible for this product | Ut-value LT-value g-value Rw-value EN 1873 : 2014 EN ISO 13468 EN 16153 EN 410 EN 410 EN ISO 140-3 Material Walls Shells (W/m²K) (%) (%) (dB) Acrylic Single-walled Clear (H) 5.17 90 87 - PMMA Single-walled Opal (O) 5.17 83 76 - Double-walled Clear (H/H) 2.90 81 75 20 Double-walled Opal (O/O) 2.90 69 58 20 Triple-walled Clear (H/H/H) 1.70 73 65 22 Triple-walled Opal (O/H/O) 1.70 62 51 22 Four-walled Clear (H/H/H/H) 1.28 64 54 23 Four-walled Opal (H/H/O/H) 1.28 59 48 23 Polycarbonate Single-walled Clear (A) 5.17 88 83 - PC Single-walled Opal (D) 5.17 58 60 - Double-walled Clear (A/H) 2.90 79 72 20 Double-walled Clear (A/A) 2.90 77 69 20 Double-walled Opal (A/O) 2.90 73 63 20 Double-walled Opal (A/D) 2.90 51 50 20 Triple-walled Clear (A/H/H) 1.70 71 63 22 Triple-walled Opal (A/O/O) 1.70 61 48 22 Four-walled Clear (A/H/H/H) 1.28 64 52 23 Four-walled Opal (A/H/O/H) 1.28 59 46 23 Polycarbonate Single-walled Heatstop Opal (T) 5.17 49 59 - Heatstop PC Double-walled Clear (T/H) 2.90 44 51 20 Double-walled Opal (T/O) 2.90 41 45 20 Triple-walled Clear (T/H/H) 1.70 40 <td data-sheets-numberformat='{"1":2,"2":"0","3":1}' data-sheets-value='{"1":3,"3":44}' style="overflow:hidden;paddin | https://skylux.eu/en/products/skylux-160-ce-met-koepel-en-pvc-opstand-30-20-met-lm-motor-en-windvang-1600-x-2800-mm | https://skylux.eu/cdn/shop/files/Skylux-160deg-CE-met-koepel-en-pvc-opstand-3020-met-dubbele-LM-motor-en-windvang-1600-x-2800-mm-RWA-systeem.jpg?v=1702981632&width=1600 | https://skylux.eu/cdn/shop/files/e5a82811-1bb0-48e4-a776-cacb59c7c092_0c1a9171-8fad-41b6-9782-c0c20fdbcf66.jpg?v=1688551423&width=1600 | //skylux.eu/cdn/shop/files/E_MH_Mounting_instructions_Skylux_160_CE_LM.pdf?v=12406716259046007223 | //skylux.eu/cdn/shop/files/E_TD_Technical_File_Skylux_Skylux_160_CE_Electric.pdf?v=3667116872303399239 | <style type="text/css" id="isPasted"> <!--td { border: 1px solid #cccccc; } br { mso-data-placement: same-cell; } --> </style> <table border="1" cellpadding="0" cellspacing="0" dir="ltr" style="table-layout:fixed;font-size:10pt;font-family:Arial;border-collapse:collapse;border:none;"><tbody> <tr style="height:20px;"> <td style="overflow:hidden;padding:0px 3px 0px 3px;vertical-align:bottom;"></td> <td style="overflow:hidden;padding:0px 3px 0px 3px;vertical-align:bottom;"></td> <td style="overflow:hidden;padding:0px 3px 0px 3px;vertical-align:bottom;"></td> <td data-sheets-value='{"1":2,"2":"Ut-value"}' style="overflow:hidden;padding:0px 3px 0px 3px;vertical-align:bottom;font-weight:bold;text-align:center;">Ut-value</td> <td data-sheets-value='{"1":2,"2":"LT-value"}' style="overflow:hidden;padding:0px 3px 0px 3px;vertical-align:bottom;font-weight:bold;text-align:center;">LT-value</td> <td data-sheets-value='{"1":2,"2":"g-value"}' style="overflow:hidden;padding:0px 3px 0px 3px;vertical-align:bottom;font-weight:bold;text-align:center;">g-value</td> <td data-sheets-value='{"1":2,"2":"Rw-value "}' style="overflow:hidden;padding:0px 3px 0px 3px;vertical-align:bottom;font-weight:bold;text-align:center;">Rw-value </td> </tr> <tr style="height:20px;"> <td style="overflow:hidden;padding:0px 3px 0px 3px;vertical-align:bottom;"></td> <td style="overflow:hidden;padding:0px 3px 0px 3px;vertical-align:bottom;"></td> <td style="overflow:hidden;padding:0px 3px 0px 3px;vertical-align:bottom;"></td> <td data-sheets-numberformat='{"1":2,"2":"0.00","3":1}' data-sheets-value='{"1":2,"2":"EN 1873 : 2014"}' style="overflow:hidden;padding:0px 3px 0px 3px;vertical-align:bottom;text-align:center;">EN 1873 : 2014</td> <td data-sheets-numberformat='{"1":2,"2":"0","3":1}' data-sheets-value='{"1":2,"2":"EN ISO 13468 EN 16153 EN 410"}' style="overflow:hidden;padding:0px 3px 0px 3px;vertical-align:bottom;text-align:center;">EN ISO 13468 EN 16153 EN 410</td> <td data-sheets-numberformat='{"1":2,"2":"0","3":1}' data-sheets-value='{"1":2,"2":"EN 410"}' style="overflow:hidden;padding:0px 3px 0px 3px;vertical-align:bottom;text-align:center;">EN 410</td> <td data-sheets-value='{"1":2,"2":"EN ISO 140-3\t\t"}' style="overflow:hidden;padding:0px 3px 0px 3px;vertical-align:bottom;text-align:center;">EN ISO 140-3 </td> </tr> <tr style="height:20px;"> <td data-sheets-value='{"1":2,"2":"Material"}' style="border-bottom:1px solid #000000;overflow:hidden;padding:0px 3px 0px 3px;vertical-align:bottom;background-color:#000000;font-weight:bold;color:#ffffff;">Material</td> <td data-sheets-value='{"1":2,"2":"Walls"}' style="border-bottom:1px solid #000000;overflow:hidden;padding:0px 3px 0px 3px;vertical-align:bottom;background-color:#000000;font-weight:bold;color:#ffffff;">Walls</td> <td data-sheets-value='{"1":2,"2":"Shells"}' style="border-bottom:1px solid #000000;overflow:hidden;padding:0px 3px 0px 3px;vertical-align:bottom;background-color:#000000;font-weight:bold;color:#ffffff;">Shells</td> <td data-sheets-numberformat='{"1":2,"2":"0.00","3":1}' data-sheets-value='{"1":2,"2":"(W/m²K)\t"}' style="border-bottom:1px solid #000000;overflow:hidden;padding:0px 3px 0px 3px;vertical-align:bottom;background-color:#000000;font-weight:bold;color:#ffffff;text-align:center;">(W/m²K) </td> <td data-sheets-numberformat='{"1":2,"2":"0","3":1}' data-sheets-value='{"1":2,"2":"(%)"}' style="border-bottom:1px solid #000000;overflow:hidden;padding:0px 3px 0px 3px;vertical-align:bottom;background-color:#000000;font-weight:bold;color:#ffffff;text-align:center;">(%)</td> <td data-sheets-numberformat='{"1":2,"2":"0","3":1}' data-sheets-value='{"1":2,"2":"(%)"}' style="border-bottom:1px solid #000000;overflow:hidden;padding:0px 3px 0px 3px;vertical-align:bottom;background-color:#000000;font-weight:bold;color:#ffffff;text-align:center;">(%)</td> <td data-sheets-value='{"1":2,"2":"(dB)"}' style="border-bottom:1px solid #000000;overflow:hidden;padding:0px 3px 0px 3px;vertical-align:bottom;background-color:#000000;font-weight:bold;color:#ffffff;text-align:center;">(dB)</td> </tr> <tr style="height:20px;"> <td data-sheets-value='{"1":2,"2":"Acrylic"}' style="border-left:1px solid #000000;overflow:hidden;padding:0px 3px 0px 3px;vertical-align:bottom;font-weight:bold;">Acrylic</td> <td data-sheets-value='{"1":2,"2":"Single-walled"}' style="overflow:hidden;padding:0px 3px 0px 3px;vertical-align:bottom;font-weight:bold;">Single-walled</td> <td data-sheets-value='{"1":2,"2":"Clear (H)"}' style="border-right:1px solid #000000;overflow:hidden;padding:0px 3px 0px 3px;vertical-align:bottom;font-weight:bold;">Clear (H)</td> <td data-sheets-numberformat='{"1":2,"2":"0.00","3":1}' data-sheets-value='{"1":3,"3":5.17}' style="overflow:hidden;padding:0px 3px 0px 3px;vertical-align:bottom;text-align:center;">5.17</td> <td data-sheets-numberformat='{"1":2,"2":"0","3":1}' data-sheets-value='{"1":3,"3":90}' style="overflow:hidden;padding:0px 3px 0px 3px;vertical-align:bottom;text-align:center;">90</td> <td data-sheets-numberformat='{"1":2,"2":"0","3":1}' data-sheets-value='{"1":3,"3":87}' style="overflow:hidden;padding:0px 3px 0px 3px;vertical-align:bottom;text-align:center;">87</td> <td data-sheets-numberformat='{"1":2,"2":"0","3":1}' data-sheets-value='{"1":2,"2":"-"}' style="border-right:1px solid #000000;overflow:hidden;padding:0px 3px 0px 3px;vertical-align:bottom;text-align:center;">-</td> </tr> <tr style="height:20px;"> <td data-sheets-value='{"1":2,"2":"PMMA"}' style="border-left:1px solid #000000;overflow:hidden;padding:0px 3px 0px 3px;vertical-align:bottom;font-weight:bold;">PMMA</td> <td data-sheets-value='{"1":2,"2":"Single-walled"}' style="overflow:hidden;padding:0px 3px 0px 3px;vertical-align:bottom;font-weight:bold;">Single-walled</td> <td data-sheets-value='{"1":2,"2":"Opal (O)"}' style="border-right:1px solid #000000;overflow:hidden;padding:0px 3px 0px 3px;vertical-align:bottom;font-weight:bold;">Opal (O)</td> <td data-sheets-numberformat='{"1":2,"2":"0.00","3":1}' data-sheets-value='{"1":3,"3":5.17}' style="overflow:hidden;padding:0px 3px 0px 3px;vertical-align:bottom;text-align:center;">5.17</td> <td data-sheets-numberformat='{"1":2,"2":"0","3":1}' data-sheets-value='{"1":3,"3":83}' style="overflow:hidden;padding:0px 3px 0px 3px;vertical-align:bottom;text-align:center;">83</td> <td data-sheets-numberformat='{"1":2,"2":"0","3":1}' data-sheets-value='{"1":3,"3":76}' style="overflow:hidden;padding:0px 3px 0px 3px;vertical-align:bottom;text-align:center;">76</td> <td data-sheets-numberformat='{"1":2,"2":"0","3":1}' data-sheets-value='{"1":2,"2":"-"}' style="border-right:1px solid #000000;overflow:hidden;padding:0px 3px 0px 3px;vertical-align:bottom;text-align:center;">-</td> </tr> <tr style="height:20px;"> <td style="border-left:1px solid #000000;overflow:hidden;padding:0px 3px 0px 3px;vertical-align:bottom;font-weight:bold;"></td> <td data-sheets-value='{"1":2,"2":"Double-walled"}' style="overflow:hidden;padding:0px 3px 0px 3px;vertical-align:bottom;font-weight:bold;">Double-walled</td> <td data-sheets-value='{"1":2,"2":"Clear (H/H)"}' style="border-right:1px solid #000000;overflow:hidden;padding:0px 3px 0px 3px;vertical-align:bottom;font-weight:bold;">Clear (H/H)</td> <td data-sheets-numberformat='{"1":2,"2":"0.00","3":1}' data-sheets-value='{"1":3,"3":2.9}' style="overflow:hidden;padding:0px 3px 0px 3px;vertical-align:bottom;text-align:center;">2.90</td> <td data-sheets-numberformat='{"1":2,"2":"0","3":1}' data-sheets-value='{"1":3,"3":81}' style="overflow:hidden;padding:0px 3px 0px 3px;vertical-align:bottom;text-align:center;">81</td> <td data-sheets-numberformat='{"1":2,"2":"0","3":1}' data-sheets-value='{"1":3,"3":75}' style="overflow:hidden;padding:0px 3px 0px 3px;vertical-align:bottom;text-align:center;">75</td> <td data-sheets-numberformat='{"1":2,"2":"0","3":1}' data-sheets-value='{"1":3,"3":20}' style="border-right:1px solid #000000;overflow:hidden;padding:0px 3px 0px 3px;vertical-align:bottom;text-align:center;">20</td> </tr> <tr style="height:20px;"> <td style="border-left:1px solid #000000;overflow:hidden;padding:0px 3px 0px 3px;vertical-align:bottom;font-weight:bold;"></td> <td data-sheets-value='{"1":2,"2":"Double-walled"}' style="overflow:hidden;padding:0px 3px 0px 3px;vertical-align:bottom;font-weight:bold;">Double-walled</td> <td data-sheets-value='{"1":2,"2":"Opal (O/O)"}' style="border-right:1px solid #000000;overflow:hidden;padding:0px 3px 0px 3px;vertical-align:bottom;font-weight:bold;">Opal (O/O)</td> <td data-sheets-numberformat='{"1":2,"2":"0.00","3":1}' data-sheets-value='{"1":3,"3":2.9}' style="overflow:hidden;padding:0px 3px 0px 3px;vertical-align:bottom;text-align:center;">2.90</td> <td data-sheets-numberformat='{"1":2,"2":"0","3":1}' data-sheets-value='{"1":3,"3":69}' style="overflow:hidden;padding:0px 3px 0px 3px;vertical-align:bottom;text-align:center;">69</td> <td data-sheets-numberformat='{"1":2,"2":"0","3":1}' data-sheets-value='{"1":3,"3":58}' style="overflow:hidden;padding:0px 3px 0px 3px;vertical-align:bottom;text-align:center;">58</td> <td data-sheets-numberformat='{"1":2,"2":"0","3":1}' data-sheets-value='{"1":3,"3":20}' style="border-right:1px solid #000000;overflow:hidden;padding:0px 3px 0px 3px;vertical-align:bottom;text-align:center;">20</td> </tr> <tr style="height:20px;"> <td style="border-left:1px solid #000000;overflow:hidden;padding:0px 3px 0px 3px;vertical-align:bottom;font-weight:bold;"></td> <td data-sheets-value='{"1":2,"2":"Triple-walled"}' style="overflow:hidden;padding:0px 3px 0px 3px;vertical-align:bottom;font-weight:bold;">Triple-walled</td> <td data-sheets-value='{"1":2,"2":"Clear (H/H/H)"}' style="border-right:1px solid #000000;overflow:hidden;padding:0px 3px 0px 3px;vertical-align:bottom;font-weight:bold;">Clear (H/H/H)</td> <td data-sheets-numberformat='{"1":2,"2":"0.00","3":1}' data-sheets-value='{"1":3,"3":1.7}' style="overflow:hidden;padding:0px 3px 0px 3px;vertical-align:bottom;text-align:center;">1.70</td> <td data-sheets-numberformat='{"1":2,"2":"0","3":1}' data-sheets-value='{"1":3,"3":73}' style="overflow:hidden;padding:0px 3px 0px 3px;vertical-align:bottom;text-align:center;">73</td> <td data-sheets-numberformat='{"1":2,"2":"0","3":1}' data-sheets-value='{"1":3,"3":65}' style="overflow:hidden;padding:0px 3px 0px 3px;vertical-align:bottom;text-align:center;">65</td> <td data-sheets-numberformat='{"1":2,"2":"0","3":1}' data-sheets-value='{"1":3,"3":22}' style="border-right:1px solid #000000;overflow:hidden;padding:0px 3px 0px 3px;vertical-align:bottom;text-align:center;">22</td> </tr> <tr style="height:20px;"> <td style="border-left:1px solid #000000;overflow:hidden;padding:0px 3px 0px 3px;vertical-align:bottom;font-weight:bold;"></td> <td data-sheets-value='{"1":2,"2":"Triple-walled"}' style="overflow:hidden;padding:0px 3px 0px 3px;vertical-align:bottom;font-weight:bold;">Triple-walled</td> <td data-sheets-value='{"1":2,"2":"Opal (O/H/O)"}' style="border-right:1px solid #000000;overflow:hidden;padding:0px 3px 0px 3px;vertical-align:bottom;font-weight:bold;">Opal (O/H/O)</td> <td data-sheets-numberformat='{"1":2,"2":"0.00","3":1}' data-sheets-value='{"1":3,"3":1.7}' style="overflow:hidden;padding:0px 3px 0px 3px;vertical-align:bottom;text-align:center;">1.70</td> <td data-sheets-numberformat='{"1":2,"2":"0","3":1}' data-sheets-value='{"1":3,"3":62}' style="overflow:hidden;padding:0px 3px 0px 3px;vertical-align:bottom;text-align:center;">62</td> <td data-sheets-numberformat='{"1":2,"2":"0","3":1}' data-sheets-value='{"1":3,"3":51}' style="overflow:hidden;padding:0px 3px 0px 3px;vertical-align:bottom;text-align:center;">51</td> <td data-sheets-numberformat='{"1":2,"2":"0","3":1}' data-sheets-value='{"1":3,"3":22}' style="border-right:1px solid #000000;overflow:hidden;padding:0px 3px 0px 3px;vertical-align:bottom;text-align:center;">22</td> </tr> <tr style="height:20px;"> <td style="border-left:1px solid #000000;overflow:hidden;padding:0px 3px 0px 3px;vertical-align:bottom;font-weight:bold;"></td> <td data-sheets-value='{"1":2,"2":"Four-walled"}' style="overflow:hidden;padding:0px 3px 0px 3px;vertical-align:bottom;font-weight:bold;">Four-walled</td> <td data-sheets-value='{"1":2,"2":"Clear (H/H/H/H)"}' style="border-right:1px solid #000000;overflow:hidden;padding:0px 3px 0px 3px;vertical-align:bottom;font-weight:bold;">Clear (H/H/H/H)</td> <td data-sheets-numberformat='{"1":2,"2":"0.00","3":1}' data-sheets-value='{"1":3,"3":1.28}' style="overflow:hidden;padding:0px 3px 0px 3px;vertical-align:bottom;text-align:center;">1.28</td> <td data-sheets-numberformat='{"1":2,"2":"0","3":1}' data-sheets-value='{"1":3,"3":64}' style="overflow:hidden;padding:0px 3px 0px 3px;vertical-align:bottom;text-align:center;">64</td> <td data-sheets-numberformat='{"1":2,"2":"0","3":1}' data-sheets-value='{"1":3,"3":54}' style="overflow:hidden;padding:0px 3px 0px 3px;vertical-align:bottom;text-align:center;">54</td> <td data-sheets-numberformat='{"1":2,"2":"0","3":1}' data-sheets-value='{"1":3,"3":23}' style="border-right:1px solid #000000;overflow:hidden;padding:0px 3px 0px 3px;vertical-align:bottom;text-align:center;">23</td> </tr> <tr style="height:20px;"> <td style="border-bottom:1px solid #000000;border-left:1px solid #000000;overflow:hidden;padding:0px 3px 0px 3px;vertical-align:bottom;"></td> <td data-sheets-value='{"1":2,"2":"Four-walled"}' style="border-bottom:1px solid #000000;overflow:hidden;padding:0px 3px 0px 3px;vertical-align:bottom;font-weight:bold;">Four-walled</td> <td data-sheets-value='{"1":2,"2":"Opal (H/H/O/H)"}' style="border-right:1px solid #000000;border-bottom:1px solid #000000;overflow:hidden;padding:0px 3px 0px 3px;vertical-align:bottom;font-weight:bold;">Opal (H/H/O/H)</td> <td data-sheets-numberformat='{"1":2,"2":"0.00","3":1}' data-sheets-value='{"1":3,"3":1.28}' style="border-bottom:1px solid #000000;overflow:hidden;padding:0px 3px 0px 3px;vertical-align:bottom;text-align:center;">1.28</td> <td data-sheets-numberformat='{"1":2,"2":"0","3":1}' data-sheets-value='{"1":3,"3":59}' style="border-bottom:1px solid #000000;overflow:hidden;padding:0px 3px 0px 3px;vertical-align:bottom;text-align:center;">59</td> <td data-sheets-numberformat='{"1":2,"2":"0","3":1}' data-sheets-value='{"1":3,"3":48}' style="border-bottom:1px solid #000000;overflow:hidden;padding:0px 3px 0px 3px;vertical-align:bottom;text-align:center;">48</td> <td data-sheets-numberformat='{"1":2,"2":"0","3":1}' data-sheets-value='{"1":3,"3":23}' style="border-right:1px solid #000000;border-bottom:1px solid #000000;overflow:hidden;padding:0px 3px 0px 3px;vertical-align:bottom;text-align:center;">23</td> </tr> <tr style="height:20px;"> <td data-sheets-value='{"1":2,"2":"Polycarbonate "}' style="border-left:1px solid #000000;overflow:hidden;padding:0px 3px 0px 3px;vertical-align:bottom;font-weight:bold;">Polycarbonate </td> <td data-sheets-value='{"1":2,"2":"Single-walled"}' style="overflow:hidden;padding:0px 3px 0px 3px;vertical-align:bottom;font-weight:bold;">Single-walled</td> <td data-sheets-value='{"1":2,"2":"Clear (A)"}' style="border-right:1px solid #000000;overflow:hidden;padding:0px 3px 0px 3px;vertical-align:bottom;font-weight:bold;">Clear (A)</td> <td data-sheets-numberformat='{"1":2,"2":"0.00","3":1}' data-sheets-value='{"1":3,"3":5.17}' style="overflow:hidden;padding:0px 3px 0px 3px;vertical-align:bottom;text-align:center;">5.17</td> <td data-sheets-numberformat='{"1":2,"2":"0","3":1}' data-sheets-value='{"1":3,"3":88}' style="overflow:hidden;padding:0px 3px 0px 3px;vertical-align:bottom;text-align:center;">88</td> <td data-sheets-numberformat='{"1":2,"2":"0","3":1}' data-sheets-value='{"1":3,"3":83}' style="overflow:hidden;padding:0px 3px 0px 3px;vertical-align:bottom;text-align:center;">83</td> <td data-sheets-numberformat='{"1":2,"2":"0","3":1}' data-sheets-value='{"1":2,"2":"-"}' style="border-right:1px solid #000000;overflow:hidden;padding:0px 3px 0px 3px;vertical-align:bottom;text-align:center;">-</td> </tr> <tr style="height:20px;"> <td data-sheets-value='{"1":2,"2":"PC"}' style="border-left:1px solid #000000;overflow:hidden;padding:0px 3px 0px 3px;vertical-align:bottom;font-weight:bold;">PC</td> <td data-sheets-value='{"1":2,"2":"Single-walled"}' style="overflow:hidden;padding:0px 3px 0px 3px;vertical-align:bottom;font-weight:bold;">Single-walled</td> <td data-sheets-value='{"1":2,"2":"Opal (D)"}' style="border-right:1px solid #000000;overflow:hidden;padding:0px 3px 0px 3px;vertical-align:bottom;font-weight:bold;">Opal (D)</td> <td data-sheets-numberformat='{"1":2,"2":"0.00","3":1}' data-sheets-value='{"1":3,"3":5.17}' style="overflow:hidden;padding:0px 3px 0px 3px;vertical-align:bottom;text-align:center;">5.17</td> <td data-sheets-numberformat='{"1":2,"2":"0","3":1}' data-sheets-value='{"1":3,"3":58}' style="overflow:hidden;padding:0px 3px 0px 3px;vertical-align:bottom;text-align:center;">58</td> <td data-sheets-numberformat='{"1":2,"2":"0","3":1}' data-sheets-value='{"1":3,"3":60}' style="overflow:hidden;padding:0px 3px 0px 3px;vertical-align:bottom;text-align:center;">60</td> <td data-sheets-numberformat='{"1":2,"2":"0","3":1}' data-sheets-value='{"1":2,"2":"-"}' style="border-right:1px solid #000000;overflow:hidden;padding:0px 3px 0px 3px;vertical-align:bottom;text-align:center;">-</td> </tr> <tr style="height:20px;"> <td style="border-left:1px solid #000000;overflow:hidden;padding:0px 3px 0px 3px;vertical-align:bottom;font-weight:bold;"></td> <td data-sheets-value='{"1":2,"2":"Double-walled"}' style="overflow:hidden;padding:0px 3px 0px 3px;vertical-align:bottom;font-weight:bold;">Double-walled</td> <td data-sheets-value='{"1":2,"2":"Clear (A/H)"}' style="border-right:1px solid #000000;overflow:hidden;padding:0px 3px 0px 3px;vertical-align:bottom;font-weight:bold;">Clear (A/H)</td> <td data-sheets-numberformat='{"1":2,"2":"0.00","3":1}' data-sheets-value='{"1":3,"3":2.9}' style="overflow:hidden;padding:0px 3px 0px 3px;vertical-align:bottom;text-align:center;">2.90</td> <td data-sheets-numberformat='{"1":2,"2":"0","3":1}' data-sheets-value='{"1":3,"3":79}' style="overflow:hidden;padding:0px 3px 0px 3px;vertical-align:bottom;text-align:center;">79</td> <td data-sheets-numberformat='{"1":2,"2":"0","3":1}' data-sheets-value='{"1":3,"3":72}' style="overflow:hidden;padding:0px 3px 0px 3px;vertical-align:bottom;text-align:center;">72</td> <td data-sheets-numberformat='{"1":2,"2":"0","3":1}' data-sheets-value='{"1":3,"3":20}' style="border-right:1px solid #000000;overflow:hidden;padding:0px 3px 0px 3px;vertical-align:bottom;text-align:center;">20</td> </tr> <tr style="height:20px;"> <td style="border-left:1px solid #000000;overflow:hidden;padding:0px 3px 0px 3px;vertical-align:bottom;font-weight:bold;"></td> <td data-sheets-value='{"1":2,"2":"Double-walled"}' style="overflow:hidden;padding:0px 3px 0px 3px;vertical-align:bottom;font-weight:bold;">Double-walled</td> <td data-sheets-value='{"1":2,"2":"Clear (A/A)"}' style="border-right:1px solid #000000;overflow:hidden;padding:0px 3px 0px 3px;vertical-align:bottom;font-weight:bold;">Clear (A/A)</td> <td data-sheets-numberformat='{"1":2,"2":"0.00","3":1}' data-sheets-value='{"1":3,"3":2.9}' style="overflow:hidden;padding:0px 3px 0px 3px;vertical-align:bottom;text-align:center;">2.90</td> <td data-sheets-numberformat='{"1":2,"2":"0","3":1}' data-sheets-value='{"1":3,"3":77}' style="overflow:hidden;padding:0px 3px 0px 3px;vertical-align:bottom;text-align:center;">77</td> <td data-sheets-numberformat='{"1":2,"2":"0","3":1}' data-sheets-value='{"1":3,"3":69}' style="overflow:hidden;padding:0px 3px 0px 3px;vertical-align:bottom;text-align:center;">69</td> <td data-sheets-numberformat='{"1":2,"2":"0","3":1}' data-sheets-value='{"1":3,"3":20}' style="border-right:1px solid #000000;overflow:hidden;padding:0px 3px 0px 3px;vertical-align:bottom;text-align:center;">20</td> </tr> <tr style="height:20px;"> <td style="border-left:1px solid #000000;overflow:hidden;padding:0px 3px 0px 3px;vertical-align:bottom;font-weight:bold;"></td> <td data-sheets-value='{"1":2,"2":"Double-walled"}' style="overflow:hidden;padding:0px 3px 0px 3px;vertical-align:bottom;font-weight:bold;">Double-walled</td> <td data-sheets-value='{"1":2,"2":"Opal (A/O)"}' style="border-right:1px solid #000000;overflow:hidden;padding:0px 3px 0px 3px;vertical-align:bottom;font-weight:bold;">Opal (A/O)</td> <td data-sheets-numberformat='{"1":2,"2":"0.00","3":1}' data-sheets-value='{"1":3,"3":2.9}' style="overflow:hidden;padding:0px 3px 0px 3px;vertical-align:bottom;text-align:center;">2.90</td> <td data-sheets-numberformat='{"1":2,"2":"0","3":1}' data-sheets-value='{"1":3,"3":73}' style="overflow:hidden;padding:0px 3px 0px 3px;vertical-align:bottom;text-align:center;">73</td> <td data-sheets-numberformat='{"1":2,"2":"0","3":1}' data-sheets-value='{"1":3,"3":63}' style="overflow:hidden;padding:0px 3px 0px 3px;vertical-align:bottom;text-align:center;">63</td> <td data-sheets-numberformat='{"1":2,"2":"0","3":1}' data-sheets-value='{"1":3,"3":20}' style="border-right:1px solid #000000;overflow:hidden;padding:0px 3px 0px 3px;vertical-align:bottom;text-align:center;">20</td> </tr> <tr style="height:20px;"> <td style="border-left:1px solid #000000;overflow:hidden;padding:0px 3px 0px 3px;vertical-align:bottom;font-weight:bold;"></td> <td data-sheets-value='{"1":2,"2":"Double-walled"}' style="overflow:hidden;padding:0px 3px 0px 3px;vertical-align:bottom;font-weight:bold;">Double-walled</td> <td data-sheets-value='{"1":2,"2":"Opal (A/D)"}' style="border-right:1px solid #000000;overflow:hidden;padding:0px 3px 0px 3px;vertical-align:bottom;font-weight:bold;">Opal (A/D)</td> <td data-sheets-numberformat='{"1":2,"2":"0.00","3":1}' data-sheets-value='{"1":3,"3":2.9}' style="overflow:hidden;padding:0px 3px 0px 3px;vertical-align:bottom;text-align:center;">2.90</td> <td data-sheets-numberformat='{"1":2,"2":"0","3":1}' data-sheets-value='{"1":3,"3":51}' style="overflow:hidden;padding:0px 3px 0px 3px;vertical-align:bottom;text-align:center;">51</td> <td data-sheets-numberformat='{"1":2,"2":"0","3":1}' data-sheets-value='{"1":3,"3":50}' style="overflow:hidden;padding:0px 3px 0px 3px;vertical-align:bottom;text-align:center;">50</td> <td data-sheets-numberformat='{"1":2,"2":"0","3":1}' data-sheets-value='{"1":3,"3":20}' style="border-right:1px solid #000000;overflow:hidden;padding:0px 3px 0px 3px;vertical-align:bottom;text-align:center;">20</td> </tr> <tr style="height:20px;"> <td style="border-left:1px solid #000000;overflow:hidden;padding:0px 3px 0px 3px;vertical-align:bottom;font-weight:bold;"></td> <td data-sheets-value='{"1":2,"2":"Triple-walled"}' style="overflow:hidden;padding:0px 3px 0px 3px;vertical-align:bottom;font-weight:bold;">Triple-walled</td> <td data-sheets-value='{"1":2,"2":"Clear (A/H/H)"}' style="border-right:1px solid #000000;overflow:hidden;padding:0px 3px 0px 3px;vertical-align:bottom;font-weight:bold;">Clear (A/H/H)</td> <td data-sheets-numberformat='{"1":2,"2":"0.00","3":1}' data-sheets-value='{"1":3,"3":1.7}' style="overflow:hidden;padding:0px 3px 0px 3px;vertical-align:bottom;text-align:center;">1.70</td> <td data-sheets-numberformat='{"1":2,"2":"0","3":1}' data-sheets-value='{"1":3,"3":71}' style="overflow:hidden;padding:0px 3px 0px 3px;vertical-align:bottom;text-align:center;">71</td> <td data-sheets-numberformat='{"1":2,"2":"0","3":1}' data-sheets-value='{"1":3,"3":63}' style="overflow:hidden;padding:0px 3px 0px 3px;vertical-align:bottom;text-align:center;">63</td> <td data-sheets-numberformat='{"1":2,"2":"0","3":1}' data-sheets-value='{"1":3,"3":22}' style="border-right:1px solid #000000;overflow:hidden;padding:0px 3px 0px 3px;vertical-align:bottom;text-align:center;">22</td> </tr> <tr style="height:20px;"> <td style="border-left:1px solid #000000;overflow:hidden;padding:0px 3px 0px 3px;vertical-align:bottom;font-weight:bold;"></td> <td data-sheets-value='{"1":2,"2":"Triple-walled"}' style="overflow:hidden;padding:0px 3px 0px 3px;vertical-align:bottom;font-weight:bold;">Triple-walled</td> <td data-sheets-value='{"1":2,"2":"Opal (A/O/O)"}' style="border-right:1px solid #000000;overflow:hidden;padding:0px 3px 0px 3px;vertical-align:bottom;font-weight:bold;">Opal (A/O/O)</td> <td data-sheets-numberformat='{"1":2,"2":"0.00","3":1}' data-sheets-value='{"1":3,"3":1.7}' style="overflow:hidden;padding:0px 3px 0px 3px;vertical-align:bottom;text-align:center;">1.70</td> <td data-sheets-numberformat='{"1":2,"2":"0","3":1}' data-sheets-value='{"1":3,"3":61}' style="overflow:hidden;padding:0px 3px 0px 3px;vertical-align:bottom;text-align:center;">61</td> <td data-sheets-numberformat='{"1":2,"2":"0","3":1}' data-sheets-value='{"1":3,"3":48}' style="overflow:hidden;padding:0px 3px 0px 3px;vertical-align:bottom;text-align:center;">48</td> <td data-sheets-numberformat='{"1":2,"2":"0","3":1}' data-sheets-value='{"1":3,"3":22}' style="border-right:1px solid #000000;overflow:hidden;padding:0px 3px 0px 3px;vertical-align:bottom;text-align:center;">22</td> </tr> <tr style="height:20px;"> <td style="border-left:1px solid #000000;overflow:hidden;padding:0px 3px 0px 3px;vertical-align:bottom;font-weight:bold;"></td> <td data-sheets-value='{"1":2,"2":"Four-walled"}' style="overflow:hidden;padding:0px 3px 0px 3px;vertical-align:bottom;font-weight:bold;">Four-walled</td> <td data-sheets-value='{"1":2,"2":"Clear (A/H/H/H)"}' style="border-right:1px solid #000000;overflow:hidden;padding:0px 3px 0px 3px;vertical-align:bottom;font-weight:bold;">Clear (A/H/H/H)</td> <td data-sheets-numberformat='{"1":2,"2":"0.00","3":1}' data-sheets-value='{"1":3,"3":1.28}' style="overflow:hidden;padding:0px 3px 0px 3px;vertical-align:bottom;text-align:center;">1.28</td> <td data-sheets-numberformat='{"1":2,"2":"0","3":1}' data-sheets-value='{"1":3,"3":64}' style="overflow:hidden;padding:0px 3px 0px 3px;vertical-align:bottom;text-align:center;">64</td> <td data-sheets-numberformat='{"1":2,"2":"0","3":1}' data-sheets-value='{"1":3,"3":52}' style="overflow:hidden;padding:0px 3px 0px 3px;vertical-align:bottom;text-align:center;">52</td> <td data-sheets-numberformat='{"1":2,"2":"0","3":1}' data-sheets-value='{"1":3,"3":23}' style="border-right:1px solid #000000;overflow:hidden;padding:0px 3px 0px 3px;vertical-align:bottom;text-align:center;">23</td> </tr> <tr style="height:20px;"> <td style="border-bottom:1px solid #000000;border-left:1px solid #000000;overflow:hidden;padding:0px 3px 0px 3px;vertical-align:bottom;"></td> <td data-sheets-value='{"1":2,"2":"Four-walled"}' style="border-bottom:1px solid #000000;overflow:hidden;padding:0px 3px 0px 3px;vertical-align:bottom;font-weight:bold;">Four-walled</td> <td data-sheets-value='{"1":2,"2":"Opal (A/H/O/H)"}' style="border-right:1px solid #000000;border-bottom:1px solid #000000;overflow:hidden;padding:0px 3px 0px 3px;vertical-align:bottom;font-weight:bold;">Opal (A/H/O/H)</td> <td data-sheets-numberformat='{"1":2,"2":"0.00","3":1}' data-sheets-value='{"1":3,"3":1.28}' style="border-bottom:1px solid #000000;overflow:hidden;padding:0px 3px 0px 3px;vertical-align:bottom;text-align:center;">1.28</td> <td data-sheets-numberformat='{"1":2,"2":"0","3":1}' data-sheets-value='{"1":3,"3":59}' style="border-bottom:1px solid #000000;overflow:hidden;padding:0px 3px 0px 3px;vertical-align:bottom;text-align:center;">59</td> <td data-sheets-numberformat='{"1":2,"2":"0","3":1}' data-sheets-value='{"1":3,"3":46}' style="border-bottom:1px solid #000000;overflow:hidden;padding:0px 3px 0px 3px;vertical-align:bottom;text-align:center;">46</td> <td data-sheets-numberformat='{"1":2,"2":"0","3":1}' data-sheets-value='{"1":3,"3":23}' style="border-right:1px solid #000000;border-bottom:1px solid #000000;overflow:hidden;padding:0px 3px 0px 3px;vertical-align:bottom;text-align:center;">23</td> </tr> <tr style="height:20px;"> <td data-sheets-value='{"1":2,"2":"Polycarbonate"}' style="border-left:1px solid #000000;overflow:hidden;padding:0px 3px 0px 3px;vertical-align:bottom;font-weight:bold;">Polycarbonate</td> <td data-sheets-value='{"1":2,"2":"Single-walled"}' style="overflow:hidden;padding:0px 3px 0px 3px;vertical-align:bottom;font-weight:bold;">Single-walled</td> <td data-sheets-value='{"1":2,"2":"Heatstop Opal (T)"}' style="border-right:1px solid #000000;overflow:hidden;padding:0px 3px 0px 3px;vertical-align:bottom;font-weight:bold;">Heatstop Opal (T)</td> <td data-sheets-numberformat='{"1":2,"2":"0.00","3":1}' data-sheets-value='{"1":3,"3":5.17}' style="overflow:hidden;padding:0px 3px 0px 3px;vertical-align:bottom;text-align:center;">5.17</td> <td data-sheets-numberformat='{"1":2,"2":"0","3":1}' data-sheets-value='{"1":3,"3":49}' style="overflow:hidden;padding:0px 3px 0px 3px;vertical-align:bottom;text-align:center;">49</td> <td data-sheets-numberformat='{"1":2,"2":"0","3":1}' data-sheets-value='{"1":3,"3":59}' style="overflow:hidden;padding:0px 3px 0px 3px;vertical-align:bottom;text-align:center;">59</td> <td data-sheets-numberformat='{"1":2,"2":"0","3":1}' data-sheets-value='{"1":2,"2":"-"}' style="border-right:1px solid #000000;overflow:hidden;padding:0px 3px 0px 3px;vertical-align:bottom;text-align:center;">-</td> </tr> <tr style="height:20px;"> <td data-sheets-value='{"1":2,"2":"Heatstop PC"}' style="border-left:1px solid #000000;overflow:hidden;padding:0px 3px 0px 3px;vertical-align:bottom;font-weight:bold;">Heatstop PC</td> <td data-sheets-value='{"1":2,"2":"Double-walled"}' style="overflow:hidden;padding:0px 3px 0px 3px;vertical-align:bottom;font-weight:bold;">Double-walled</td> <td data-sheets-value='{"1":2,"2":"Clear (T/H)"}' style="border-right:1px solid #000000;overflow:hidden;padding:0px 3px 0px 3px;vertical-align:bottom;font-weight:bold;">Clear (T/H)</td> <td data-sheets-numberformat='{"1":2,"2":"0.00","3":1}' data-sheets-value='{"1":3,"3":2.9}' style="overflow:hidden;padding:0px 3px 0px 3px;vertical-align:bottom;text-align:center;">2.90</td> <td data-sheets-numberformat='{"1":2,"2":"0","3":1}' data-sheets-value='{"1":3,"3":44}' style="overflow:hidden;padding:0px 3px 0px 3px;vertical-align:bottom;text-align:center;">44</td> <td data-sheets-numberformat='{"1":2,"2":"0","3":1}' data-sheets-value='{"1":3,"3":51}' style="overflow:hidden;padding:0px 3px 0px 3px;vertical-align:bottom;text-align:center;">51</td> <td data-sheets-numberformat='{"1":2,"2":"0","3":1}' data-sheets-value='{"1":3,"3":20}' style="border-right:1px solid #000000;overflow:hidden;padding:0px 3px 0px 3px;vertical-align:bottom;text-align:center;">20</td> </tr> <tr style="height:20px;"> <td style="border-left:1px solid #000000;overflow:hidden;padding:0px 3px 0px 3px;vertical-align:bottom;font-weight:bold;"></td> <td data-sheets-value='{"1":2,"2":"Double-walled"}' style="overflow:hidden;padding:0px 3px 0px 3px;vertical-align:bottom;font-weight:bold;">Double-walled</td> <td data-sheets-value='{"1":2,"2":"Opal (T/O)"}' style="border-right:1px solid #000000;overflow:hidden;padding:0px 3px 0px 3px;vertical-align:bottom;font-weight:bold;">Opal (T/O)</td> <td data-sheets-numberformat='{"1":2,"2":"0.00","3":1}' data-sheets-value='{"1":3,"3":2.9}' style="overflow:hidden;padding:0px 3px 0px 3px;vertical-align:bottom;text-align:center;">2.90</td> <td data-sheets-numberformat='{"1":2,"2":"0","3":1}' data-sheets-value='{"1":3,"3":41}' style="overflow:hidden;padding:0px 3px 0px 3px;vertical-align:bottom;text-align:center;">41</td> <td data-sheets-numberformat='{"1":2,"2":"0","3":1}' data-sheets-value='{"1":3,"3":45}' style="overflow:hidden;padding:0px 3px 0px 3px;vertical-align:bottom;text-align:center;">45</td> <td data-sheets-numberformat='{"1":2,"2":"0","3":1}' data-sheets-value='{"1":3,"3":20}' style="border-right:1px solid #000000;overflow:hidden;padding:0px 3px 0px 3px;vertical-align:bottom;text-align:center;">20</td> </tr> <tr style="height:20px;"> <td style="border-left:1px solid #000000;overflow:hidden;padding:0px 3px 0px 3px;vertical-align:bottom;font-weight:bold;"></td> <td data-sheets-value='{"1":2,"2":"Triple-walled"}' style="overflow:hidden; | skylux-160-ce-met-koepel-en-pvc-opstand-30-20-met-lm-motor-en-windvang-1600-x-2800-mm | 8586041557325 | 46872375722317
Smoke and heat exhaust (SHEV) | SHE system | Skylux | Skylux 160° CE with skylight and PVC curb 30/20 with double LM-actuator, PVC frame type EP25 and spoiler 1000 x 2500 mm |  | 50472 | 5412970504726 | 8472.45 | Yes | 30-45 | 150.67 | 1000 x 2500 mm | 2500 | 1000 |  | PVC 30/20 (30 cm high & roof opening = 20 cm larger than daylight size) | Rectangular | 1.19 W/m²K - 0.98 W/m²K | 57% - 30% | 37% - 17% | 24dB - 26dB | 160° CE (for industry) | PVC frame EP25 | with spoiler | E | Double actuator | Maximum double-walled skylight possible for this product | Ut-value LT-value g-value Rw-value EN 1873 : 2014 EN ISO 13468 EN 16153 EN 410 EN 410 EN ISO 140-3 Material Walls Shells (W/m²K) (%) (%) (dB) Acrylic EW Clear (H) 1.19 37 57 24 PMMA Opal (O) 1.19 34 50 24 DW Clear (H/H) 0.98 33 50 26 Opal (O/O) 0.98 28 38 26 Polycarbonate EW Clear (A) 1.19 36 55 24 PC Opal (D) 1.19 24 40 24 DW Clear (A/H) 0.98 32 48 26 Clear (A/A) 0.98 32 46 26 Opal (A/O) 0.98 30 42 26 Opal (A/D) 0.98 21 33 26 Polycarbonate EW Heatstop Opal (T) 1.19 20 39 24 Heatstop PC DW Clear (T/H) 0.98 18 34 26 Opal (T/O) 0.98 17 30 26 | https://skylux.eu/en/products/skylux-160-ce-met-koepel-en-pvc-opstand-30-20-met-lm-motor-pvc-raam-type-ep25-en-windvang-1000-x-2500-mm | https://skylux.eu/cdn/shop/files/Skylux-160deg-CE-met-koepel-en-pvc-opstand-3020-met-dubbele-LM-motor-pvc-raam-type-EP25-en-windvang-1000-x-2500-mm-RWA-systeem.jpg?v=1702981007&width=1600 | https://skylux.eu/cdn/shop/files/e5a82811-1bb0-48e4-a776-cacb59c7c092_b160478a-464a-416f-915a-3c7749a7848d.jpg?v=1688551262&width=1600 | //skylux.eu/cdn/shop/files/E_MH_Mounting_instructions_Skylux_160_CE_LM.pdf?v=12406716259046007223 | //skylux.eu/cdn/shop/files/E_TD_Technical_File_Skylux_Skylux_160_CE_Electric.pdf?v=3667116872303399239 | <style type="text/css" id="isPasted"><!--td {border: 1px solid #cccccc;}br {mso-data-placement:same-cell;}--></style><table border="1" cellpadding="0" cellspacing="0" dir="ltr" style="table-layout:fixed;font-size:10pt;font-family:Arial;border-collapse:collapse;border:none;"><tbody> <tr style="height:20px;"> <td style="overflow:hidden;padding:0px 3px 0px 3px;vertical-align:bottom;"></td> <td style="overflow:hidden;padding:0px 3px 0px 3px;vertical-align:bottom;"></td> <td style="overflow:hidden;padding:0px 3px 0px 3px;vertical-align:bottom;"></td> <td data-sheets-value='{"1":2,"2":"Ut-value"}' style="overflow:hidden;padding:0px 3px 0px 3px;vertical-align:bottom;font-weight:bold;text-align:center;">Ut-value</td> <td data-sheets-value='{"1":2,"2":"LT-value"}' style="overflow:hidden;padding:0px 3px 0px 3px;vertical-align:bottom;font-weight:bold;text-align:center;">LT-value</td> <td data-sheets-value='{"1":2,"2":"g-value"}' style="overflow:hidden;padding:0px 3px 0px 3px;vertical-align:bottom;font-weight:bold;text-align:center;">g-value</td> <td data-sheets-value='{"1":2,"2":"Rw-value "}' style="overflow:hidden;padding:0px 3px 0px 3px;vertical-align:bottom;font-weight:bold;text-align:center;">Rw-value </td> </tr> <tr style="height:20px;"> <td style="overflow:hidden;padding:0px 3px 0px 3px;vertical-align:bottom;"></td> <td style="overflow:hidden;padding:0px 3px 0px 3px;vertical-align:bottom;"></td> <td style="overflow:hidden;padding:0px 3px 0px 3px;vertical-align:bottom;"></td> <td data-sheets-numberformat='{"1":2,"2":"0.00","3":1}' data-sheets-value='{"1":2,"2":"EN 1873 : 2014"}' style="overflow:hidden;padding:0px 3px 0px 3px;vertical-align:bottom;text-align:center;">EN 1873 : 2014</td> <td data-sheets-numberformat='{"1":2,"2":"0","3":1}' data-sheets-value='{"1":2,"2":"EN ISO 13468 EN 16153 EN 410"}' style="overflow:hidden;padding:0px 3px 0px 3px;vertical-align:bottom;text-align:center;">EN ISO 13468 EN 16153 EN 410</td> <td data-sheets-numberformat='{"1":2,"2":"0","3":1}' data-sheets-value='{"1":2,"2":"EN 410"}' style="overflow:hidden;padding:0px 3px 0px 3px;vertical-align:bottom;text-align:center;">EN 410</td> <td data-sheets-value='{"1":2,"2":"EN ISO 140-3\t\t"}' style="overflow:hidden;padding:0px 3px 0px 3px;vertical-align:bottom;text-align:center;">EN ISO 140-3 </td> </tr> <tr style="height:20px;"> <td data-sheets-value='{"1":2,"2":"Material"}' style="border-bottom:1px solid #000000;overflow:hidden;padding:0px 3px 0px 3px;vertical-align:bottom;background-color:#000000;font-weight:bold;color:#ffffff;">Material</td> <td data-sheets-value='{"1":2,"2":"Walls"}' style="border-bottom:1px solid #000000;overflow:hidden;padding:0px 3px 0px 3px;vertical-align:bottom;background-color:#000000;font-weight:bold;color:#ffffff;">Walls</td> <td data-sheets-value='{"1":2,"2":"Shells"}' style="border-bottom:1px solid #000000;overflow:hidden;padding:0px 3px 0px 3px;vertical-align:bottom;background-color:#000000;font-weight:bold;color:#ffffff;">Shells</td> <td data-sheets-numberformat='{"1":2,"2":"0.00","3":1}' data-sheets-value='{"1":2,"2":"(W/m²K)\t"}' style="border-bottom:1px solid #000000;overflow:hidden;padding:0px 3px 0px 3px;vertical-align:bottom;background-color:#000000;font-weight:bold;color:#ffffff;text-align:center;">(W/m²K) </td> <td data-sheets-numberformat='{"1":2,"2":"0","3":1}' data-sheets-value='{"1":2,"2":"(%)"}' style="border-bottom:1px solid #000000;overflow:hidden;padding:0px 3px 0px 3px;vertical-align:bottom;background-color:#000000;font-weight:bold;color:#ffffff;text-align:center;">(%)</td> <td data-sheets-numberformat='{"1":2,"2":"0","3":1}' data-sheets-value='{"1":2,"2":"(%)"}' style="border-bottom:1px solid #000000;overflow:hidden;padding:0px 3px 0px 3px;vertical-align:bottom;background-color:#000000;font-weight:bold;color:#ffffff;text-align:center;">(%)</td> <td data-sheets-value='{"1":2,"2":"(dB)"}' style="border-bottom:1px solid #000000;overflow:hidden;padding:0px 3px 0px 3px;vertical-align:bottom;background-color:#000000;font-weight:bold;color:#ffffff;text-align:center;">(dB)</td> </tr> <tr style="height:20px;"> <td data-sheets-value='{"1":2,"2":"Acrylic"}' style="border-left:1px solid #000000;overflow:hidden;padding:0px 3px 0px 3px;vertical-align:bottom;">Acrylic</td> <td data-sheets-value='{"1":2,"2":"EW"}' style="overflow:hidden;padding:0px 3px 0px 3px;vertical-align:bottom;">EW</td> <td data-sheets-value='{"1":2,"2":"Clear (H)"}' style="overflow:hidden;padding:0px 3px 0px 3px;vertical-align:bottom;">Clear (H)</td> <td data-sheets-numberformat='{"1":2,"2":"0.00","3":1}' data-sheets-value='{"1":3,"3":1.19}' style="overflow:hidden;padding:0px 3px 0px 3px;vertical-align:bottom;text-align:center;">1.19</td> <td data-sheets-numberformat='{"1":2,"2":"0","3":1}' data-sheets-value='{"1":3,"3":36.9}' style="overflow:hidden;padding:0px 3px 0px 3px;vertical-align:bottom;text-align:center;">37</td> <td data-sheets-numberformat='{"1":2,"2":"0","3":1}' data-sheets-value='{"1":3,"3":57.42}' style="overflow:hidden;padding:0px 3px 0px 3px;vertical-align:bottom;text-align:center;">57</td> <td data-sheets-value='{"1":3,"3":24}' style="border-right:1px solid #000000;overflow:hidden;padding:0px 3px 0px 3px;vertical-align:bottom;text-align:center;">24</td> </tr> <tr style="height:20px;"> <td data-sheets-value='{"1":2,"2":"PMMA"}' style="border-left:1px solid #000000;overflow:hidden;padding:0px 3px 0px 3px;vertical-align:bottom;">PMMA</td> <td style="overflow:hidden;padding:0px 3px 0px 3px;vertical-align:bottom;"></td> <td data-sheets-value='{"1":2,"2":"Opal (O)"}' style="overflow:hidden;padding:0px 3px 0px 3px;vertical-align:bottom;">Opal (O)</td> <td data-sheets-numberformat='{"1":2,"2":"0.00","3":1}' data-sheets-value='{"1":3,"3":1.19}' style="overflow:hidden;padding:0px 3px 0px 3px;vertical-align:bottom;text-align:center;">1.19</td> <td data-sheets-numberformat='{"1":2,"2":"0","3":1}' data-sheets-value='{"1":3,"3":34.03}' style="overflow:hidden;padding:0px 3px 0px 3px;vertical-align:bottom;text-align:center;">34</td> <td data-sheets-numberformat='{"1":2,"2":"0","3":1}' data-sheets-value='{"1":3,"3":50.160000000000004}' style="overflow:hidden;padding:0px 3px 0px 3px;vertical-align:bottom;text-align:center;">50</td> <td data-sheets-value='{"1":3,"3":24}' style="border-right:1px solid #000000;overflow:hidden;padding:0px 3px 0px 3px;vertical-align:bottom;text-align:center;">24</td> </tr> <tr style="height:20px;"> <td style="border-left:1px solid #000000;overflow:hidden;padding:0px 3px 0px 3px;vertical-align:bottom;"></td> <td data-sheets-value='{"1":2,"2":"DW"}' style="overflow:hidden;padding:0px 3px 0px 3px;vertical-align:bottom;">DW</td> <td data-sheets-value='{"1":2,"2":"Clear (H/H)"}' style="overflow:hidden;padding:0px 3px 0px 3px;vertical-align:bottom;">Clear (H/H)</td> <td data-sheets-numberformat='{"1":2,"2":"0.00","3":1}' data-sheets-value='{"1":3,"3":0.98}' style="overflow:hidden;padding:0px 3px 0px 3px;vertical-align:bottom;text-align:center;">0.98</td> <td data-sheets-numberformat='{"1":2,"2":"0","3":1}' data-sheets-value='{"1":3,"3":33.21}' style="overflow:hidden;padding:0px 3px 0px 3px;vertical-align:bottom;text-align:center;">33</td> <td data-sheets-numberformat='{"1":2,"2":"0","3":1}' data-sheets-value='{"1":3,"3":49.5}' style="overflow:hidden;padding:0px 3px 0px 3px;vertical-align:bottom;text-align:center;">50</td> <td data-sheets-value='{"1":3,"3":26}' style="border-right:1px solid #000000;overflow:hidden;padding:0px 3px 0px 3px;vertical-align:bottom;text-align:center;">26</td> </tr> <tr style="height:20px;"> <td style="border-bottom:1px solid #000000;border-left:1px solid #000000;overflow:hidden;padding:0px 3px 0px 3px;vertical-align:bottom;"></td> <td style="border-bottom:1px solid #000000;overflow:hidden;padding:0px 3px 0px 3px;vertical-align:bottom;"></td> <td data-sheets-value='{"1":2,"2":"Opal (O/O)"}' style="border-bottom:1px solid #000000;overflow:hidden;padding:0px 3px 0px 3px;vertical-align:bottom;">Opal (O/O)</td> <td data-sheets-numberformat='{"1":2,"2":"0.00","3":1}' data-sheets-value='{"1":3,"3":0.98}' style="border-bottom:1px solid #000000;overflow:hidden;padding:0px 3px 0px 3px;vertical-align:bottom;text-align:center;">0.98</td> <td data-sheets-numberformat='{"1":2,"2":"0","3":1}' data-sheets-value='{"1":3,"3":28.29}' style="border-bottom:1px solid #000000;overflow:hidden;padding:0px 3px 0px 3px;vertical-align:bottom;text-align:center;">28</td> <td data-sheets-numberformat='{"1":2,"2":"0","3":1}' data-sheets-value='{"1":3,"3":38.28}' style="border-bottom:1px solid #000000;overflow:hidden;padding:0px 3px 0px 3px;vertical-align:bottom;text-align:center;">38</td> <td data-sheets-value='{"1":3,"3":26}' style="border-right:1px solid #000000;border-bottom:1px solid #000000;overflow:hidden;padding:0px 3px 0px 3px;vertical-align:bottom;text-align:center;">26</td> </tr> <tr style="height:20px;"> <td data-sheets-value='{"1":2,"2":"Polycarbonate "}' style="border-left:1px solid #000000;overflow:hidden;padding:0px 3px 0px 3px;vertical-align:bottom;">Polycarbonate </td> <td data-sheets-value='{"1":2,"2":"EW"}' style="overflow:hidden;padding:0px 3px 0px 3px;vertical-align:bottom;">EW</td> <td data-sheets-value='{"1":2,"2":"Clear (A)"}' style="overflow:hidden;padding:0px 3px 0px 3px;vertical-align:bottom;">Clear (A)</td> <td data-sheets-numberformat='{"1":2,"2":"0.00","3":1}' data-sheets-value='{"1":3,"3":1.19}' style="overflow:hidden;padding:0px 3px 0px 3px;vertical-align:bottom;text-align:center;">1.19</td> <td data-sheets-numberformat='{"1":2,"2":"0","3":1}' data-sheets-value='{"1":3,"3":36.08}' style="overflow:hidden;padding:0px 3px 0px 3px;vertical-align:bottom;text-align:center;">36</td> <td data-sheets-numberformat='{"1":2,"2":"0","3":1}' data-sheets-value='{"1":3,"3":54.78}' style="overflow:hidden;padding:0px 3px 0px 3px;vertical-align:bottom;text-align:center;">55</td> <td data-sheets-value='{"1":3,"3":24}' style="border-right:1px solid #000000;overflow:hidden;padding:0px 3px 0px 3px;vertical-align:bottom;text-align:center;">24</td> </tr> <tr style="height:20px;"> <td data-sheets-value='{"1":2,"2":"PC"}' style="border-left:1px solid #000000;overflow:hidden;padding:0px 3px 0px 3px;vertical-align:bottom;">PC</td> <td style="overflow:hidden;padding:0px 3px 0px 3px;vertical-align:bottom;"></td> <td data-sheets-value='{"1":2,"2":"Opal (D)"}' style="overflow:hidden;padding:0px 3px 0px 3px;vertical-align:bottom;">Opal (D)</td> <td data-sheets-numberformat='{"1":2,"2":"0.00","3":1}' data-sheets-value='{"1":3,"3":1.19}' style="overflow:hidden;padding:0px 3px 0px 3px;vertical-align:bottom;text-align:center;">1.19</td> <td data-sheets-numberformat='{"1":2,"2":"0","3":1}' data-sheets-value='{"1":3,"3":23.779999999999998}' style="overflow:hidden;padding:0px 3px 0px 3px;vertical-align:bottom;text-align:center;">24</td> <td data-sheets-numberformat='{"1":2,"2":"0","3":1}' data-sheets-value='{"1":3,"3":39.6}' style="overflow:hidden;padding:0px 3px 0px 3px;vertical-align:bottom;text-align:center;">40</td> <td data-sheets-value='{"1":3,"3":24}' style="border-right:1px solid #000000;overflow:hidden;padding:0px 3px 0px 3px;vertical-align:bottom;text-align:center;">24</td> </tr> <tr style="height:20px;"> <td style="border-left:1px solid #000000;overflow:hidden;padding:0px 3px 0px 3px;vertical-align:bottom;"></td> <td data-sheets-value='{"1":2,"2":"DW"}' style="overflow:hidden;padding:0px 3px 0px 3px;vertical-align:bottom;">DW</td> <td data-sheets-value='{"1":2,"2":"Clear (A/H)"}' style="overflow:hidden;padding:0px 3px 0px 3px;vertical-align:bottom;">Clear (A/H)</td> <td data-sheets-numberformat='{"1":2,"2":"0.00","3":1}' data-sheets-value='{"1":3,"3":0.98}' style="overflow:hidden;padding:0px 3px 0px 3px;vertical-align:bottom;text-align:center;">0.98</td> <td data-sheets-numberformat='{"1":2,"2":"0","3":1}' data-sheets-value='{"1":3,"3":32.39}' style="overflow:hidden;padding:0px 3px 0px 3px;vertical-align:bottom;text-align:center;">32</td> <td data-sheets-numberformat='{"1":2,"2":"0","3":1}' data-sheets-value='{"1":3,"3":47.52}' style="overflow:hidden;padding:0px 3px 0px 3px;vertical-align:bottom;text-align:center;">48</td> <td data-sheets-value='{"1":3,"3":26}' style="border-right:1px solid #000000;overflow:hidden;padding:0px 3px 0px 3px;vertical-align:bottom;text-align:center;">26</td> </tr> <tr style="height:20px;"> <td style="border-left:1px solid #000000;overflow:hidden;padding:0px 3px 0px 3px;vertical-align:bottom;"></td> <td style="overflow:hidden;padding:0px 3px 0px 3px;vertical-align:bottom;"></td> <td data-sheets-value='{"1":2,"2":"Clear (A/A)"}' style="overflow:hidden;padding:0px 3px 0px 3px;vertical-align:bottom;">Clear (A/A)</td> <td data-sheets-numberformat='{"1":2,"2":"0.00","3":1}' data-sheets-value='{"1":3,"3":0.98}' style="overflow:hidden;padding:0px 3px 0px 3px;vertical-align:bottom;text-align:center;">0.98</td> <td data-sheets-numberformat='{"1":2,"2":"0","3":1}' data-sheets-value='{"1":3,"3":31.569999999999997}' style="overflow:hidden;padding:0px 3px 0px 3px;vertical-align:bottom;text-align:center;">32</td> <td data-sheets-numberformat='{"1":2,"2":"0","3":1}' data-sheets-value='{"1":3,"3":45.54}' style="overflow:hidden;padding:0px 3px 0px 3px;vertical-align:bottom;text-align:center;">46</td> <td data-sheets-value='{"1":3,"3":26}' style="border-right:1px solid #000000;overflow:hidden;padding:0px 3px 0px 3px;vertical-align:bottom;text-align:center;">26</td> </tr> <tr style="height:20px;"> <td style="border-left:1px solid #000000;overflow:hidden;padding:0px 3px 0px 3px;vertical-align:bottom;"></td> <td style="overflow:hidden;padding:0px 3px 0px 3px;vertical-align:bottom;"></td> <td data-sheets-value='{"1":2,"2":"Opal (A/O)"}' style="overflow:hidden;padding:0px 3px 0px 3px;vertical-align:bottom;">Opal (A/O)</td> <td data-sheets-numberformat='{"1":2,"2":"0.00","3":1}' data-sheets-value='{"1":3,"3":0.98}' style="overflow:hidden;padding:0px 3px 0px 3px;vertical-align:bottom;text-align:center;">0.98</td> <td data-sheets-numberformat='{"1":2,"2":"0","3":1}' data-sheets-value='{"1":3,"3":29.93}' style="overflow:hidden;padding:0px 3px 0px 3px;vertical-align:bottom;text-align:center;">30</td> <td data-sheets-numberformat='{"1":2,"2":"0","3":1}' data-sheets-value='{"1":3,"3":41.580000000000005}' style="overflow:hidden;padding:0px 3px 0px 3px;vertical-align:bottom;text-align:center;">42</td> <td data-sheets-value='{"1":3,"3":26}' style="border-right:1px solid #000000;overflow:hidden;padding:0px 3px 0px 3px;vertical-align:bottom;text-align:center;">26</td> </tr> <tr style="height:20px;"> <td style="border-bottom:1px solid #000000;border-left:1px solid #000000;overflow:hidden;padding:0px 3px 0px 3px;vertical-align:bottom;"></td> <td style="border-bottom:1px solid #000000;overflow:hidden;padding:0px 3px 0px 3px;vertical-align:bottom;"></td> <td data-sheets-value='{"1":2,"2":"Opal (A/D)"}' style="border-bottom:1px solid #000000;overflow:hidden;padding:0px 3px 0px 3px;vertical-align:bottom;">Opal (A/D)</td> <td data-sheets-numberformat='{"1":2,"2":"0.00","3":1}' data-sheets-value='{"1":3,"3":0.98}' style="border-bottom:1px solid #000000;overflow:hidden;padding:0px 3px 0px 3px;vertical-align:bottom;text-align:center;">0.98</td> <td data-sheets-numberformat='{"1":2,"2":"0","3":1}' data-sheets-value='{"1":3,"3":20.91}' style="border-bottom:1px solid #000000;overflow:hidden;padding:0px 3px 0px 3px;vertical-align:bottom;text-align:center;">21</td> <td data-sheets-numberformat='{"1":2,"2":"0","3":1}' data-sheets-value='{"1":3,"3":33}' style="border-bottom:1px solid #000000;overflow:hidden;padding:0px 3px 0px 3px;vertical-align:bottom;text-align:center;">33</td> <td data-sheets-value='{"1":3,"3":26}' style="border-right:1px solid #000000;border-bottom:1px solid #000000;overflow:hidden;padding:0px 3px 0px 3px;vertical-align:bottom;text-align:center;">26</td> </tr> <tr style="height:20px;"> <td data-sheets-value='{"1":2,"2":"Polycarbonate"}' style="border-left:1px solid #000000;overflow:hidden;padding:0px 3px 0px 3px;vertical-align:bottom;">Polycarbonate</td> <td data-sheets-value='{"1":2,"2":"EW"}' style="overflow:hidden;padding:0px 3px 0px 3px;vertical-align:bottom;">EW</td> <td data-sheets-value='{"1":2,"2":"Heatstop Opal (T)"}' style="overflow:hidden;padding:0px 3px 0px 3px;vertical-align:bottom;">Heatstop Opal (T)</td> <td data-sheets-numberformat='{"1":2,"2":"0.00","3":1}' data-sheets-value='{"1":3,"3":1.19}' style="overflow:hidden;padding:0px 3px 0px 3px;vertical-align:bottom;text-align:center;">1.19</td> <td data-sheets-numberformat='{"1":2,"2":"0","3":1}' data-sheets-value='{"1":3,"3":20.09}' style="overflow:hidden;padding:0px 3px 0px 3px;vertical-align:bottom;text-align:center;">20</td> <td data-sheets-numberformat='{"1":2,"2":"0","3":1}' data-sheets-value='{"1":3,"3":38.940000000000005}' style="overflow:hidden;padding:0px 3px 0px 3px;vertical-align:bottom;text-align:center;">39</td> <td data-sheets-value='{"1":3,"3":24}' style="border-right:1px solid #000000;overflow:hidden;padding:0px 3px 0px 3px;vertical-align:bottom;text-align:center;">24</td> </tr> <tr style="height:20px;"> <td data-sheets-value='{"1":2,"2":"Heatstop PC"}' style="border-left:1px solid #000000;overflow:hidden;padding:0px 3px 0px 3px;vertical-align:bottom;">Heatstop PC</td> <td data-sheets-value='{"1":2,"2":"DW"}' style="overflow:hidden;padding:0px 3px 0px 3px;vertical-align:bottom;">DW</td> <td data-sheets-value='{"1":2,"2":"Clear (T/H)"}' style="overflow:hidden;padding:0px 3px 0px 3px;vertical-align:bottom;">Clear (T/H)</td> <td data-sheets-numberformat='{"1":2,"2":"0.00","3":1}' data-sheets-value='{"1":3,"3":0.98}' style="overflow:hidden;padding:0px 3px 0px 3px;vertical-align:bottom;text-align:center;">0.98</td> <td data-sheets-numberformat='{"1":2,"2":"0","3":1}' data-sheets-value='{"1":3,"3":18.04}' style="overflow:hidden;padding:0px 3px 0px 3px;vertical-align:bottom;text-align:center;">18</td> <td data-sheets-numberformat='{"1":2,"2":"0","3":1}' data-sheets-value='{"1":3,"3":33.660000000000004}' style="overflow:hidden;padding:0px 3px 0px 3px;vertical-align:bottom;text-align:center;">34</td> <td data-sheets-value='{"1":3,"3":26}' style="border-right:1px solid #000000;overflow:hidden;padding:0px 3px 0px 3px;vertical-align:bottom;text-align:center;">26</td> </tr> <tr style="height:20px;"> <td style="border-bottom:1px solid #000000;border-left:1px solid #000000;overflow:hidden;padding:0px 3px 0px 3px;vertical-align:bottom;"></td> <td style="border-bottom:1px solid #000000;overflow:hidden;padding:0px 3px 0px 3px;vertical-align:bottom;"></td> <td data-sheets-value='{"1":2,"2":"Opal (T/O)"}' style="border-bottom:1px solid #000000;overflow:hidden;padding:0px 3px 0px 3px;vertical-align:bottom;">Opal (T/O)</td> <td data-sheets-numberformat='{"1":2,"2":"0.00","3":1}' data-sheets-value='{"1":3,"3":0.98}' style="border-bottom:1px solid #000000;overflow:hidden;padding:0px 3px 0px 3px;vertical-align:bottom;text-align:center;">0.98</td> <td data-sheets-numberformat='{"1":2,"2":"0","3":1}' data-sheets-value='{"1":3,"3":16.81}' style="border-bottom:1px solid #000000;overflow:hidden;padding:0px 3px 0px 3px;vertical-align:bottom;text-align:center;">17</td> <td data-sheets-numberformat='{"1":2,"2":"0","3":1}' data-sheets-value='{"1":3,"3":29.700000000000003}' style="border-bottom:1px solid #000000;overflow:hidden;padding:0px 3px 0px 3px;vertical-align:bottom;text-align:center;">30</td> <td data-sheets-value='{"1":3,"3":26}' style="border-right:1px solid #000000;border-bottom:1px solid #000000;overflow:hidden;padding:0px 3px 0px 3px;vertical-align:bottom;text-align:center;">26</td> </tr> </tbody></table> | skylux-160-ce-met-koepel-en-pvc-opstand-30-20-met-lm-motor-pvc-raam-type-ep25-en-windvang-1000-x-2500-mm | 8586036052301 | 46872366809421
Smoke and heat exhaust (SHEV) | SHE system | Skylux | Skylux 160° CE with skylight and PVC curb 30/20 with double LM-actuator, PVC frame type EP25 and spoiler 1000 x 2800 mm |  | 50473 | 5412970504733 | 8813.65 | Yes | 30-45 | 155.02 | 1000 x 2800 mm | 2800 | 1000 |  | PVC 30/20 (30 cm high & roof opening = 20 cm larger than daylight size) | Rectangular | 1.19 W/m²K - 0.98 W/m²K | 57% - 30% | 37% - 17% | 24dB - 26dB | 160° CE (for industry) | PVC frame EP25 | with spoiler | E | Double actuator | Maximum double-walled skylight possible for this product | Ut-value LT-value g-value Rw-value EN 1873 : 2014 EN ISO 13468 EN 16153 EN 410 EN 410 EN ISO 140-3 Material Walls Shells (W/m²K) (%) (%) (dB) Acrylic EW Clear (H) 1.19 37 57 24 PMMA Opal (O) 1.19 34 50 24 DW Clear (H/H) 0.98 33 50 26 Opal (O/O) 0.98 28 38 26 Polycarbonate EW Clear (A) 1.19 36 55 24 PC Opal (D) 1.19 24 40 24 DW Clear (A/H) 0.98 32 48 26 Clear (A/A) 0.98 32 46 26 Opal (A/O) 0.98 30 42 26 Opal (A/D) 0.98 21 33 26 Polycarbonate EW Heatstop Opal (T) 1.19 20 39 24 Heatstop PC DW Clear (T/H) 0.98 18 34 26 Opal (T/O) 0.98 17 30 26 | https://skylux.eu/en/products/skylux-160-ce-met-koepel-en-pvc-opstand-30-20-met-lm-motor-pvc-raam-type-ep25-en-windvang-1000-x-2800-mm | https://skylux.eu/cdn/shop/files/Skylux-160deg-CE-met-koepel-en-pvc-opstand-3020-met-dubbele-LM-motor-pvc-raam-type-EP25-en-windvang-1000-x-2800-mm-RWA-systeem.jpg?v=1702981013&width=1600 | https://skylux.eu/cdn/shop/files/e5a82811-1bb0-48e4-a776-cacb59c7c092_3460e392-63e5-403c-b6f0-b31f5aa93abf.jpg?v=1688551264&width=1600 | //skylux.eu/cdn/shop/files/E_MH_Mounting_instructions_Skylux_160_CE_LM.pdf?v=12406716259046007223 | //skylux.eu/cdn/shop/files/E_TD_Technical_File_Skylux_Skylux_160_CE_Electric.pdf?v=3667116872303399239 | <style type="text/css" id="isPasted"><!--td {border: 1px solid #cccccc;}br {mso-data-placement:same-cell;}--></style><table border="1" cellpadding="0" cellspacing="0" dir="ltr" style="table-layout:fixed;font-size:10pt;font-family:Arial;border-collapse:collapse;border:none;"><tbody> <tr style="height:20px;"> <td style="overflow:hidden;padding:0px 3px 0px 3px;vertical-align:bottom;"></td> <td style="overflow:hidden;padding:0px 3px 0px 3px;vertical-align:bottom;"></td> <td style="overflow:hidden;padding:0px 3px 0px 3px;vertical-align:bottom;"></td> <td data-sheets-value='{"1":2,"2":"Ut-value"}' style="overflow:hidden;padding:0px 3px 0px 3px;vertical-align:bottom;font-weight:bold;text-align:center;">Ut-value</td> <td data-sheets-value='{"1":2,"2":"LT-value"}' style="overflow:hidden;padding:0px 3px 0px 3px;vertical-align:bottom;font-weight:bold;text-align:center;">LT-value</td> <td data-sheets-value='{"1":2,"2":"g-value"}' style="overflow:hidden;padding:0px 3px 0px 3px;vertical-align:bottom;font-weight:bold;text-align:center;">g-value</td> <td data-sheets-value='{"1":2,"2":"Rw-value "}' style="overflow:hidden;padding:0px 3px 0px 3px;vertical-align:bottom;font-weight:bold;text-align:center;">Rw-value </td> </tr> <tr style="height:20px;"> <td style="overflow:hidden;padding:0px 3px 0px 3px;vertical-align:bottom;"></td> <td style="overflow:hidden;padding:0px 3px 0px 3px;vertical-align:bottom;"></td> <td style="overflow:hidden;padding:0px 3px 0px 3px;vertical-align:bottom;"></td> <td data-sheets-numberformat='{"1":2,"2":"0.00","3":1}' data-sheets-value='{"1":2,"2":"EN 1873 : 2014"}' style="overflow:hidden;padding:0px 3px 0px 3px;vertical-align:bottom;text-align:center;">EN 1873 : 2014</td> <td data-sheets-numberformat='{"1":2,"2":"0","3":1}' data-sheets-value='{"1":2,"2":"EN ISO 13468 EN 16153 EN 410"}' style="overflow:hidden;padding:0px 3px 0px 3px;vertical-align:bottom;text-align:center;">EN ISO 13468 EN 16153 EN 410</td> <td data-sheets-numberformat='{"1":2,"2":"0","3":1}' data-sheets-value='{"1":2,"2":"EN 410"}' style="overflow:hidden;padding:0px 3px 0px 3px;vertical-align:bottom;text-align:center;">EN 410</td> <td data-sheets-value='{"1":2,"2":"EN ISO 140-3\t\t"}' style="overflow:hidden;padding:0px 3px 0px 3px;vertical-align:bottom;text-align:center;">EN ISO 140-3 </td> </tr> <tr style="height:20px;"> <td data-sheets-value='{"1":2,"2":"Material"}' style="border-bottom:1px solid #000000;overflow:hidden;padding:0px 3px 0px 3px;vertical-align:bottom;background-color:#000000;font-weight:bold;color:#ffffff;">Material</td> <td data-sheets-value='{"1":2,"2":"Walls"}' style="border-bottom:1px solid #000000;overflow:hidden;padding:0px 3px 0px 3px;vertical-align:bottom;background-color:#000000;font-weight:bold;color:#ffffff;">Walls</td> <td data-sheets-value='{"1":2,"2":"Shells"}' style="border-bottom:1px solid #000000;overflow:hidden;padding:0px 3px 0px 3px;vertical-align:bottom;background-color:#000000;font-weight:bold;color:#ffffff;">Shells</td> <td data-sheets-numberformat='{"1":2,"2":"0.00","3":1}' data-sheets-value='{"1":2,"2":"(W/m²K)\t"}' style="border-bottom:1px solid #000000;overflow:hidden;padding:0px 3px 0px 3px;vertical-align:bottom;background-color:#000000;font-weight:bold;color:#ffffff;text-align:center;">(W/m²K) </td> <td data-sheets-numberformat='{"1":2,"2":"0","3":1}' data-sheets-value='{"1":2,"2":"(%)"}' style="border-bottom:1px solid #000000;overflow:hidden;padding:0px 3px 0px 3px;vertical-align:bottom;background-color:#000000;font-weight:bold;color:#ffffff;text-align:center;">(%)</td> <td data-sheets-numberformat='{"1":2,"2":"0","3":1}' data-sheets-value='{"1":2,"2":"(%)"}' style="border-bottom:1px solid #000000;overflow:hidden;padding:0px 3px 0px 3px;vertical-align:bottom;background-color:#000000;font-weight:bold;color:#ffffff;text-align:center;">(%)</td> <td data-sheets-value='{"1":2,"2":"(dB)"}' style="border-bottom:1px solid #000000;overflow:hidden;padding:0px 3px 0px 3px;vertical-align:bottom;background-color:#000000;font-weight:bold;color:#ffffff;text-align:center;">(dB)</td> </tr> <tr style="height:20px;"> <td data-sheets-value='{"1":2,"2":"Acrylic"}' style="border-left:1px solid #000000;overflow:hidden;padding:0px 3px 0px 3px;vertical-align:bottom;">Acrylic</td> <td data-sheets-value='{"1":2,"2":"EW"}' style="overflow:hidden;padding:0px 3px 0px 3px;vertical-align:bottom;">EW</td> <td data-sheets-value='{"1":2,"2":"Clear (H)"}' style="overflow:hidden;padding:0px 3px 0px 3px;vertical-align:bottom;">Clear (H)</td> <td data-sheets-numberformat='{"1":2,"2":"0.00","3":1}' data-sheets-value='{"1":3,"3":1.19}' style="overflow:hidden;padding:0px 3px 0px 3px;vertical-align:bottom;text-align:center;">1.19</td> <td data-sheets-numberformat='{"1":2,"2":"0","3":1}' data-sheets-value='{"1":3,"3":36.9}' style="overflow:hidden;padding:0px 3px 0px 3px;vertical-align:bottom;text-align:center;">37</td> <td data-sheets-numberformat='{"1":2,"2":"0","3":1}' data-sheets-value='{"1":3,"3":57.42}' style="overflow:hidden;padding:0px 3px 0px 3px;vertical-align:bottom;text-align:center;">57</td> <td data-sheets-value='{"1":3,"3":24}' style="border-right:1px solid #000000;overflow:hidden;padding:0px 3px 0px 3px;vertical-align:bottom;text-align:center;">24</td> </tr> <tr style="height:20px;"> <td data-sheets-value='{"1":2,"2":"PMMA"}' style="border-left:1px solid #000000;overflow:hidden;padding:0px 3px 0px 3px;vertical-align:bottom;">PMMA</td> <td style="overflow:hidden;padding:0px 3px 0px 3px;vertical-align:bottom;"></td> <td data-sheets-value='{"1":2,"2":"Opal (O)"}' style="overflow:hidden;padding:0px 3px 0px 3px;vertical-align:bottom;">Opal (O)</td> <td data-sheets-numberformat='{"1":2,"2":"0.00","3":1}' data-sheets-value='{"1":3,"3":1.19}' style="overflow:hidden;padding:0px 3px 0px 3px;vertical-align:bottom;text-align:center;">1.19</td> <td data-sheets-numberformat='{"1":2,"2":"0","3":1}' data-sheets-value='{"1":3,"3":34.03}' style="overflow:hidden;padding:0px 3px 0px 3px;vertical-align:bottom;text-align:center;">34</td> <td data-sheets-numberformat='{"1":2,"2":"0","3":1}' data-sheets-value='{"1":3,"3":50.160000000000004}' style="overflow:hidden;padding:0px 3px 0px 3px;vertical-align:bottom;text-align:center;">50</td> <td data-sheets-value='{"1":3,"3":24}' style="border-right:1px solid #000000;overflow:hidden;padding:0px 3px 0px 3px;vertical-align:bottom;text-align:center;">24</td> </tr> <tr style="height:20px;"> <td style="border-left:1px solid #000000;overflow:hidden;padding:0px 3px 0px 3px;vertical-align:bottom;"></td> <td data-sheets-value='{"1":2,"2":"DW"}' style="overflow:hidden;padding:0px 3px 0px 3px;vertical-align:bottom;">DW</td> <td data-sheets-value='{"1":2,"2":"Clear (H/H)"}' style="overflow:hidden;padding:0px 3px 0px 3px;vertical-align:bottom;">Clear (H/H)</td> <td data-sheets-numberformat='{"1":2,"2":"0.00","3":1}' data-sheets-value='{"1":3,"3":0.98}' style="overflow:hidden;padding:0px 3px 0px 3px;vertical-align:bottom;text-align:center;">0.98</td> <td data-sheets-numberformat='{"1":2,"2":"0","3":1}' data-sheets-value='{"1":3,"3":33.21}' style="overflow:hidden;padding:0px 3px 0px 3px;vertical-align:bottom;text-align:center;">33</td> <td data-sheets-numberformat='{"1":2,"2":"0","3":1}' data-sheets-value='{"1":3,"3":49.5}' style="overflow:hidden;padding:0px 3px 0px 3px;vertical-align:bottom;text-align:center;">50</td> <td data-sheets-value='{"1":3,"3":26}' style="border-right:1px solid #000000;overflow:hidden;padding:0px 3px 0px 3px;vertical-align:bottom;text-align:center;">26</td> </tr> <tr style="height:20px;"> <td style="border-bottom:1px solid #000000;border-left:1px solid #000000;overflow:hidden;padding:0px 3px 0px 3px;vertical-align:bottom;"></td> <td style="border-bottom:1px solid #000000;overflow:hidden;padding:0px 3px 0px 3px;vertical-align:bottom;"></td> <td data-sheets-value='{"1":2,"2":"Opal (O/O)"}' style="border-bottom:1px solid #000000;overflow:hidden;padding:0px 3px 0px 3px;vertical-align:bottom;">Opal (O/O)</td> <td data-sheets-numberformat='{"1":2,"2":"0.00","3":1}' data-sheets-value='{"1":3,"3":0.98}' style="border-bottom:1px solid #000000;overflow:hidden;padding:0px 3px 0px 3px;vertical-align:bottom;text-align:center;">0.98</td> <td data-sheets-numberformat='{"1":2,"2":"0","3":1}' data-sheets-value='{"1":3,"3":28.29}' style="border-bottom:1px solid #000000;overflow:hidden;padding:0px 3px 0px 3px;vertical-align:bottom;text-align:center;">28</td> <td data-sheets-numberformat='{"1":2,"2":"0","3":1}' data-sheets-value='{"1":3,"3":38.28}' style="border-bottom:1px solid #000000;overflow:hidden;padding:0px 3px 0px 3px;vertical-align:bottom;text-align:center;">38</td> <td data-sheets-value='{"1":3,"3":26}' style="border-right:1px solid #000000;border-bottom:1px solid #000000;overflow:hidden;padding:0px 3px 0px 3px;vertical-align:bottom;text-align:center;">26</td> </tr> <tr style="height:20px;"> <td data-sheets-value='{"1":2,"2":"Polycarbonate "}' style="border-left:1px solid #000000;overflow:hidden;padding:0px 3px 0px 3px;vertical-align:bottom;">Polycarbonate </td> <td data-sheets-value='{"1":2,"2":"EW"}' style="overflow:hidden;padding:0px 3px 0px 3px;vertical-align:bottom;">EW</td> <td data-sheets-value='{"1":2,"2":"Clear (A)"}' style="overflow:hidden;padding:0px 3px 0px 3px;vertical-align:bottom;">Clear (A)</td> <td data-sheets-numberformat='{"1":2,"2":"0.00","3":1}' data-sheets-value='{"1":3,"3":1.19}' style="overflow:hidden;padding:0px 3px 0px 3px;vertical-align:bottom;text-align:center;">1.19</td> <td data-sheets-numberformat='{"1":2,"2":"0","3":1}' data-sheets-value='{"1":3,"3":36.08}' style="overflow:hidden;padding:0px 3px 0px 3px;vertical-align:bottom;text-align:center;">36</td> <td data-sheets-numberformat='{"1":2,"2":"0","3":1}' data-sheets-value='{"1":3,"3":54.78}' style="overflow:hidden;padding:0px 3px 0px 3px;vertical-align:bottom;text-align:center;">55</td> <td data-sheets-value='{"1":3,"3":24}' style="border-right:1px solid #000000;overflow:hidden;padding:0px 3px 0px 3px;vertical-align:bottom;text-align:center;">24</td> </tr> <tr style="height:20px;"> <td data-sheets-value='{"1":2,"2":"PC"}' style="border-left:1px solid #000000;overflow:hidden;padding:0px 3px 0px 3px;vertical-align:bottom;">PC</td> <td style="overflow:hidden;padding:0px 3px 0px 3px;vertical-align:bottom;"></td> <td data-sheets-value='{"1":2,"2":"Opal (D)"}' style="overflow:hidden;padding:0px 3px 0px 3px;vertical-align:bottom;">Opal (D)</td> <td data-sheets-numberformat='{"1":2,"2":"0.00","3":1}' data-sheets-value='{"1":3,"3":1.19}' style="overflow:hidden;padding:0px 3px 0px 3px;vertical-align:bottom;text-align:center;">1.19</td> <td data-sheets-numberformat='{"1":2,"2":"0","3":1}' data-sheets-value='{"1":3,"3":23.779999999999998}' style="overflow:hidden;padding:0px 3px 0px 3px;vertical-align:bottom;text-align:center;">24</td> <td data-sheets-numberformat='{"1":2,"2":"0","3":1}' data-sheets-value='{"1":3,"3":39.6}' style="overflow:hidden;padding:0px 3px 0px 3px;vertical-align:bottom;text-align:center;">40</td> <td data-sheets-value='{"1":3,"3":24}' style="border-right:1px solid #000000;overflow:hidden;padding:0px 3px 0px 3px;vertical-align:bottom;text-align:center;">24</td> </tr> <tr style="height:20px;"> <td style="border-left:1px solid #000000;overflow:hidden;padding:0px 3px 0px 3px;vertical-align:bottom;"></td> <td data-sheets-value='{"1":2,"2":"DW"}' style="overflow:hidden;padding:0px 3px 0px 3px;vertical-align:bottom;">DW</td> <td data-sheets-value='{"1":2,"2":"Clear (A/H)"}' style="overflow:hidden;padding:0px 3px 0px 3px;vertical-align:bottom;">Clear (A/H)</td> <td data-sheets-numberformat='{"1":2,"2":"0.00","3":1}' data-sheets-value='{"1":3,"3":0.98}' style="overflow:hidden;padding:0px 3px 0px 3px;vertical-align:bottom;text-align:center;">0.98</td> <td data-sheets-numberformat='{"1":2,"2":"0","3":1}' data-sheets-value='{"1":3,"3":32.39}' style="overflow:hidden;padding:0px 3px 0px 3px;vertical-align:bottom;text-align:center;">32</td> <td data-sheets-numberformat='{"1":2,"2":"0","3":1}' data-sheets-value='{"1":3,"3":47.52}' style="overflow:hidden;padding:0px 3px 0px 3px;vertical-align:bottom;text-align:center;">48</td> <td data-sheets-value='{"1":3,"3":26}' style="border-right:1px solid #000000;overflow:hidden;padding:0px 3px 0px 3px;vertical-align:bottom;text-align:center;">26</td> </tr> <tr style="height:20px;"> <td style="border-left:1px solid #000000;overflow:hidden;padding:0px 3px 0px 3px;vertical-align:bottom;"></td> <td style="overflow:hidden;padding:0px 3px 0px 3px;vertical-align:bottom;"></td> <td data-sheets-value='{"1":2,"2":"Clear (A/A)"}' style="overflow:hidden;padding:0px 3px 0px 3px;vertical-align:bottom;">Clear (A/A)</td> <td data-sheets-numberformat='{"1":2,"2":"0.00","3":1}' data-sheets-value='{"1":3,"3":0.98}' style="overflow:hidden;padding:0px 3px 0px 3px;vertical-align:bottom;text-align:center;">0.98</td> <td data-sheets-numberformat='{"1":2,"2":"0","3":1}' data-sheets-value='{"1":3,"3":31.569999999999997}' style="overflow:hidden;padding:0px 3px 0px 3px;vertical-align:bottom;text-align:center;">32</td> <td data-sheets-numberformat='{"1":2,"2":"0","3":1}' data-sheets-value='{"1":3,"3":45.54}' style="overflow:hidden;padding:0px 3px 0px 3px;vertical-align:bottom;text-align:center;">46</td> <td data-sheets-value='{"1":3,"3":26}' style="border-right:1px solid #000000;overflow:hidden;padding:0px 3px 0px 3px;vertical-align:bottom;text-align:center;">26</td> </tr> <tr style="height:20px;"> <td style="border-left:1px solid #000000;overflow:hidden;padding:0px 3px 0px 3px;vertical-align:bottom;"></td> <td style="overflow:hidden;padding:0px 3px 0px 3px;vertical-align:bottom;"></td> <td data-sheets-value='{"1":2,"2":"Opal (A/O)"}' style="overflow:hidden;padding:0px 3px 0px 3px;vertical-align:bottom;">Opal (A/O)</td> <td data-sheets-numberformat='{"1":2,"2":"0.00","3":1}' data-sheets-value='{"1":3,"3":0.98}' style="overflow:hidden;padding:0px 3px 0px 3px;vertical-align:bottom;text-align:center;">0.98</td> <td data-sheets-numberformat='{"1":2,"2":"0","3":1}' data-sheets-value='{"1":3,"3":29.93}' style="overflow:hidden;padding:0px 3px 0px 3px;vertical-align:bottom;text-align:center;">30</td> <td data-sheets-numberformat='{"1":2,"2":"0","3":1}' data-sheets-value='{"1":3,"3":41.580000000000005}' style="overflow:hidden;padding:0px 3px 0px 3px;vertical-align:bottom;text-align:center;">42</td> <td data-sheets-value='{"1":3,"3":26}' style="border-right:1px solid #000000;overflow:hidden;padding:0px 3px 0px 3px;vertical-align:bottom;text-align:center;">26</td> </tr> <tr style="height:20px;"> <td style="border-bottom:1px solid #000000;border-left:1px solid #000000;overflow:hidden;padding:0px 3px 0px 3px;vertical-align:bottom;"></td> <td style="border-bottom:1px solid #000000;overflow:hidden;padding:0px 3px 0px 3px;vertical-align:bottom;"></td> <td data-sheets-value='{"1":2,"2":"Opal (A/D)"}' style="border-bottom:1px solid #000000;overflow:hidden;padding:0px 3px 0px 3px;vertical-align:bottom;">Opal (A/D)</td> <td data-sheets-numberformat='{"1":2,"2":"0.00","3":1}' data-sheets-value='{"1":3,"3":0.98}' style="border-bottom:1px solid #000000;overflow:hidden;padding:0px 3px 0px 3px;vertical-align:bottom;text-align:center;">0.98</td> <td data-sheets-numberformat='{"1":2,"2":"0","3":1}' data-sheets-value='{"1":3,"3":20.91}' style="border-bottom:1px solid #000000;overflow:hidden;padding:0px 3px 0px 3px;vertical-align:bottom;text-align:center;">21</td> <td data-sheets-numberformat='{"1":2,"2":"0","3":1}' data-sheets-value='{"1":3,"3":33}' style="border-bottom:1px solid #000000;overflow:hidden;padding:0px 3px 0px 3px;vertical-align:bottom;text-align:center;">33</td> <td data-sheets-value='{"1":3,"3":26}' style="border-right:1px solid #000000;border-bottom:1px solid #000000;overflow:hidden;padding:0px 3px 0px 3px;vertical-align:bottom;text-align:center;">26</td> </tr> <tr style="height:20px;"> <td data-sheets-value='{"1":2,"2":"Polycarbonate"}' style="border-left:1px solid #000000;overflow:hidden;padding:0px 3px 0px 3px;vertical-align:bottom;">Polycarbonate</td> <td data-sheets-value='{"1":2,"2":"EW"}' style="overflow:hidden;padding:0px 3px 0px 3px;vertical-align:bottom;">EW</td> <td data-sheets-value='{"1":2,"2":"Heatstop Opal (T)"}' style="overflow:hidden;padding:0px 3px 0px 3px;vertical-align:bottom;">Heatstop Opal (T)</td> <td data-sheets-numberformat='{"1":2,"2":"0.00","3":1}' data-sheets-value='{"1":3,"3":1.19}' style="overflow:hidden;padding:0px 3px 0px 3px;vertical-align:bottom;text-align:center;">1.19</td> <td data-sheets-numberformat='{"1":2,"2":"0","3":1}' data-sheets-value='{"1":3,"3":20.09}' style="overflow:hidden;padding:0px 3px 0px 3px;vertical-align:bottom;text-align:center;">20</td> <td data-sheets-numberformat='{"1":2,"2":"0","3":1}' data-sheets-value='{"1":3,"3":38.940000000000005}' style="overflow:hidden;padding:0px 3px 0px 3px;vertical-align:bottom;text-align:center;">39</td> <td data-sheets-value='{"1":3,"3":24}' style="border-right:1px solid #000000;overflow:hidden;padding:0px 3px 0px 3px;vertical-align:bottom;text-align:center;">24</td> </tr> <tr style="height:20px;"> <td data-sheets-value='{"1":2,"2":"Heatstop PC"}' style="border-left:1px solid #000000;overflow:hidden;padding:0px 3px 0px 3px;vertical-align:bottom;">Heatstop PC</td> <td data-sheets-value='{"1":2,"2":"DW"}' style="overflow:hidden;padding:0px 3px 0px 3px;vertical-align:bottom;">DW</td> <td data-sheets-value='{"1":2,"2":"Clear (T/H)"}' style="overflow:hidden;padding:0px 3px 0px 3px;vertical-align:bottom;">Clear (T/H)</td> <td data-sheets-numberformat='{"1":2,"2":"0.00","3":1}' data-sheets-value='{"1":3,"3":0.98}' style="overflow:hidden;padding:0px 3px 0px 3px;vertical-align:bottom;text-align:center;">0.98</td> <td data-sheets-numberformat='{"1":2,"2":"0","3":1}' data-sheets-value='{"1":3,"3":18.04}' style="overflow:hidden;padding:0px 3px 0px 3px;vertical-align:bottom;text-align:center;">18</td> <td data-sheets-numberformat='{"1":2,"2":"0","3":1}' data-sheets-value='{"1":3,"3":33.660000000000004}' style="overflow:hidden;padding:0px 3px 0px 3px;vertical-align:bottom;text-align:center;">34</td> <td data-sheets-value='{"1":3,"3":26}' style="border-right:1px solid #000000;overflow:hidden;padding:0px 3px 0px 3px;vertical-align:bottom;text-align:center;">26</td> </tr> <tr style="height:20px;"> <td style="border-bottom:1px solid #000000;border-left:1px solid #000000;overflow:hidden;padding:0px 3px 0px 3px;vertical-align:bottom;"></td> <td style="border-bottom:1px solid #000000;overflow:hidden;padding:0px 3px 0px 3px;vertical-align:bottom;"></td> <td data-sheets-value='{"1":2,"2":"Opal (T/O)"}' style="border-bottom:1px solid #000000;overflow:hidden;padding:0px 3px 0px 3px;vertical-align:bottom;">Opal (T/O)</td> <td data-sheets-numberformat='{"1":2,"2":"0.00","3":1}' data-sheets-value='{"1":3,"3":0.98}' style="border-bottom:1px solid #000000;overflow:hidden;padding:0px 3px 0px 3px;vertical-align:bottom;text-align:center;">0.98</td> <td data-sheets-numberformat='{"1":2,"2":"0","3":1}' data-sheets-value='{"1":3,"3":16.81}' style="border-bottom:1px solid #000000;overflow:hidden;padding:0px 3px 0px 3px;vertical-align:bottom;text-align:center;">17</td> <td data-sheets-numberformat='{"1":2,"2":"0","3":1}' data-sheets-value='{"1":3,"3":29.700000000000003}' style="border-bottom:1px solid #000000;overflow:hidden;padding:0px 3px 0px 3px;vertical-align:bottom;text-align:center;">30</td> <td data-sheets-value='{"1":3,"3":26}' style="border-right:1px solid #000000;border-bottom:1px solid #000000;overflow:hidden;padding:0px 3px 0px 3px;vertical-align:bottom;text-align:center;">26</td> </tr> </tbody></table> | skylux-160-ce-met-koepel-en-pvc-opstand-30-20-met-lm-motor-pvc-raam-type-ep25-en-windvang-1000-x-2800-mm | 8586036085069 | 46872366874957
Smoke and heat exhaust (SHEV) | SHE system | Skylux | Skylux 160° CE with skylight and PVC curb 30/20 with double LM-actuator, PVC frame type EP25 and spoiler 1200 x 2400 mm |  | 50486 | 5412970504863 | 8804 | Yes | 30-45 | 163.77 | 1200 x 2400 mm | 2400 | 1200 |  | PVC 30/20 (30 cm high & roof opening = 20 cm larger than daylight size) | Rectangular | 1.19 W/m²K - 0.98 W/m²K | 57% - 30% | 37% - 17% | 24dB - 26dB | 160° CE (for industry) | PVC frame EP25 | with spoiler | E | Double actuator | Maximum double-walled skylight possible for this product | Ut-value LT-value g-value Rw-value EN 1873 : 2014 EN ISO 13468 EN 16153 EN 410 EN 410 EN ISO 140-3 Material Walls Shells (W/m²K) (%) (%) (dB) Acrylic EW Clear (H) 1.19 37 57 24 PMMA Opal (O) 1.19 34 50 24 DW Clear (H/H) 0.98 33 50 26 Opal (O/O) 0.98 28 38 26 Polycarbonate EW Clear (A) 1.19 36 55 24 PC Opal (D) 1.19 24 40 24 DW Clear (A/H) 0.98 32 48 26 Clear (A/A) 0.98 32 46 26 Opal (A/O) 0.98 30 42 26 Opal (A/D) 0.98 21 33 26 Polycarbonate EW Heatstop Opal (T) 1.19 20 39 24 Heatstop PC DW Clear (T/H) 0.98 18 34 26 Opal (T/O) 0.98 17 30 26 | https://skylux.eu/en/products/skylux-160-ce-met-koepel-en-pvc-opstand-30-20-met-lm-motor-pvc-raam-type-ep25-en-windvang-1200-x-2400-mm | https://skylux.eu/cdn/shop/files/Skylux-160deg-CE-met-koepel-en-pvc-opstand-3020-met-dubbele-LM-motor-pvc-raam-type-EP25-en-windvang-1200-x-2400-mm-RWA-systeem.jpg?v=1702981082&width=1600 | https://skylux.eu/cdn/shop/files/e5a82811-1bb0-48e4-a776-cacb59c7c092_532c2e37-0e21-4df7-a857-5b9ee2602af5.jpg?v=1688551280&width=1600 | //skylux.eu/cdn/shop/files/E_MH_Mounting_instructions_Skylux_160_CE_LM.pdf?v=12406716259046007223 | //skylux.eu/cdn/shop/files/E_TD_Technical_File_Skylux_Skylux_160_CE_Electric.pdf?v=3667116872303399239 | <style type="text/css" id="isPasted"><!--td {border: 1px solid #cccccc;}br {mso-data-placement:same-cell;}--></style><table border="1" cellpadding="0" cellspacing="0" dir="ltr" style="table-layout:fixed;font-size:10pt;font-family:Arial;border-collapse:collapse;border:none;"><tbody> <tr style="height:20px;"> <td style="overflow:hidden;padding:0px 3px 0px 3px;vertical-align:bottom;"></td> <td style="overflow:hidden;padding:0px 3px 0px 3px;vertical-align:bottom;"></td> <td style="overflow:hidden;padding:0px 3px 0px 3px;vertical-align:bottom;"></td> <td data-sheets-value='{"1":2,"2":"Ut-value"}' style="overflow:hidden;padding:0px 3px 0px 3px;vertical-align:bottom;font-weight:bold;text-align:center;">Ut-value</td> <td data-sheets-value='{"1":2,"2":"LT-value"}' style="overflow:hidden;padding:0px 3px 0px 3px;vertical-align:bottom;font-weight:bold;text-align:center;">LT-value</td> <td data-sheets-value='{"1":2,"2":"g-value"}' style="overflow:hidden;padding:0px 3px 0px 3px;vertical-align:bottom;font-weight:bold;text-align:center;">g-value</td> <td data-sheets-value='{"1":2,"2":"Rw-value "}' style="overflow:hidden;padding:0px 3px 0px 3px;vertical-align:bottom;font-weight:bold;text-align:center;">Rw-value </td> </tr> <tr style="height:20px;"> <td style="overflow:hidden;padding:0px 3px 0px 3px;vertical-align:bottom;"></td> <td style="overflow:hidden;padding:0px 3px 0px 3px;vertical-align:bottom;"></td> <td style="overflow:hidden;padding:0px 3px 0px 3px;vertical-align:bottom;"></td> <td data-sheets-numberformat='{"1":2,"2":"0.00","3":1}' data-sheets-value='{"1":2,"2":"EN 1873 : 2014"}' style="overflow:hidden;padding:0px 3px 0px 3px;vertical-align:bottom;text-align:center;">EN 1873 : 2014</td> <td data-sheets-numberformat='{"1":2,"2":"0","3":1}' data-sheets-value='{"1":2,"2":"EN ISO 13468 EN 16153 EN 410"}' style="overflow:hidden;padding:0px 3px 0px 3px;vertical-align:bottom;text-align:center;">EN ISO 13468 EN 16153 EN 410</td> <td data-sheets-numberformat='{"1":2,"2":"0","3":1}' data-sheets-value='{"1":2,"2":"EN 410"}' style="overflow:hidden;padding:0px 3px 0px 3px;vertical-align:bottom;text-align:center;">EN 410</td> <td data-sheets-value='{"1":2,"2":"EN ISO 140-3\t\t"}' style="overflow:hidden;padding:0px 3px 0px 3px;vertical-align:bottom;text-align:center;">EN ISO 140-3 </td> </tr> <tr style="height:20px;"> <td data-sheets-value='{"1":2,"2":"Material"}' style="border-bottom:1px solid #000000;overflow:hidden;padding:0px 3px 0px 3px;vertical-align:bottom;background-color:#000000;font-weight:bold;color:#ffffff;">Material</td> <td data-sheets-value='{"1":2,"2":"Walls"}' style="border-bottom:1px solid #000000;overflow:hidden;padding:0px 3px 0px 3px;vertical-align:bottom;background-color:#000000;font-weight:bold;color:#ffffff;">Walls</td> <td data-sheets-value='{"1":2,"2":"Shells"}' style="border-bottom:1px solid #000000;overflow:hidden;padding:0px 3px 0px 3px;vertical-align:bottom;background-color:#000000;font-weight:bold;color:#ffffff;">Shells</td> <td data-sheets-numberformat='{"1":2,"2":"0.00","3":1}' data-sheets-value='{"1":2,"2":"(W/m²K)\t"}' style="border-bottom:1px solid #000000;overflow:hidden;padding:0px 3px 0px 3px;vertical-align:bottom;background-color:#000000;font-weight:bold;color:#ffffff;text-align:center;">(W/m²K) </td> <td data-sheets-numberformat='{"1":2,"2":"0","3":1}' data-sheets-value='{"1":2,"2":"(%)"}' style="border-bottom:1px solid #000000;overflow:hidden;padding:0px 3px 0px 3px;vertical-align:bottom;background-color:#000000;font-weight:bold;color:#ffffff;text-align:center;">(%)</td> <td data-sheets-numberformat='{"1":2,"2":"0","3":1}' data-sheets-value='{"1":2,"2":"(%)"}' style="border-bottom:1px solid #000000;overflow:hidden;padding:0px 3px 0px 3px;vertical-align:bottom;background-color:#000000;font-weight:bold;color:#ffffff;text-align:center;">(%)</td> <td data-sheets-value='{"1":2,"2":"(dB)"}' style="border-bottom:1px solid #000000;overflow:hidden;padding:0px 3px 0px 3px;vertical-align:bottom;background-color:#000000;font-weight:bold;color:#ffffff;text-align:center;">(dB)</td> </tr> <tr style="height:20px;"> <td data-sheets-value='{"1":2,"2":"Acrylic"}' style="border-left:1px solid #000000;overflow:hidden;padding:0px 3px 0px 3px;vertical-align:bottom;">Acrylic</td> <td data-sheets-value='{"1":2,"2":"EW"}' style="overflow:hidden;padding:0px 3px 0px 3px;vertical-align:bottom;">EW</td> <td data-sheets-value='{"1":2,"2":"Clear (H)"}' style="overflow:hidden;padding:0px 3px 0px 3px;vertical-align:bottom;">Clear (H)</td> <td data-sheets-numberformat='{"1":2,"2":"0.00","3":1}' data-sheets-value='{"1":3,"3":1.19}' style="overflow:hidden;padding:0px 3px 0px 3px;vertical-align:bottom;text-align:center;">1.19</td> <td data-sheets-numberformat='{"1":2,"2":"0","3":1}' data-sheets-value='{"1":3,"3":36.9}' style="overflow:hidden;padding:0px 3px 0px 3px;vertical-align:bottom;text-align:center;">37</td> <td data-sheets-numberformat='{"1":2,"2":"0","3":1}' data-sheets-value='{"1":3,"3":57.42}' style="overflow:hidden;padding:0px 3px 0px 3px;vertical-align:bottom;text-align:center;">57</td> <td data-sheets-value='{"1":3,"3":24}' style="border-right:1px solid #000000;overflow:hidden;padding:0px 3px 0px 3px;vertical-align:bottom;text-align:center;">24</td> </tr> <tr style="height:20px;"> <td data-sheets-value='{"1":2,"2":"PMMA"}' style="border-left:1px solid #000000;overflow:hidden;padding:0px 3px 0px 3px;vertical-align:bottom;">PMMA</td> <td style="overflow:hidden;padding:0px 3px 0px 3px;vertical-align:bottom;"></td> <td data-sheets-value='{"1":2,"2":"Opal (O)"}' style="overflow:hidden;padding:0px 3px 0px 3px;vertical-align:bottom;">Opal (O)</td> <td data-sheets-numberformat='{"1":2,"2":"0.00","3":1}' data-sheets-value='{"1":3,"3":1.19}' style="overflow:hidden;padding:0px 3px 0px 3px;vertical-align:bottom;text-align:center;">1.19</td> <td data-sheets-numberformat='{"1":2,"2":"0","3":1}' data-sheets-value='{"1":3,"3":34.03}' style="overflow:hidden;padding:0px 3px 0px 3px;vertical-align:bottom;text-align:center;">34</td> <td data-sheets-numberformat='{"1":2,"2":"0","3":1}' data-sheets-value='{"1":3,"3":50.160000000000004}' style="overflow:hidden;padding:0px 3px 0px 3px;vertical-align:bottom;text-align:center;">50</td> <td data-sheets-value='{"1":3,"3":24}' style="border-right:1px solid #000000;overflow:hidden;padding:0px 3px 0px 3px;vertical-align:bottom;text-align:center;">24</td> </tr> <tr style="height:20px;"> <td style="border-left:1px solid #000000;overflow:hidden;padding:0px 3px 0px 3px;vertical-align:bottom;"></td> <td data-sheets-value='{"1":2,"2":"DW"}' style="overflow:hidden;padding:0px 3px 0px 3px;vertical-align:bottom;">DW</td> <td data-sheets-value='{"1":2,"2":"Clear (H/H)"}' style="overflow:hidden;padding:0px 3px 0px 3px;vertical-align:bottom;">Clear (H/H)</td> <td data-sheets-numberformat='{"1":2,"2":"0.00","3":1}' data-sheets-value='{"1":3,"3":0.98}' style="overflow:hidden;padding:0px 3px 0px 3px;vertical-align:bottom;text-align:center;">0.98</td> <td data-sheets-numberformat='{"1":2,"2":"0","3":1}' data-sheets-value='{"1":3,"3":33.21}' style="overflow:hidden;padding:0px 3px 0px 3px;vertical-align:bottom;text-align:center;">33</td> <td data-sheets-numberformat='{"1":2,"2":"0","3":1}' data-sheets-value='{"1":3,"3":49.5}' style="overflow:hidden;padding:0px 3px 0px 3px;vertical-align:bottom;text-align:center;">50</td> <td data-sheets-value='{"1":3,"3":26}' style="border-right:1px solid #000000;overflow:hidden;padding:0px 3px 0px 3px;vertical-align:bottom;text-align:center;">26</td> </tr> <tr style="height:20px;"> <td style="border-bottom:1px solid #000000;border-left:1px solid #000000;overflow:hidden;padding:0px 3px 0px 3px;vertical-align:bottom;"></td> <td style="border-bottom:1px solid #000000;overflow:hidden;padding:0px 3px 0px 3px;vertical-align:bottom;"></td> <td data-sheets-value='{"1":2,"2":"Opal (O/O)"}' style="border-bottom:1px solid #000000;overflow:hidden;padding:0px 3px 0px 3px;vertical-align:bottom;">Opal (O/O)</td> <td data-sheets-numberformat='{"1":2,"2":"0.00","3":1}' data-sheets-value='{"1":3,"3":0.98}' style="border-bottom:1px solid #000000;overflow:hidden;padding:0px 3px 0px 3px;vertical-align:bottom;text-align:center;">0.98</td> <td data-sheets-numberformat='{"1":2,"2":"0","3":1}' data-sheets-value='{"1":3,"3":28.29}' style="border-bottom:1px solid #000000;overflow:hidden;padding:0px 3px 0px 3px;vertical-align:bottom;text-align:center;">28</td> <td data-sheets-numberformat='{"1":2,"2":"0","3":1}' data-sheets-value='{"1":3,"3":38.28}' style="border-bottom:1px solid #000000;overflow:hidden;padding:0px 3px 0px 3px;vertical-align:bottom;text-align:center;">38</td> <td data-sheets-value='{"1":3,"3":26}' style="border-right:1px solid #000000;border-bottom:1px solid #000000;overflow:hidden;padding:0px 3px 0px 3px;vertical-align:bottom;text-align:center;">26</td> </tr> <tr style="height:20px;"> <td data-sheets-value='{"1":2,"2":"Polycarbonate "}' style="border-left:1px solid #000000;overflow:hidden;padding:0px 3px 0px 3px;vertical-align:bottom;">Polycarbonate </td> <td data-sheets-value='{"1":2,"2":"EW"}' style="overflow:hidden;padding:0px 3px 0px 3px;vertical-align:bottom;">EW</td> <td data-sheets-value='{"1":2,"2":"Clear (A)"}' style="overflow:hidden;padding:0px 3px 0px 3px;vertical-align:bottom;">Clear (A)</td> <td data-sheets-numberformat='{"1":2,"2":"0.00","3":1}' data-sheets-value='{"1":3,"3":1.19}' style="overflow:hidden;padding:0px 3px 0px 3px;vertical-align:bottom;text-align:center;">1.19</td> <td data-sheets-numberformat='{"1":2,"2":"0","3":1}' data-sheets-value='{"1":3,"3":36.08}' style="overflow:hidden;padding:0px 3px 0px 3px;vertical-align:bottom;text-align:center;">36</td> <td data-sheets-numberformat='{"1":2,"2":"0","3":1}' data-sheets-value='{"1":3,"3":54.78}' style="overflow:hidden;padding:0px 3px 0px 3px;vertical-align:bottom;text-align:center;">55</td> <td data-sheets-value='{"1":3,"3":24}' style="border-right:1px solid #000000;overflow:hidden;padding:0px 3px 0px 3px;vertical-align:bottom;text-align:center;">24</td> </tr> <tr style="height:20px;"> <td data-sheets-value='{"1":2,"2":"PC"}' style="border-left:1px solid #000000;overflow:hidden;padding:0px 3px 0px 3px;vertical-align:bottom;">PC</td> <td style="overflow:hidden;padding:0px 3px 0px 3px;vertical-align:bottom;"></td> <td data-sheets-value='{"1":2,"2":"Opal (D)"}' style="overflow:hidden;padding:0px 3px 0px 3px;vertical-align:bottom;">Opal (D)</td> <td data-sheets-numberformat='{"1":2,"2":"0.00","3":1}' data-sheets-value='{"1":3,"3":1.19}' style="overflow:hidden;padding:0px 3px 0px 3px;vertical-align:bottom;text-align:center;">1.19</td> <td data-sheets-numberformat='{"1":2,"2":"0","3":1}' data-sheets-value='{"1":3,"3":23.779999999999998}' style="overflow:hidden;padding:0px 3px 0px 3px;vertical-align:bottom;text-align:center;">24</td> <td data-sheets-numberformat='{"1":2,"2":"0","3":1}' data-sheets-value='{"1":3,"3":39.6}' style="overflow:hidden;padding:0px 3px 0px 3px;vertical-align:bottom;text-align:center;">40</td> <td data-sheets-value='{"1":3,"3":24}' style="border-right:1px solid #000000;overflow:hidden;padding:0px 3px 0px 3px;vertical-align:bottom;text-align:center;">24</td> </tr> <tr style="height:20px;"> <td style="border-left:1px solid #000000;overflow:hidden;padding:0px 3px 0px 3px;vertical-align:bottom;"></td> <td data-sheets-value='{"1":2,"2":"DW"}' style="overflow:hidden;padding:0px 3px 0px 3px;vertical-align:bottom;">DW</td> <td data-sheets-value='{"1":2,"2":"Clear (A/H)"}' style="overflow:hidden;padding:0px 3px 0px 3px;vertical-align:bottom;">Clear (A/H)</td> <td data-sheets-numberformat='{"1":2,"2":"0.00","3":1}' data-sheets-value='{"1":3,"3":0.98}' style="overflow:hidden;padding:0px 3px 0px 3px;vertical-align:bottom;text-align:center;">0.98</td> <td data-sheets-numberformat='{"1":2,"2":"0","3":1}' data-sheets-value='{"1":3,"3":32.39}' style="overflow:hidden;padding:0px 3px 0px 3px;vertical-align:bottom;text-align:center;">32</td> <td data-sheets-numberformat='{"1":2,"2":"0","3":1}' data-sheets-value='{"1":3,"3":47.52}' style="overflow:hidden;padding:0px 3px 0px 3px;vertical-align:bottom;text-align:center;">48</td> <td data-sheets-value='{"1":3,"3":26}' style="border-right:1px solid #000000;overflow:hidden;padding:0px 3px 0px 3px;vertical-align:bottom;text-align:center;">26</td> </tr> <tr style="height:20px;"> <td style="border-left:1px solid #000000;overflow:hidden;padding:0px 3px 0px 3px;vertical-align:bottom;"></td> <td style="overflow:hidden;padding:0px 3px 0px 3px;vertical-align:bottom;"></td> <td data-sheets-value='{"1":2,"2":"Clear (A/A)"}' style="overflow:hidden;padding:0px 3px 0px 3px;vertical-align:bottom;">Clear (A/A)</td> <td data-sheets-numberformat='{"1":2,"2":"0.00","3":1}' data-sheets-value='{"1":3,"3":0.98}' style="overflow:hidden;padding:0px 3px 0px 3px;vertical-align:bottom;text-align:center;">0.98</td> <td data-sheets-numberformat='{"1":2,"2":"0","3":1}' data-sheets-value='{"1":3,"3":31.569999999999997}' style="overflow:hidden;padding:0px 3px 0px 3px;vertical-align:bottom;text-align:center;">32</td> <td data-sheets-numberformat='{"1":2,"2":"0","3":1}' data-sheets-value='{"1":3,"3":45.54}' style="overflow:hidden;padding:0px 3px 0px 3px;vertical-align:bottom;text-align:center;">46</td> <td data-sheets-value='{"1":3,"3":26}' style="border-right:1px solid #000000;overflow:hidden;padding:0px 3px 0px 3px;vertical-align:bottom;text-align:center;">26</td> </tr> <tr style="height:20px;"> <td style="border-left:1px solid #000000;overflow:hidden;padding:0px 3px 0px 3px;vertical-align:bottom;"></td> <td style="overflow:hidden;padding:0px 3px 0px 3px;vertical-align:bottom;"></td> <td data-sheets-value='{"1":2,"2":"Opal (A/O)"}' style="overflow:hidden;padding:0px 3px 0px 3px;vertical-align:bottom;">Opal (A/O)</td> <td data-sheets-numberformat='{"1":2,"2":"0.00","3":1}' data-sheets-value='{"1":3,"3":0.98}' style="overflow:hidden;padding:0px 3px 0px 3px;vertical-align:bottom;text-align:center;">0.98</td> <td data-sheets-numberformat='{"1":2,"2":"0","3":1}' data-sheets-value='{"1":3,"3":29.93}' style="overflow:hidden;padding:0px 3px 0px 3px;vertical-align:bottom;text-align:center;">30</td> <td data-sheets-numberformat='{"1":2,"2":"0","3":1}' data-sheets-value='{"1":3,"3":41.580000000000005}' style="overflow:hidden;padding:0px 3px 0px 3px;vertical-align:bottom;text-align:center;">42</td> <td data-sheets-value='{"1":3,"3":26}' style="border-right:1px solid #000000;overflow:hidden;padding:0px 3px 0px 3px;vertical-align:bottom;text-align:center;">26</td> </tr> <tr style="height:20px;"> <td style="border-bottom:1px solid #000000;border-left:1px solid #000000;overflow:hidden;padding:0px 3px 0px 3px;vertical-align:bottom;"></td> <td style="border-bottom:1px solid #000000;overflow:hidden;padding:0px 3px 0px 3px;vertical-align:bottom;"></td> <td data-sheets-value='{"1":2,"2":"Opal (A/D)"}' style="border-bottom:1px solid #000000;overflow:hidden;padding:0px 3px 0px 3px;vertical-align:bottom;">Opal (A/D)</td> <td data-sheets-numberformat='{"1":2,"2":"0.00","3":1}' data-sheets-value='{"1":3,"3":0.98}' style="border-bottom:1px solid #000000;overflow:hidden;padding:0px 3px 0px 3px;vertical-align:bottom;text-align:center;">0.98</td> <td data-sheets-numberformat='{"1":2,"2":"0","3":1}' data-sheets-value='{"1":3,"3":20.91}' style="border-bottom:1px solid #000000;overflow:hidden;padding:0px 3px 0px 3px;vertical-align:bottom;text-align:center;">21</td> <td data-sheets-numberformat='{"1":2,"2":"0","3":1}' data-sheets-value='{"1":3,"3":33}' style="border-bottom:1px solid #000000;overflow:hidden;padding:0px 3px 0px 3px;vertical-align:bottom;text-align:center;">33</td> <td data-sheets-value='{"1":3,"3":26}' style="border-right:1px solid #000000;border-bottom:1px solid #000000;overflow:hidden;padding:0px 3px 0px 3px;vertical-align:bottom;text-align:center;">26</td> </tr> <tr style="height:20px;"> <td data-sheets-value='{"1":2,"2":"Polycarbonate"}' style="border-left:1px solid #000000;overflow:hidden;padding:0px 3px 0px 3px;vertical-align:bottom;">Polycarbonate</td> <td data-sheets-value='{"1":2,"2":"EW"}' style="overflow:hidden;padding:0px 3px 0px 3px;vertical-align:bottom;">EW</td> <td data-sheets-value='{"1":2,"2":"Heatstop Opal (T)"}' style="overflow:hidden;padding:0px 3px 0px 3px;vertical-align:bottom;">Heatstop Opal (T)</td> <td data-sheets-numberformat='{"1":2,"2":"0.00","3":1}' data-sheets-value='{"1":3,"3":1.19}' style="overflow:hidden;padding:0px 3px 0px 3px;vertical-align:bottom;text-align:center;">1.19</td> <td data-sheets-numberformat='{"1":2,"2":"0","3":1}' data-sheets-value='{"1":3,"3":20.09}' style="overflow:hidden;padding:0px 3px 0px 3px;vertical-align:bottom;text-align:center;">20</td> <td data-sheets-numberformat='{"1":2,"2":"0","3":1}' data-sheets-value='{"1":3,"3":38.940000000000005}' style="overflow:hidden;padding:0px 3px 0px 3px;vertical-align:bottom;text-align:center;">39</td> <td data-sheets-value='{"1":3,"3":24}' style="border-right:1px solid #000000;overflow:hidden;padding:0px 3px 0px 3px;vertical-align:bottom;text-align:center;">24</td> </tr> <tr style="height:20px;"> <td data-sheets-value='{"1":2,"2":"Heatstop PC"}' style="border-left:1px solid #000000;overflow:hidden;padding:0px 3px 0px 3px;vertical-align:bottom;">Heatstop PC</td> <td data-sheets-value='{"1":2,"2":"DW"}' style="overflow:hidden;padding:0px 3px 0px 3px;vertical-align:bottom;">DW</td> <td data-sheets-value='{"1":2,"2":"Clear (T/H)"}' style="overflow:hidden;padding:0px 3px 0px 3px;vertical-align:bottom;">Clear (T/H)</td> <td data-sheets-numberformat='{"1":2,"2":"0.00","3":1}' data-sheets-value='{"1":3,"3":0.98}' style="overflow:hidden;padding:0px 3px 0px 3px;vertical-align:bottom;text-align:center;">0.98</td> <td data-sheets-numberformat='{"1":2,"2":"0","3":1}' data-sheets-value='{"1":3,"3":18.04}' style="overflow:hidden;padding:0px 3px 0px 3px;vertical-align:bottom;text-align:center;">18</td> <td data-sheets-numberformat='{"1":2,"2":"0","3":1}' data-sheets-value='{"1":3,"3":33.660000000000004}' style="overflow:hidden;padding:0px 3px 0px 3px;vertical-align:bottom;text-align:center;">34</td> <td data-sheets-value='{"1":3,"3":26}' style="border-right:1px solid #000000;overflow:hidden;padding:0px 3px 0px 3px;vertical-align:bottom;text-align:center;">26</td> </tr> <tr style="height:20px;"> <td style="border-bottom:1px solid #000000;border-left:1px solid #000000;overflow:hidden;padding:0px 3px 0px 3px;vertical-align:bottom;"></td> <td style="border-bottom:1px solid #000000;overflow:hidden;padding:0px 3px 0px 3px;vertical-align:bottom;"></td> <td data-sheets-value='{"1":2,"2":"Opal (T/O)"}' style="border-bottom:1px solid #000000;overflow:hidden;padding:0px 3px 0px 3px;vertical-align:bottom;">Opal (T/O)</td> <td data-sheets-numberformat='{"1":2,"2":"0.00","3":1}' data-sheets-value='{"1":3,"3":0.98}' style="border-bottom:1px solid #000000;overflow:hidden;padding:0px 3px 0px 3px;vertical-align:bottom;text-align:center;">0.98</td> <td data-sheets-numberformat='{"1":2,"2":"0","3":1}' data-sheets-value='{"1":3,"3":16.81}' style="border-bottom:1px solid #000000;overflow:hidden;padding:0px 3px 0px 3px;vertical-align:bottom;text-align:center;">17</td> <td data-sheets-numberformat='{"1":2,"2":"0","3":1}' data-sheets-value='{"1":3,"3":29.700000000000003}' style="border-bottom:1px solid #000000;overflow:hidden;padding:0px 3px 0px 3px;vertical-align:bottom;text-align:center;">30</td> <td data-sheets-value='{"1":3,"3":26}' style="border-right:1px solid #000000;border-bottom:1px solid #000000;overflow:hidden;padding:0px 3px 0px 3px;vertical-align:bottom;text-align:center;">26</td> </tr> </tbody></table> | skylux-160-ce-met-koepel-en-pvc-opstand-30-20-met-lm-motor-pvc-raam-type-ep25-en-windvang-1200-x-2400-mm | 8586036642125 | 46872367726925
Smoke and heat exhaust (SHEV) | SHE system | Skylux | Skylux 160° CE with skylight and PVC curb 30/20 with double LM-actuator, PVC frame type EP25 and spoiler 1300 x 2500 mm |  | 50493 | 5412970504931 | 8918.95 | Yes | 30-45 | 167.86 | 1300 x 2500 mm | 2500 | 1300 |  | PVC 30/20 (30 cm high & roof opening = 20 cm larger than daylight size) | Rectangular | 1.19 W/m²K - 0.98 W/m²K | 57% - 30% | 37% - 17% | 24dB - 26dB | 160° CE (for industry) | PVC frame EP25 | with spoiler | E | Double actuator | Maximum double-walled skylight possible for this product | Ut-value LT-value g-value Rw-value EN 1873 : 2014 EN ISO 13468 EN 16153 EN 410 EN 410 EN ISO 140-3 Material Walls Shells (W/m²K) (%) (%) (dB) Acrylic EW Clear (H) 1.19 37 57 24 PMMA Opal (O) 1.19 34 50 24 DW Clear (H/H) 0.98 33 50 26 Opal (O/O) 0.98 28 38 26 Polycarbonate EW Clear (A) 1.19 36 55 24 PC Opal (D) 1.19 24 40 24 DW Clear (A/H) 0.98 32 48 26 Clear (A/A) 0.98 32 46 26 Opal (A/O) 0.98 30 42 26 Opal (A/D) 0.98 21 33 26 Polycarbonate EW Heatstop Opal (T) 1.19 20 39 24 Heatstop PC DW Clear (T/H) 0.98 18 34 26 Opal (T/O) 0.98 17 30 26 | https://skylux.eu/en/products/skylux-160-ce-met-koepel-en-pvc-opstand-30-20-met-lm-motor-pvc-raam-type-ep25-en-windvang-1300-x-2500-mm | https://skylux.eu/cdn/shop/files/Skylux-160deg-CE-met-koepel-en-pvc-opstand-3020-met-dubbele-LM-motor-pvc-raam-type-EP25-en-windvang-1300-x-2500-mm-RWA-systeem.jpg?v=1702981119&width=1600 | https://skylux.eu/cdn/shop/files/e5a82811-1bb0-48e4-a776-cacb59c7c092_e8f69c29-8a6c-4eb8-ab06-a5fdf6e37ee7.jpg?v=1688551288&width=1600 | //skylux.eu/cdn/shop/files/E_MH_Mounting_instructions_Skylux_160_CE_LM.pdf?v=12406716259046007223 | //skylux.eu/cdn/shop/files/E_TD_Technical_File_Skylux_Skylux_160_CE_Electric.pdf?v=3667116872303399239 | <style type="text/css" id="isPasted"><!--td {border: 1px solid #cccccc;}br {mso-data-placement:same-cell;}--></style><table border="1" cellpadding="0" cellspacing="0" dir="ltr" style="table-layout:fixed;font-size:10pt;font-family:Arial;border-collapse:collapse;border:none;"><tbody> <tr style="height:20px;"> <td style="overflow:hidden;padding:0px 3px 0px 3px;vertical-align:bottom;"></td> <td style="overflow:hidden;padding:0px 3px 0px 3px;vertical-align:bottom;"></td> <td style="overflow:hidden;padding:0px 3px 0px 3px;vertical-align:bottom;"></td> <td data-sheets-value='{"1":2,"2":"Ut-value"}' style="overflow:hidden;padding:0px 3px 0px 3px;vertical-align:bottom;font-weight:bold;text-align:center;">Ut-value</td> <td data-sheets-value='{"1":2,"2":"LT-value"}' style="overflow:hidden;padding:0px 3px 0px 3px;vertical-align:bottom;font-weight:bold;text-align:center;">LT-value</td> <td data-sheets-value='{"1":2,"2":"g-value"}' style="overflow:hidden;padding:0px 3px 0px 3px;vertical-align:bottom;font-weight:bold;text-align:center;">g-value</td> <td data-sheets-value='{"1":2,"2":"Rw-value "}' style="overflow:hidden;padding:0px 3px 0px 3px;vertical-align:bottom;font-weight:bold;text-align:center;">Rw-value </td> </tr> <tr style="height:20px;"> <td style="overflow:hidden;padding:0px 3px 0px 3px;vertical-align:bottom;"></td> <td style="overflow:hidden;padding:0px 3px 0px 3px;vertical-align:bottom;"></td> <td style="overflow:hidden;padding:0px 3px 0px 3px;vertical-align:bottom;"></td> <td data-sheets-numberformat='{"1":2,"2":"0.00","3":1}' data-sheets-value='{"1":2,"2":"EN 1873 : 2014"}' style="overflow:hidden;padding:0px 3px 0px 3px;vertical-align:bottom;text-align:center;">EN 1873 : 2014</td> <td data-sheets-numberformat='{"1":2,"2":"0","3":1}' data-sheets-value='{"1":2,"2":"EN ISO 13468 EN 16153 EN 410"}' style="overflow:hidden;padding:0px 3px 0px 3px;vertical-align:bottom;text-align:center;">EN ISO 13468 EN 16153 EN 410</td> <td data-sheets-numberformat='{"1":2,"2":"0","3":1}' data-sheets-value='{"1":2,"2":"EN 410"}' style="overflow:hidden;padding:0px 3px 0px 3px;vertical-align:bottom;text-align:center;">EN 410</td> <td data-sheets-value='{"1":2,"2":"EN ISO 140-3\t\t"}' style="overflow:hidden;padding:0px 3px 0px 3px;vertical-align:bottom;text-align:center;">EN ISO 140-3 </td> </tr> <tr style="height:20px;"> <td data-sheets-value='{"1":2,"2":"Material"}' style="border-bottom:1px solid #000000;overflow:hidden;padding:0px 3px 0px 3px;vertical-align:bottom;background-color:#000000;font-weight:bold;color:#ffffff;">Material</td> <td data-sheets-value='{"1":2,"2":"Walls"}' style="border-bottom:1px solid #000000;overflow:hidden;padding:0px 3px 0px 3px;vertical-align:bottom;background-color:#000000;font-weight:bold;color:#ffffff;">Walls</td> <td data-sheets-value='{"1":2,"2":"Shells"}' style="border-bottom:1px solid #000000;overflow:hidden;padding:0px 3px 0px 3px;vertical-align:bottom;background-color:#000000;font-weight:bold;color:#ffffff;">Shells</td> <td data-sheets-numberformat='{"1":2,"2":"0.00","3":1}' data-sheets-value='{"1":2,"2":"(W/m²K)\t"}' style="border-bottom:1px solid #000000;overflow:hidden;padding:0px 3px 0px 3px;vertical-align:bottom;background-color:#000000;font-weight:bold;color:#ffffff;text-align:center;">(W/m²K) </td> <td data-sheets-numberformat='{"1":2,"2":"0","3":1}' data-sheets-value='{"1":2,"2":"(%)"}' style="border-bottom:1px solid #000000;overflow:hidden;padding:0px 3px 0px 3px;vertical-align:bottom;background-color:#000000;font-weight:bold;color:#ffffff;text-align:center;">(%)</td> <td data-sheets-numberformat='{"1":2,"2":"0","3":1}' data-sheets-value='{"1":2,"2":"(%)"}' style="border-bottom:1px solid #000000;overflow:hidden;padding:0px 3px 0px 3px;vertical-align:bottom;background-color:#000000;font-weight:bold;color:#ffffff;text-align:center;">(%)</td> <td data-sheets-value='{"1":2,"2":"(dB)"}' style="border-bottom:1px solid #000000;overflow:hidden;padding:0px 3px 0px 3px;vertical-align:bottom;background-color:#000000;font-weight:bold;color:#ffffff;text-align:center;">(dB)</td> </tr> <tr style="height:20px;"> <td data-sheets-value='{"1":2,"2":"Acrylic"}' style="border-left:1px solid #000000;overflow:hidden;padding:0px 3px 0px 3px;vertical-align:bottom;">Acrylic</td> <td data-sheets-value='{"1":2,"2":"EW"}' style="overflow:hidden;padding:0px 3px 0px 3px;vertical-align:bottom;">EW</td> <td data-sheets-value='{"1":2,"2":"Clear (H)"}' style="overflow:hidden;padding:0px 3px 0px 3px;vertical-align:bottom;">Clear (H)</td> <td data-sheets-numberformat='{"1":2,"2":"0.00","3":1}' data-sheets-value='{"1":3,"3":1.19}' style="overflow:hidden;padding:0px 3px 0px 3px;vertical-align:bottom;text-align:center;">1.19</td> <td data-sheets-numberformat='{"1":2,"2":"0","3":1}' data-sheets-value='{"1":3,"3":36.9}' style="overflow:hidden;padding:0px 3px 0px 3px;vertical-align:bottom;text-align:center;">37</td> <td data-sheets-numberformat='{"1":2,"2":"0","3":1}' data-sheets-value='{"1":3,"3":57.42}' style="overflow:hidden;padding:0px 3px 0px 3px;vertical-align:bottom;text-align:center;">57</td> <td data-sheets-value='{"1":3,"3":24}' style="border-right:1px solid #000000;overflow:hidden;padding:0px 3px 0px 3px;vertical-align:bottom;text-align:center;">24</td> </tr> <tr style="height:20px;"> <td data-sheets-value='{"1":2,"2":"PMMA"}' style="border-left:1px solid #000000;overflow:hidden;padding:0px 3px 0px 3px;vertical-align:bottom;">PMMA</td> <td style="overflow:hidden;padding:0px 3px 0px 3px;vertical-align:bottom;"></td> <td data-sheets-value='{"1":2,"2":"Opal (O)"}' style="overflow:hidden;padding:0px 3px 0px 3px;vertical-align:bottom;">Opal (O)</td> <td data-sheets-numberformat='{"1":2,"2":"0.00","3":1}' data-sheets-value='{"1":3,"3":1.19}' style="overflow:hidden;padding:0px 3px 0px 3px;vertical-align:bottom;text-align:center;">1.19</td> <td data-sheets-numberformat='{"1":2,"2":"0","3":1}' data-sheets-value='{"1":3,"3":34.03}' style="overflow:hidden;padding:0px 3px 0px 3px;vertical-align:bottom;text-align:center;">34</td> <td data-sheets-numberformat='{"1":2,"2":"0","3":1}' data-sheets-value='{"1":3,"3":50.160000000000004}' style="overflow:hidden;padding:0px 3px 0px 3px;vertical-align:bottom;text-align:center;">50</td> <td data-sheets-value='{"1":3,"3":24}' style="border-right:1px solid #000000;overflow:hidden;padding:0px 3px 0px 3px;vertical-align:bottom;text-align:center;">24</td> </tr> <tr style="height:20px;"> <td style="border-left:1px solid #000000;overflow:hidden;padding:0px 3px 0px 3px;vertical-align:bottom;"></td> <td data-sheets-value='{"1":2,"2":"DW"}' style="overflow:hidden;padding:0px 3px 0px 3px;vertical-align:bottom;">DW</td> <td data-sheets-value='{"1":2,"2":"Clear (H/H)"}' style="overflow:hidden;padding:0px 3px 0px 3px;vertical-align:bottom;">Clear (H/H)</td> <td data-sheets-numberformat='{"1":2,"2":"0.00","3":1}' data-sheets-value='{"1":3,"3":0.98}' style="overflow:hidden;padding:0px 3px 0px 3px;vertical-align:bottom;text-align:center;">0.98</td> <td data-sheets-numberformat='{"1":2,"2":"0","3":1}' data-sheets-value='{"1":3,"3":33.21}' style="overflow:hidden;padding:0px 3px 0px 3px;vertical-align:bottom;text-align:center;">33</td> <td data-sheets-numberformat='{"1":2,"2":"0","3":1}' data-sheets-value='{"1":3,"3":49.5}' style="overflow:hidden;padding:0px 3px 0px 3px;vertical-align:bottom;text-align:center;">50</td> <td data-sheets-value='{"1":3,"3":26}' style="border-right:1px solid #000000;overflow:hidden;padding:0px 3px 0px 3px;vertical-align:bottom;text-align:center;">26</td> </tr> <tr style="height:20px;"> <td style="border-bottom:1px solid #000000;border-left:1px solid #000000;overflow:hidden;padding:0px 3px 0px 3px;vertical-align:bottom;"></td> <td style="border-bottom:1px solid #000000;overflow:hidden;padding:0px 3px 0px 3px;vertical-align:bottom;"></td> <td data-sheets-value='{"1":2,"2":"Opal (O/O)"}' style="border-bottom:1px solid #000000;overflow:hidden;padding:0px 3px 0px 3px;vertical-align:bottom;">Opal (O/O)</td> <td data-sheets-numberformat='{"1":2,"2":"0.00","3":1}' data-sheets-value='{"1":3,"3":0.98}' style="border-bottom:1px solid #000000;overflow:hidden;padding:0px 3px 0px 3px;vertical-align:bottom;text-align:center;">0.98</td> <td data-sheets-numberformat='{"1":2,"2":"0","3":1}' data-sheets-value='{"1":3,"3":28.29}' style="border-bottom:1px solid #000000;overflow:hidden;padding:0px 3px 0px 3px;vertical-align:bottom;text-align:center;">28</td> <td data-sheets-numberformat='{"1":2,"2":"0","3":1}' data-sheets-value='{"1":3,"3":38.28}' style="border-bottom:1px solid #000000;overflow:hidden;padding:0px 3px 0px 3px;vertical-align:bottom;text-align:center;">38</td> <td data-sheets-value='{"1":3,"3":26}' style="border-right:1px solid #000000;border-bottom:1px solid #000000;overflow:hidden;padding:0px 3px 0px 3px;vertical-align:bottom;text-align:center;">26</td> </tr> <tr style="height:20px;"> <td data-sheets-value='{"1":2,"2":"Polycarbonate "}' style="border-left:1px solid #000000;overflow:hidden;padding:0px 3px 0px 3px;vertical-align:bottom;">Polycarbonate </td> <td data-sheets-value='{"1":2,"2":"EW"}' style="overflow:hidden;padding:0px 3px 0px 3px;vertical-align:bottom;">EW</td> <td data-sheets-value='{"1":2,"2":"Clear (A)"}' style="overflow:hidden;padding:0px 3px 0px 3px;vertical-align:bottom;">Clear (A)</td> <td data-sheets-numberformat='{"1":2,"2":"0.00","3":1}' data-sheets-value='{"1":3,"3":1.19}' style="overflow:hidden;padding:0px 3px 0px 3px;vertical-align:bottom;text-align:center;">1.19</td> <td data-sheets-numberformat='{"1":2,"2":"0","3":1}' data-sheets-value='{"1":3,"3":36.08}' style="overflow:hidden;padding:0px 3px 0px 3px;vertical-align:bottom;text-align:center;">36</td> <td data-sheets-numberformat='{"1":2,"2":"0","3":1}' data-sheets-value='{"1":3,"3":54.78}' style="overflow:hidden;padding:0px 3px 0px 3px;vertical-align:bottom;text-align:center;">55</td> <td data-sheets-value='{"1":3,"3":24}' style="border-right:1px solid #000000;overflow:hidden;padding:0px 3px 0px 3px;vertical-align:bottom;text-align:center;">24</td> </tr> <tr style="height:20px;"> <td data-sheets-value='{"1":2,"2":"PC"}' style="border-left:1px solid #000000;overflow:hidden;padding:0px 3px 0px 3px;vertical-align:bottom;">PC</td> <td style="overflow:hidden;padding:0px 3px 0px 3px;vertical-align:bottom;"></td> <td data-sheets-value='{"1":2,"2":"Opal (D)"}' style="overflow:hidden;padding:0px 3px 0px 3px;vertical-align:bottom;">Opal (D)</td> <td data-sheets-numberformat='{"1":2,"2":"0.00","3":1}' data-sheets-value='{"1":3,"3":1.19}' style="overflow:hidden;padding:0px 3px 0px 3px;vertical-align:bottom;text-align:center;">1.19</td> <td data-sheets-numberformat='{"1":2,"2":"0","3":1}' data-sheets-value='{"1":3,"3":23.779999999999998}' style="overflow:hidden;padding:0px 3px 0px 3px;vertical-align:bottom;text-align:center;">24</td> <td data-sheets-numberformat='{"1":2,"2":"0","3":1}' data-sheets-value='{"1":3,"3":39.6}' style="overflow:hidden;padding:0px 3px 0px 3px;vertical-align:bottom;text-align:center;">40</td> <td data-sheets-value='{"1":3,"3":24}' style="border-right:1px solid #000000;overflow:hidden;padding:0px 3px 0px 3px;vertical-align:bottom;text-align:center;">24</td> </tr> <tr style="height:20px;"> <td style="border-left:1px solid #000000;overflow:hidden;padding:0px 3px 0px 3px;vertical-align:bottom;"></td> <td data-sheets-value='{"1":2,"2":"DW"}' style="overflow:hidden;padding:0px 3px 0px 3px;vertical-align:bottom;">DW</td> <td data-sheets-value='{"1":2,"2":"Clear (A/H)"}' style="overflow:hidden;padding:0px 3px 0px 3px;vertical-align:bottom;">Clear (A/H)</td> <td data-sheets-numberformat='{"1":2,"2":"0.00","3":1}' data-sheets-value='{"1":3,"3":0.98}' style="overflow:hidden;padding:0px 3px 0px 3px;vertical-align:bottom;text-align:center;">0.98</td> <td data-sheets-numberformat='{"1":2,"2":"0","3":1}' data-sheets-value='{"1":3,"3":32.39}' style="overflow:hidden;padding:0px 3px 0px 3px;vertical-align:bottom;text-align:center;">32</td> <td data-sheets-numberformat='{"1":2,"2":"0","3":1}' data-sheets-value='{"1":3,"3":47.52}' style="overflow:hidden;padding:0px 3px 0px 3px;vertical-align:bottom;text-align:center;">48</td> <td data-sheets-value='{"1":3,"3":26}' style="border-right:1px solid #000000;overflow:hidden;padding:0px 3px 0px 3px;vertical-align:bottom;text-align:center;">26</td> </tr> <tr style="height:20px;"> <td style="border-left:1px solid #000000;overflow:hidden;padding:0px 3px 0px 3px;vertical-align:bottom;"></td> <td style="overflow:hidden;padding:0px 3px 0px 3px;vertical-align:bottom;"></td> <td data-sheets-value='{"1":2,"2":"Clear (A/A)"}' style="overflow:hidden;padding:0px 3px 0px 3px;vertical-align:bottom;">Clear (A/A)</td> <td data-sheets-numberformat='{"1":2,"2":"0.00","3":1}' data-sheets-value='{"1":3,"3":0.98}' style="overflow:hidden;padding:0px 3px 0px 3px;vertical-align:bottom;text-align:center;">0.98</td> <td data-sheets-numberformat='{"1":2,"2":"0","3":1}' data-sheets-value='{"1":3,"3":31.569999999999997}' style="overflow:hidden;padding:0px 3px 0px 3px;vertical-align:bottom;text-align:center;">32</td> <td data-sheets-numberformat='{"1":2,"2":"0","3":1}' data-sheets-value='{"1":3,"3":45.54}' style="overflow:hidden;padding:0px 3px 0px 3px;vertical-align:bottom;text-align:center;">46</td> <td data-sheets-value='{"1":3,"3":26}' style="border-right:1px solid #000000;overflow:hidden;padding:0px 3px 0px 3px;vertical-align:bottom;text-align:center;">26</td> </tr> <tr style="height:20px;"> <td style="border-left:1px solid #000000;overflow:hidden;padding:0px 3px 0px 3px;vertical-align:bottom;"></td> <td style="overflow:hidden;padding:0px 3px 0px 3px;vertical-align:bottom;"></td> <td data-sheets-value='{"1":2,"2":"Opal (A/O)"}' style="overflow:hidden;padding:0px 3px 0px 3px;vertical-align:bottom;">Opal (A/O)</td> <td data-sheets-numberformat='{"1":2,"2":"0.00","3":1}' data-sheets-value='{"1":3,"3":0.98}' style="overflow:hidden;padding:0px 3px 0px 3px;vertical-align:bottom;text-align:center;">0.98</td> <td data-sheets-numberformat='{"1":2,"2":"0","3":1}' data-sheets-value='{"1":3,"3":29.93}' style="overflow:hidden;padding:0px 3px 0px 3px;vertical-align:bottom;text-align:center;">30</td> <td data-sheets-numberformat='{"1":2,"2":"0","3":1}' data-sheets-value='{"1":3,"3":41.580000000000005}' style="overflow:hidden;padding:0px 3px 0px 3px;vertical-align:bottom;text-align:center;">42</td> <td data-sheets-value='{"1":3,"3":26}' style="border-right:1px solid #000000;overflow:hidden;padding:0px 3px 0px 3px;vertical-align:bottom;text-align:center;">26</td> </tr> <tr style="height:20px;"> <td style="border-bottom:1px solid #000000;border-left:1px solid #000000;overflow:hidden;padding:0px 3px 0px 3px;vertical-align:bottom;"></td> <td style="border-bottom:1px solid #000000;overflow:hidden;padding:0px 3px 0px 3px;vertical-align:bottom;"></td> <td data-sheets-value='{"1":2,"2":"Opal (A/D)"}' style="border-bottom:1px solid #000000;overflow:hidden;padding:0px 3px 0px 3px;vertical-align:bottom;">Opal (A/D)</td> <td data-sheets-numberformat='{"1":2,"2":"0.00","3":1}' data-sheets-value='{"1":3,"3":0.98}' style="border-bottom:1px solid #000000;overflow:hidden;padding:0px 3px 0px 3px;vertical-align:bottom;text-align:center;">0.98</td> <td data-sheets-numberformat='{"1":2,"2":"0","3":1}' data-sheets-value='{"1":3,"3":20.91}' style="border-bottom:1px solid #000000;overflow:hidden;padding:0px 3px 0px 3px;vertical-align:bottom;text-align:center;">21</td> <td data-sheets-numberformat='{"1":2,"2":"0","3":1}' data-sheets-value='{"1":3,"3":33}' style="border-bottom:1px solid #000000;overflow:hidden;padding:0px 3px 0px 3px;vertical-align:bottom;text-align:center;">33</td> <td data-sheets-value='{"1":3,"3":26}' style="border-right:1px solid #000000;border-bottom:1px solid #000000;overflow:hidden;padding:0px 3px 0px 3px;vertical-align:bottom;text-align:center;">26</td> </tr> <tr style="height:20px;"> <td data-sheets-value='{"1":2,"2":"Polycarbonate"}' style="border-left:1px solid #000000;overflow:hidden;padding:0px 3px 0px 3px;vertical-align:bottom;">Polycarbonate</td> <td data-sheets-value='{"1":2,"2":"EW"}' style="overflow:hidden;padding:0px 3px 0px 3px;vertical-align:bottom;">EW</td> <td data-sheets-value='{"1":2,"2":"Heatstop Opal (T)"}' style="overflow:hidden;padding:0px 3px 0px 3px;vertical-align:bottom;">Heatstop Opal (T)</td> <td data-sheets-numberformat='{"1":2,"2":"0.00","3":1}' data-sheets-value='{"1":3,"3":1.19}' style="overflow:hidden;padding:0px 3px 0px 3px;vertical-align:bottom;text-align:center;">1.19</td> <td data-sheets-numberformat='{"1":2,"2":"0","3":1}' data-sheets-value='{"1":3,"3":20.09}' style="overflow:hidden;padding:0px 3px 0px 3px;vertical-align:bottom;text-align:center;">20</td> <td data-sheets-numberformat='{"1":2,"2":"0","3":1}' data-sheets-value='{"1":3,"3":38.940000000000005}' style="overflow:hidden;padding:0px 3px 0px 3px;vertical-align:bottom;text-align:center;">39</td> <td data-sheets-value='{"1":3,"3":24}' style="border-right:1px solid #000000;overflow:hidden;padding:0px 3px 0px 3px;vertical-align:bottom;text-align:center;">24</td> </tr> <tr style="height:20px;"> <td data-sheets-value='{"1":2,"2":"Heatstop PC"}' style="border-left:1px solid #000000;overflow:hidden;padding:0px 3px 0px 3px;vertical-align:bottom;">Heatstop PC</td> <td data-sheets-value='{"1":2,"2":"DW"}' style="overflow:hidden;padding:0px 3px 0px 3px;vertical-align:bottom;">DW</td> <td data-sheets-value='{"1":2,"2":"Clear (T/H)"}' style="overflow:hidden;padding:0px 3px 0px 3px;vertical-align:bottom;">Clear (T/H)</td> <td data-sheets-numberformat='{"1":2,"2":"0.00","3":1}' data-sheets-value='{"1":3,"3":0.98}' style="overflow:hidden;padding:0px 3px 0px 3px;vertical-align:bottom;text-align:center;">0.98</td> <td data-sheets-numberformat='{"1":2,"2":"0","3":1}' data-sheets-value='{"1":3,"3":18.04}' style="overflow:hidden;padding:0px 3px 0px 3px;vertical-align:bottom;text-align:center;">18</td> <td data-sheets-numberformat='{"1":2,"2":"0","3":1}' data-sheets-value='{"1":3,"3":33.660000000000004}' style="overflow:hidden;padding:0px 3px 0px 3px;vertical-align:bottom;text-align:center;">34</td> <td data-sheets-value='{"1":3,"3":26}' style="border-right:1px solid #000000;overflow:hidden;padding:0px 3px 0px 3px;vertical-align:bottom;text-align:center;">26</td> </tr> <tr style="height:20px;"> <td style="border-bottom:1px solid #000000;border-left:1px solid #000000;overflow:hidden;padding:0px 3px 0px 3px;vertical-align:bottom;"></td> <td style="border-bottom:1px solid #000000;overflow:hidden;padding:0px 3px 0px 3px;vertical-align:bottom;"></td> <td data-sheets-value='{"1":2,"2":"Opal (T/O)"}' style="border-bottom:1px solid #000000;overflow:hidden;padding:0px 3px 0px 3px;vertical-align:bottom;">Opal (T/O)</td> <td data-sheets-numberformat='{"1":2,"2":"0.00","3":1}' data-sheets-value='{"1":3,"3":0.98}' style="border-bottom:1px solid #000000;overflow:hidden;padding:0px 3px 0px 3px;vertical-align:bottom;text-align:center;">0.98</td> <td data-sheets-numberformat='{"1":2,"2":"0","3":1}' data-sheets-value='{"1":3,"3":16.81}' style="border-bottom:1px solid #000000;overflow:hidden;padding:0px 3px 0px 3px;vertical-align:bottom;text-align:center;">17</td> <td data-sheets-numberformat='{"1":2,"2":"0","3":1}' data-sheets-value='{"1":3,"3":29.700000000000003}' style="border-bottom:1px solid #000000;overflow:hidden;padding:0px 3px 0px 3px;vertical-align:bottom;text-align:center;">30</td> <td data-sheets-value='{"1":3,"3":26}' style="border-right:1px solid #000000;border-bottom:1px solid #000000;overflow:hidden;padding:0px 3px 0px 3px;vertical-align:bottom;text-align:center;">26</td> </tr> </tbody></table> | skylux-160-ce-met-koepel-en-pvc-opstand-30-20-met-lm-motor-pvc-raam-type-ep25-en-windvang-1300-x-2500-mm | 8586036937037 | 46872368185677
Smoke and heat exhaust (SHEV) | SHE system | Skylux | Skylux 160° CE with skylight and PVC curb 30/20 with double LM-actuator, PVC frame type EP25 and spoiler 1300 x 2800 mm |  | 50494 | 5412970504948 | 9294.05 | Yes | 30-45 | 177.11 | 1300 x 2800 mm | 2800 | 1300 |  | PVC 30/20 (30 cm high & roof opening = 20 cm larger than daylight size) | Rectangular | 1.19 W/m²K - 0.98 W/m²K | 57% - 30% | 37% - 17% | 24dB - 26dB | 160° CE (for industry) | PVC frame EP25 | with spoiler | E | Double actuator | Maximum double-walled skylight possible for this product | Ut-value LT-value g-value Rw-value EN 1873 : 2014 EN ISO 13468 EN 16153 EN 410 EN 410 EN ISO 140-3 Material Walls Shells (W/m²K) (%) (%) (dB) Acrylic EW Clear (H) 1.19 37 57 24 PMMA Opal (O) 1.19 34 50 24 DW Clear (H/H) 0.98 33 50 26 Opal (O/O) 0.98 28 38 26 Polycarbonate EW Clear (A) 1.19 36 55 24 PC Opal (D) 1.19 24 40 24 DW Clear (A/H) 0.98 32 48 26 Clear (A/A) 0.98 32 46 26 Opal (A/O) 0.98 30 42 26 Opal (A/D) 0.98 21 33 26 Polycarbonate EW Heatstop Opal (T) 1.19 20 39 24 Heatstop PC DW Clear (T/H) 0.98 18 34 26 Opal (T/O) 0.98 17 30 26 | https://skylux.eu/en/products/skylux-160-ce-met-koepel-en-pvc-opstand-30-20-met-lm-motor-pvc-raam-type-ep25-en-windvang-1300-x-2800-mm | https://skylux.eu/cdn/shop/files/Skylux-160deg-CE-met-koepel-en-pvc-opstand-3020-met-dubbele-LM-motor-pvc-raam-type-EP25-en-windvang-1300-x-2800-mm-RWA-systeem.jpg?v=1702981125&width=1600 | https://skylux.eu/cdn/shop/files/e5a82811-1bb0-48e4-a776-cacb59c7c092_634afd12-257b-42fd-be31-05403dbd2904.jpg?v=1688551290&width=1600 | //skylux.eu/cdn/shop/files/E_MH_Mounting_instructions_Skylux_160_CE_LM.pdf?v=12406716259046007223 | //skylux.eu/cdn/shop/files/E_TD_Technical_File_Skylux_Skylux_160_CE_Electric.pdf?v=3667116872303399239 | <style type="text/css" id="isPasted"><!--td {border: 1px solid #cccccc;}br {mso-data-placement:same-cell;}--></style><table border="1" cellpadding="0" cellspacing="0" dir="ltr" style="table-layout:fixed;font-size:10pt;font-family:Arial;border-collapse:collapse;border:none;"><tbody> <tr style="height:20px;"> <td style="overflow:hidden;padding:0px 3px 0px 3px;vertical-align:bottom;"></td> <td style="overflow:hidden;padding:0px 3px 0px 3px;vertical-align:bottom;"></td> <td style="overflow:hidden;padding:0px 3px 0px 3px;vertical-align:bottom;"></td> <td data-sheets-value='{"1":2,"2":"Ut-value"}' style="overflow:hidden;padding:0px 3px 0px 3px;vertical-align:bottom;font-weight:bold;text-align:center;">Ut-value</td> <td data-sheets-value='{"1":2,"2":"LT-value"}' style="overflow:hidden;padding:0px 3px 0px 3px;vertical-align:bottom;font-weight:bold;text-align:center;">LT-value</td> <td data-sheets-value='{"1":2,"2":"g-value"}' style="overflow:hidden;padding:0px 3px 0px 3px;vertical-align:bottom;font-weight:bold;text-align:center;">g-value</td> <td data-sheets-value='{"1":2,"2":"Rw-value "}' style="overflow:hidden;padding:0px 3px 0px 3px;vertical-align:bottom;font-weight:bold;text-align:center;">Rw-value </td> </tr> <tr style="height:20px;"> <td style="overflow:hidden;padding:0px 3px 0px 3px;vertical-align:bottom;"></td> <td style="overflow:hidden;padding:0px 3px 0px 3px;vertical-align:bottom;"></td> <td style="overflow:hidden;padding:0px 3px 0px 3px;vertical-align:bottom;"></td> <td data-sheets-numberformat='{"1":2,"2":"0.00","3":1}' data-sheets-value='{"1":2,"2":"EN 1873 : 2014"}' style="overflow:hidden;padding:0px 3px 0px 3px;vertical-align:bottom;text-align:center;">EN 1873 : 2014</td> <td data-sheets-numberformat='{"1":2,"2":"0","3":1}' data-sheets-value='{"1":2,"2":"EN ISO 13468 EN 16153 EN 410"}' style="overflow:hidden;padding:0px 3px 0px 3px;vertical-align:bottom;text-align:center;">EN ISO 13468 EN 16153 EN 410</td> <td data-sheets-numberformat='{"1":2,"2":"0","3":1}' data-sheets-value='{"1":2,"2":"EN 410"}' style="overflow:hidden;padding:0px 3px 0px 3px;vertical-align:bottom;text-align:center;">EN 410</td> <td data-sheets-value='{"1":2,"2":"EN ISO 140-3\t\t"}' style="overflow:hidden;padding:0px 3px 0px 3px;vertical-align:bottom;text-align:center;">EN ISO 140-3 </td> </tr> <tr style="height:20px;"> <td data-sheets-value='{"1":2,"2":"Material"}' style="border-bottom:1px solid #000000;overflow:hidden;padding:0px 3px 0px 3px;vertical-align:bottom;background-color:#000000;font-weight:bold;color:#ffffff;">Material</td> <td data-sheets-value='{"1":2,"2":"Walls"}' style="border-bottom:1px solid #000000;overflow:hidden;padding:0px 3px 0px 3px;vertical-align:bottom;background-color:#000000;font-weight:bold;color:#ffffff;">Walls</td> <td data-sheets-value='{"1":2,"2":"Shells"}' style="border-bottom:1px solid #000000;overflow:hidden;padding:0px 3px 0px 3px;vertical-align:bottom;background-color:#000000;font-weight:bold;color:#ffffff;">Shells</td> <td data-sheets-numberformat='{"1":2,"2":"0.00","3":1}' data-sheets-value='{"1":2,"2":"(W/m²K)\t"}' style="border-bottom:1px solid #000000;overflow:hidden;padding:0px 3px 0px 3px;vertical-align:bottom;background-color:#000000;font-weight:bold;color:#ffffff;text-align:center;">(W/m²K) </td> <td data-sheets-numberformat='{"1":2,"2":"0","3":1}' data-sheets-value='{"1":2,"2":"(%)"}' style="border-bottom:1px solid #000000;overflow:hidden;padding:0px 3px 0px 3px;vertical-align:bottom;background-color:#000000;font-weight:bold;color:#ffffff;text-align:center;">(%)</td> <td data-sheets-numberformat='{"1":2,"2":"0","3":1}' data-sheets-value='{"1":2,"2":"(%)"}' style="border-bottom:1px solid #000000;overflow:hidden;padding:0px 3px 0px 3px;vertical-align:bottom;background-color:#000000;font-weight:bold;color:#ffffff;text-align:center;">(%)</td> <td data-sheets-value='{"1":2,"2":"(dB)"}' style="border-bottom:1px solid #000000;overflow:hidden;padding:0px 3px 0px 3px;vertical-align:bottom;background-color:#000000;font-weight:bold;color:#ffffff;text-align:center;">(dB)</td> </tr> <tr style="height:20px;"> <td data-sheets-value='{"1":2,"2":"Acrylic"}' style="border-left:1px solid #000000;overflow:hidden;padding:0px 3px 0px 3px;vertical-align:bottom;">Acrylic</td> <td data-sheets-value='{"1":2,"2":"EW"}' style="overflow:hidden;padding:0px 3px 0px 3px;vertical-align:bottom;">EW</td> <td data-sheets-value='{"1":2,"2":"Clear (H)"}' style="overflow:hidden;padding:0px 3px 0px 3px;vertical-align:bottom;">Clear (H)</td> <td data-sheets-numberformat='{"1":2,"2":"0.00","3":1}' data-sheets-value='{"1":3,"3":1.19}' style="overflow:hidden;padding:0px 3px 0px 3px;vertical-align:bottom;text-align:center;">1.19</td> <td data-sheets-numberformat='{"1":2,"2":"0","3":1}' data-sheets-value='{"1":3,"3":36.9}' style="overflow:hidden;padding:0px 3px 0px 3px;vertical-align:bottom;text-align:center;">37</td> <td data-sheets-numberformat='{"1":2,"2":"0","3":1}' data-sheets-value='{"1":3,"3":57.42}' style="overflow:hidden;padding:0px 3px 0px 3px;vertical-align:bottom;text-align:center;">57</td> <td data-sheets-value='{"1":3,"3":24}' style="border-right:1px solid #000000;overflow:hidden;padding:0px 3px 0px 3px;vertical-align:bottom;text-align:center;">24</td> </tr> <tr style="height:20px;"> <td data-sheets-value='{"1":2,"2":"PMMA"}' style="border-left:1px solid #000000;overflow:hidden;padding:0px 3px 0px 3px;vertical-align:bottom;">PMMA</td> <td style="overflow:hidden;padding:0px 3px 0px 3px;vertical-align:bottom;"></td> <td data-sheets-value='{"1":2,"2":"Opal (O)"}' style="overflow:hidden;padding:0px 3px 0px 3px;vertical-align:bottom;">Opal (O)</td> <td data-sheets-numberformat='{"1":2,"2":"0.00","3":1}' data-sheets-value='{"1":3,"3":1.19}' style="overflow:hidden;padding:0px 3px 0px 3px;vertical-align:bottom;text-align:center;">1.19</td> <td data-sheets-numberformat='{"1":2,"2":"0","3":1}' data-sheets-value='{"1":3,"3":34.03}' style="overflow:hidden;padding:0px 3px 0px 3px;vertical-align:bottom;text-align:center;">34</td> <td data-sheets-numberformat='{"1":2,"2":"0","3":1}' data-sheets-value='{"1":3,"3":50.160000000000004}' style="overflow:hidden;padding:0px 3px 0px 3px;vertical-align:bottom;text-align:center;">50</td> <td data-sheets-value='{"1":3,"3":24}' style="border-right:1px solid #000000;overflow:hidden;padding:0px 3px 0px 3px;vertical-align:bottom;text-align:center;">24</td> </tr> <tr style="height:20px;"> <td style="border-left:1px solid #000000;overflow:hidden;padding:0px 3px 0px 3px;vertical-align:bottom;"></td> <td data-sheets-value='{"1":2,"2":"DW"}' style="overflow:hidden;padding:0px 3px 0px 3px;vertical-align:bottom;">DW</td> <td data-sheets-value='{"1":2,"2":"Clear (H/H)"}' style="overflow:hidden;padding:0px 3px 0px 3px;vertical-align:bottom;">Clear (H/H)</td> <td data-sheets-numberformat='{"1":2,"2":"0.00","3":1}' data-sheets-value='{"1":3,"3":0.98}' style="overflow:hidden;padding:0px 3px 0px 3px;vertical-align:bottom;text-align:center;">0.98</td> <td data-sheets-numberformat='{"1":2,"2":"0","3":1}' data-sheets-value='{"1":3,"3":33.21}' style="overflow:hidden;padding:0px 3px 0px 3px;vertical-align:bottom;text-align:center;">33</td> <td data-sheets-numberformat='{"1":2,"2":"0","3":1}' data-sheets-value='{"1":3,"3":49.5}' style="overflow:hidden;padding:0px 3px 0px 3px;vertical-align:bottom;text-align:center;">50</td> <td data-sheets-value='{"1":3,"3":26}' style="border-right:1px solid #000000;overflow:hidden;padding:0px 3px 0px 3px;vertical-align:bottom;text-align:center;">26</td> </tr> <tr style="height:20px;"> <td style="border-bottom:1px solid #000000;border-left:1px solid #000000;overflow:hidden;padding:0px 3px 0px 3px;vertical-align:bottom;"></td> <td style="border-bottom:1px solid #000000;overflow:hidden;padding:0px 3px 0px 3px;vertical-align:bottom;"></td> <td data-sheets-value='{"1":2,"2":"Opal (O/O)"}' style="border-bottom:1px solid #000000;overflow:hidden;padding:0px 3px 0px 3px;vertical-align:bottom;">Opal (O/O)</td> <td data-sheets-numberformat='{"1":2,"2":"0.00","3":1}' data-sheets-value='{"1":3,"3":0.98}' style="border-bottom:1px solid #000000;overflow:hidden;padding:0px 3px 0px 3px;vertical-align:bottom;text-align:center;">0.98</td> <td data-sheets-numberformat='{"1":2,"2":"0","3":1}' data-sheets-value='{"1":3,"3":28.29}' style="border-bottom:1px solid #000000;overflow:hidden;padding:0px 3px 0px 3px;vertical-align:bottom;text-align:center;">28</td> <td data-sheets-numberformat='{"1":2,"2":"0","3":1}' data-sheets-value='{"1":3,"3":38.28}' style="border-bottom:1px solid #000000;overflow:hidden;padding:0px 3px 0px 3px;vertical-align:bottom;text-align:center;">38</td> <td data-sheets-value='{"1":3,"3":26}' style="border-right:1px solid #000000;border-bottom:1px solid #000000;overflow:hidden;padding:0px 3px 0px 3px;vertical-align:bottom;text-align:center;">26</td> </tr> <tr style="height:20px;"> <td data-sheets-value='{"1":2,"2":"Polycarbonate "}' style="border-left:1px solid #000000;overflow:hidden;padding:0px 3px 0px 3px;vertical-align:bottom;">Polycarbonate </td> <td data-sheets-value='{"1":2,"2":"EW"}' style="overflow:hidden;padding:0px 3px 0px 3px;vertical-align:bottom;">EW</td> <td data-sheets-value='{"1":2,"2":"Clear (A)"}' style="overflow:hidden;padding:0px 3px 0px 3px;vertical-align:bottom;">Clear (A)</td> <td data-sheets-numberformat='{"1":2,"2":"0.00","3":1}' data-sheets-value='{"1":3,"3":1.19}' style="overflow:hidden;padding:0px 3px 0px 3px;vertical-align:bottom;text-align:center;">1.19</td> <td data-sheets-numberformat='{"1":2,"2":"0","3":1}' data-sheets-value='{"1":3,"3":36.08}' style="overflow:hidden;padding:0px 3px 0px 3px;vertical-align:bottom;text-align:center;">36</td> <td data-sheets-numberformat='{"1":2,"2":"0","3":1}' data-sheets-value='{"1":3,"3":54.78}' style="overflow:hidden;padding:0px 3px 0px 3px;vertical-align:bottom;text-align:center;">55</td> <td data-sheets-value='{"1":3,"3":24}' style="border-right:1px solid #000000;overflow:hidden;padding:0px 3px 0px 3px;vertical-align:bottom;text-align:center;">24</td> </tr> <tr style="height:20px;"> <td data-sheets-value='{"1":2,"2":"PC"}' style="border-left:1px solid #000000;overflow:hidden;padding:0px 3px 0px 3px;vertical-align:bottom;">PC</td> <td style="overflow:hidden;padding:0px 3px 0px 3px;vertical-align:bottom;"></td> <td data-sheets-value='{"1":2,"2":"Opal (D)"}' style="overflow:hidden;padding:0px 3px 0px 3px;vertical-align:bottom;">Opal (D)</td> <td data-sheets-numberformat='{"1":2,"2":"0.00","3":1}' data-sheets-value='{"1":3,"3":1.19}' style="overflow:hidden;padding:0px 3px 0px 3px;vertical-align:bottom;text-align:center;">1.19</td> <td data-sheets-numberformat='{"1":2,"2":"0","3":1}' data-sheets-value='{"1":3,"3":23.779999999999998}' style="overflow:hidden;padding:0px 3px 0px 3px;vertical-align:bottom;text-align:center;">24</td> <td data-sheets-numberformat='{"1":2,"2":"0","3":1}' data-sheets-value='{"1":3,"3":39.6}' style="overflow:hidden;padding:0px 3px 0px 3px;vertical-align:bottom;text-align:center;">40</td> <td data-sheets-value='{"1":3,"3":24}' style="border-right:1px solid #000000;overflow:hidden;padding:0px 3px 0px 3px;vertical-align:bottom;text-align:center;">24</td> </tr> <tr style="height:20px;"> <td style="border-left:1px solid #000000;overflow:hidden;padding:0px 3px 0px 3px;vertical-align:bottom;"></td> <td data-sheets-value='{"1":2,"2":"DW"}' style="overflow:hidden;padding:0px 3px 0px 3px;vertical-align:bottom;">DW</td> <td data-sheets-value='{"1":2,"2":"Clear (A/H)"}' style="overflow:hidden;padding:0px 3px 0px 3px;vertical-align:bottom;">Clear (A/H)</td> <td data-sheets-numberformat='{"1":2,"2":"0.00","3":1}' data-sheets-value='{"1":3,"3":0.98}' style="overflow:hidden;padding:0px 3px 0px 3px;vertical-align:bottom;text-align:center;">0.98</td> <td data-sheets-numberformat='{"1":2,"2":"0","3":1}' data-sheets-value='{"1":3,"3":32.39}' style="overflow:hidden;padding:0px 3px 0px 3px;vertical-align:bottom;text-align:center;">32</td> <td data-sheets-numberformat='{"1":2,"2":"0","3":1}' data-sheets-value='{"1":3,"3":47.52}' style="overflow:hidden;padding:0px 3px 0px 3px;vertical-align:bottom;text-align:center;">48</td> <td data-sheets-value='{"1":3,"3":26}' style="border-right:1px solid #000000;overflow:hidden;padding:0px 3px 0px 3px;vertical-align:bottom;text-align:center;">26</td> </tr> <tr style="height:20px;"> <td style="border-left:1px solid #000000;overflow:hidden;padding:0px 3px 0px 3px;vertical-align:bottom;"></td> <td style="overflow:hidden;padding:0px 3px 0px 3px;vertical-align:bottom;"></td> <td data-sheets-value='{"1":2,"2":"Clear (A/A)"}' style="overflow:hidden;padding:0px 3px 0px 3px;vertical-align:bottom;">Clear (A/A)</td> <td data-sheets-numberformat='{"1":2,"2":"0.00","3":1}' data-sheets-value='{"1":3,"3":0.98}' style="overflow:hidden;padding:0px 3px 0px 3px;vertical-align:bottom;text-align:center;">0.98</td> <td data-sheets-numberformat='{"1":2,"2":"0","3":1}' data-sheets-value='{"1":3,"3":31.569999999999997}' style="overflow:hidden;padding:0px 3px 0px 3px;vertical-align:bottom;text-align:center;">32</td> <td data-sheets-numberformat='{"1":2,"2":"0","3":1}' data-sheets-value='{"1":3,"3":45.54}' style="overflow:hidden;padding:0px 3px 0px 3px;vertical-align:bottom;text-align:center;">46</td> <td data-sheets-value='{"1":3,"3":26}' style="border-right:1px solid #000000;overflow:hidden;padding:0px 3px 0px 3px;vertical-align:bottom;text-align:center;">26</td> </tr> <tr style="height:20px;"> <td style="border-left:1px solid #000000;overflow:hidden;padding:0px 3px 0px 3px;vertical-align:bottom;"></td> <td style="overflow:hidden;padding:0px 3px 0px 3px;vertical-align:bottom;"></td> <td data-sheets-value='{"1":2,"2":"Opal (A/O)"}' style="overflow:hidden;padding:0px 3px 0px 3px;vertical-align:bottom;">Opal (A/O)</td> <td data-sheets-numberformat='{"1":2,"2":"0.00","3":1}' data-sheets-value='{"1":3,"3":0.98}' style="overflow:hidden;padding:0px 3px 0px 3px;vertical-align:bottom;text-align:center;">0.98</td> <td data-sheets-numberformat='{"1":2,"2":"0","3":1}' data-sheets-value='{"1":3,"3":29.93}' style="overflow:hidden;padding:0px 3px 0px 3px;vertical-align:bottom;text-align:center;">30</td> <td data-sheets-numberformat='{"1":2,"2":"0","3":1}' data-sheets-value='{"1":3,"3":41.580000000000005}' style="overflow:hidden;padding:0px 3px 0px 3px;vertical-align:bottom;text-align:center;">42</td> <td data-sheets-value='{"1":3,"3":26}' style="border-right:1px solid #000000;overflow:hidden;padding:0px 3px 0px 3px;vertical-align:bottom;text-align:center;">26</td> </tr> <tr style="height:20px;"> <td style="border-bottom:1px solid #000000;border-left:1px solid #000000;overflow:hidden;padding:0px 3px 0px 3px;vertical-align:bottom;"></td> <td style="border-bottom:1px solid #000000;overflow:hidden;padding:0px 3px 0px 3px;vertical-align:bottom;"></td> <td data-sheets-value='{"1":2,"2":"Opal (A/D)"}' style="border-bottom:1px solid #000000;overflow:hidden;padding:0px 3px 0px 3px;vertical-align:bottom;">Opal (A/D)</td> <td data-sheets-numberformat='{"1":2,"2":"0.00","3":1}' data-sheets-value='{"1":3,"3":0.98}' style="border-bottom:1px solid #000000;overflow:hidden;padding:0px 3px 0px 3px;vertical-align:bottom;text-align:center;">0.98</td> <td data-sheets-numberformat='{"1":2,"2":"0","3":1}' data-sheets-value='{"1":3,"3":20.91}' style="border-bottom:1px solid #000000;overflow:hidden;padding:0px 3px 0px 3px;vertical-align:bottom;text-align:center;">21</td> <td data-sheets-numberformat='{"1":2,"2":"0","3":1}' data-sheets-value='{"1":3,"3":33}' style="border-bottom:1px solid #000000;overflow:hidden;padding:0px 3px 0px 3px;vertical-align:bottom;text-align:center;">33</td> <td data-sheets-value='{"1":3,"3":26}' style="border-right:1px solid #000000;border-bottom:1px solid #000000;overflow:hidden;padding:0px 3px 0px 3px;vertical-align:bottom;text-align:center;">26</td> </tr> <tr style="height:20px;"> <td data-sheets-value='{"1":2,"2":"Polycarbonate"}' style="border-left:1px solid #000000;overflow:hidden;padding:0px 3px 0px 3px;vertical-align:bottom;">Polycarbonate</td> <td data-sheets-value='{"1":2,"2":"EW"}' style="overflow:hidden;padding:0px 3px 0px 3px;vertical-align:bottom;">EW</td> <td data-sheets-value='{"1":2,"2":"Heatstop Opal (T)"}' style="overflow:hidden;padding:0px 3px 0px 3px;vertical-align:bottom;">Heatstop Opal (T)</td> <td data-sheets-numberformat='{"1":2,"2":"0.00","3":1}' data-sheets-value='{"1":3,"3":1.19}' style="overflow:hidden;padding:0px 3px 0px 3px;vertical-align:bottom;text-align:center;">1.19</td> <td data-sheets-numberformat='{"1":2,"2":"0","3":1}' data-sheets-value='{"1":3,"3":20.09}' style="overflow:hidden;padding:0px 3px 0px 3px;vertical-align:bottom;text-align:center;">20</td> <td data-sheets-numberformat='{"1":2,"2":"0","3":1}' data-sheets-value='{"1":3,"3":38.940000000000005}' style="overflow:hidden;padding:0px 3px 0px 3px;vertical-align:bottom;text-align:center;">39</td> <td data-sheets-value='{"1":3,"3":24}' style="border-right:1px solid #000000;overflow:hidden;padding:0px 3px 0px 3px;vertical-align:bottom;text-align:center;">24</td> </tr> <tr style="height:20px;"> <td data-sheets-value='{"1":2,"2":"Heatstop PC"}' style="border-left:1px solid #000000;overflow:hidden;padding:0px 3px 0px 3px;vertical-align:bottom;">Heatstop PC</td> <td data-sheets-value='{"1":2,"2":"DW"}' style="overflow:hidden;padding:0px 3px 0px 3px;vertical-align:bottom;">DW</td> <td data-sheets-value='{"1":2,"2":"Clear (T/H)"}' style="overflow:hidden;padding:0px 3px 0px 3px;vertical-align:bottom;">Clear (T/H)</td> <td data-sheets-numberformat='{"1":2,"2":"0.00","3":1}' data-sheets-value='{"1":3,"3":0.98}' style="overflow:hidden;padding:0px 3px 0px 3px;vertical-align:bottom;text-align:center;">0.98</td> <td data-sheets-numberformat='{"1":2,"2":"0","3":1}' data-sheets-value='{"1":3,"3":18.04}' style="overflow:hidden;padding:0px 3px 0px 3px;vertical-align:bottom;text-align:center;">18</td> <td data-sheets-numberformat='{"1":2,"2":"0","3":1}' data-sheets-value='{"1":3,"3":33.660000000000004}' style="overflow:hidden;padding:0px 3px 0px 3px;vertical-align:bottom;text-align:center;">34</td> <td data-sheets-value='{"1":3,"3":26}' style="border-right:1px solid #000000;overflow:hidden;padding:0px 3px 0px 3px;vertical-align:bottom;text-align:center;">26</td> </tr> <tr style="height:20px;"> <td style="border-bottom:1px solid #000000;border-left:1px solid #000000;overflow:hidden;padding:0px 3px 0px 3px;vertical-align:bottom;"></td> <td style="border-bottom:1px solid #000000;overflow:hidden;padding:0px 3px 0px 3px;vertical-align:bottom;"></td> <td data-sheets-value='{"1":2,"2":"Opal (T/O)"}' style="border-bottom:1px solid #000000;overflow:hidden;padding:0px 3px 0px 3px;vertical-align:bottom;">Opal (T/O)</td> <td data-sheets-numberformat='{"1":2,"2":"0.00","3":1}' data-sheets-value='{"1":3,"3":0.98}' style="border-bottom:1px solid #000000;overflow:hidden;padding:0px 3px 0px 3px;vertical-align:bottom;text-align:center;">0.98</td> <td data-sheets-numberformat='{"1":2,"2":"0","3":1}' data-sheets-value='{"1":3,"3":16.81}' style="border-bottom:1px solid #000000;overflow:hidden;padding:0px 3px 0px 3px;vertical-align:bottom;text-align:center;">17</td> <td data-sheets-numberformat='{"1":2,"2":"0","3":1}' data-sheets-value='{"1":3,"3":29.700000000000003}' style="border-bottom:1px solid #000000;overflow:hidden;padding:0px 3px 0px 3px;vertical-align:bottom;text-align:center;">30</td> <td data-sheets-value='{"1":3,"3":26}' style="border-right:1px solid #000000;border-bottom:1px solid #000000;overflow:hidden;padding:0px 3px 0px 3px;vertical-align:bottom;text-align:center;">26</td> </tr> </tbody></table> | skylux-160-ce-met-koepel-en-pvc-opstand-30-20-met-lm-motor-pvc-raam-type-ep25-en-windvang-1300-x-2800-mm | 8586036969805 | 46872368218445
Smoke and heat exhaust (SHEV) | SHE system | Skylux | Skylux 160° CE with skylight and PVC curb 30/20 with double LM-actuator, PVC frame type EP25 and spoiler 1600 x 2000 mm |  | 50500 | 5412970505006 | 9313.4 | Yes | 30-45 | 168.82 | 1600 x 2000 mm | 2000 | 1600 |  | PVC 30/20 (30 cm high & roof opening = 20 cm larger than daylight size) | Rectangular | 1.19 W/m²K - 0.98 W/m²K | 57% - 30% | 37% - 17% | 24dB - 26dB | 160° CE (for industry) | PVC frame EP25 | with spoiler | E | Double actuator | Maximum double-walled skylight possible for this product | Ut-value LT-value g-value Rw-value EN 1873 : 2014 EN ISO 13468 EN 16153 EN 410 EN 410 EN ISO 140-3 Material Walls Shells (W/m²K) (%) (%) (dB) Acrylic EW Clear (H) 1.19 37 57 24 PMMA Opal (O) 1.19 34 50 24 DW Clear (H/H) 0.98 33 50 26 Opal (O/O) 0.98 28 38 26 Polycarbonate EW Clear (A) 1.19 36 55 24 PC Opal (D) 1.19 24 40 24 DW Clear (A/H) 0.98 32 48 26 Clear (A/A) 0.98 32 46 26 Opal (A/O) 0.98 30 42 26 Opal (A/D) 0.98 21 33 26 Polycarbonate EW Heatstop Opal (T) 1.19 20 39 24 Heatstop PC DW Clear (T/H) 0.98 18 34 26 Opal (T/O) 0.98 17 30 26 | https://skylux.eu/en/products/skylux-160-ce-met-koepel-en-pvc-opstand-30-20-met-lm-motor-pvc-raam-type-ep25-en-windvang-1600-x-2000-mm | https://skylux.eu/cdn/shop/files/Skylux-160deg-CE-met-koepel-en-pvc-opstand-3020-met-dubbele-LM-motor-pvc-raam-type-EP25-en-windvang-1600-x-2000-mm-RWA-systeem.jpg?v=1702981157&width=1600 | https://skylux.eu/cdn/shop/files/e5a82811-1bb0-48e4-a776-cacb59c7c092_701f7db4-d078-407c-b485-89336b3e9291.jpg?v=1688551297&width=1600 | //skylux.eu/cdn/shop/files/E_MH_Mounting_instructions_Skylux_160_CE_LM.pdf?v=12406716259046007223 | //skylux.eu/cdn/shop/files/E_TD_Technical_File_Skylux_Skylux_160_CE_Electric.pdf?v=3667116872303399239 | <style type="text/css" id="isPasted"><!--td {border: 1px solid #cccccc;}br {mso-data-placement:same-cell;}--></style><table border="1" cellpadding="0" cellspacing="0" dir="ltr" style="table-layout:fixed;font-size:10pt;font-family:Arial;border-collapse:collapse;border:none;"><tbody> <tr style="height:20px;"> <td style="overflow:hidden;padding:0px 3px 0px 3px;vertical-align:bottom;"></td> <td style="overflow:hidden;padding:0px 3px 0px 3px;vertical-align:bottom;"></td> <td style="overflow:hidden;padding:0px 3px 0px 3px;vertical-align:bottom;"></td> <td data-sheets-value='{"1":2,"2":"Ut-value"}' style="overflow:hidden;padding:0px 3px 0px 3px;vertical-align:bottom;font-weight:bold;text-align:center;">Ut-value</td> <td data-sheets-value='{"1":2,"2":"LT-value"}' style="overflow:hidden;padding:0px 3px 0px 3px;vertical-align:bottom;font-weight:bold;text-align:center;">LT-value</td> <td data-sheets-value='{"1":2,"2":"g-value"}' style="overflow:hidden;padding:0px 3px 0px 3px;vertical-align:bottom;font-weight:bold;text-align:center;">g-value</td> <td data-sheets-value='{"1":2,"2":"Rw-value "}' style="overflow:hidden;padding:0px 3px 0px 3px;vertical-align:bottom;font-weight:bold;text-align:center;">Rw-value </td> </tr> <tr style="height:20px;"> <td style="overflow:hidden;padding:0px 3px 0px 3px;vertical-align:bottom;"></td> <td style="overflow:hidden;padding:0px 3px 0px 3px;vertical-align:bottom;"></td> <td style="overflow:hidden;padding:0px 3px 0px 3px;vertical-align:bottom;"></td> <td data-sheets-numberformat='{"1":2,"2":"0.00","3":1}' data-sheets-value='{"1":2,"2":"EN 1873 : 2014"}' style="overflow:hidden;padding:0px 3px 0px 3px;vertical-align:bottom;text-align:center;">EN 1873 : 2014</td> <td data-sheets-numberformat='{"1":2,"2":"0","3":1}' data-sheets-value='{"1":2,"2":"EN ISO 13468 EN 16153 EN 410"}' style="overflow:hidden;padding:0px 3px 0px 3px;vertical-align:bottom;text-align:center;">EN ISO 13468 EN 16153 EN 410</td> <td data-sheets-numberformat='{"1":2,"2":"0","3":1}' data-sheets-value='{"1":2,"2":"EN 410"}' style="overflow:hidden;padding:0px 3px 0px 3px;vertical-align:bottom;text-align:center;">EN 410</td> <td data-sheets-value='{"1":2,"2":"EN ISO 140-3\t\t"}' style="overflow:hidden;padding:0px 3px 0px 3px;vertical-align:bottom;text-align:center;">EN ISO 140-3 </td> </tr> <tr style="height:20px;"> <td data-sheets-value='{"1":2,"2":"Material"}' style="border-bottom:1px solid #000000;overflow:hidden;padding:0px 3px 0px 3px;vertical-align:bottom;background-color:#000000;font-weight:bold;color:#ffffff;">Material</td> <td data-sheets-value='{"1":2,"2":"Walls"}' style="border-bottom:1px solid #000000;overflow:hidden;padding:0px 3px 0px 3px;vertical-align:bottom;background-color:#000000;font-weight:bold;color:#ffffff;">Walls</td> <td data-sheets-value='{"1":2,"2":"Shells"}' style="border-bottom:1px solid #000000;overflow:hidden;padding:0px 3px 0px 3px;vertical-align:bottom;background-color:#000000;font-weight:bold;color:#ffffff;">Shells</td> <td data-sheets-numberformat='{"1":2,"2":"0.00","3":1}' data-sheets-value='{"1":2,"2":"(W/m²K)\t"}' style="border-bottom:1px solid #000000;overflow:hidden;padding:0px 3px 0px 3px;vertical-align:bottom;background-color:#000000;font-weight:bold;color:#ffffff;text-align:center;">(W/m²K) </td> <td data-sheets-numberformat='{"1":2,"2":"0","3":1}' data-sheets-value='{"1":2,"2":"(%)"}' style="border-bottom:1px solid #000000;overflow:hidden;padding:0px 3px 0px 3px;vertical-align:bottom;background-color:#000000;font-weight:bold;color:#ffffff;text-align:center;">(%)</td> <td data-sheets-numberformat='{"1":2,"2":"0","3":1}' data-sheets-value='{"1":2,"2":"(%)"}' style="border-bottom:1px solid #000000;overflow:hidden;padding:0px 3px 0px 3px;vertical-align:bottom;background-color:#000000;font-weight:bold;color:#ffffff;text-align:center;">(%)</td> <td data-sheets-value='{"1":2,"2":"(dB)"}' style="border-bottom:1px solid #000000;overflow:hidden;padding:0px 3px 0px 3px;vertical-align:bottom;background-color:#000000;font-weight:bold;color:#ffffff;text-align:center;">(dB)</td> </tr> <tr style="height:20px;"> <td data-sheets-value='{"1":2,"2":"Acrylic"}' style="border-left:1px solid #000000;overflow:hidden;padding:0px 3px 0px 3px;vertical-align:bottom;">Acrylic</td> <td data-sheets-value='{"1":2,"2":"EW"}' style="overflow:hidden;padding:0px 3px 0px 3px;vertical-align:bottom;">EW</td> <td data-sheets-value='{"1":2,"2":"Clear (H)"}' style="overflow:hidden;padding:0px 3px 0px 3px;vertical-align:bottom;">Clear (H)</td> <td data-sheets-numberformat='{"1":2,"2":"0.00","3":1}' data-sheets-value='{"1":3,"3":1.19}' style="overflow:hidden;padding:0px 3px 0px 3px;vertical-align:bottom;text-align:center;">1.19</td> <td data-sheets-numberformat='{"1":2,"2":"0","3":1}' data-sheets-value='{"1":3,"3":36.9}' style="overflow:hidden;padding:0px 3px 0px 3px;vertical-align:bottom;text-align:center;">37</td> <td data-sheets-numberformat='{"1":2,"2":"0","3":1}' data-sheets-value='{"1":3,"3":57.42}' style="overflow:hidden;padding:0px 3px 0px 3px;vertical-align:bottom;text-align:center;">57</td> <td data-sheets-value='{"1":3,"3":24}' style="border-right:1px solid #000000;overflow:hidden;padding:0px 3px 0px 3px;vertical-align:bottom;text-align:center;">24</td> </tr> <tr style="height:20px;"> <td data-sheets-value='{"1":2,"2":"PMMA"}' style="border-left:1px solid #000000;overflow:hidden;padding:0px 3px 0px 3px;vertical-align:bottom;">PMMA</td> <td style="overflow:hidden;padding:0px 3px 0px 3px;vertical-align:bottom;"></td> <td data-sheets-value='{"1":2,"2":"Opal (O)"}' style="overflow:hidden;padding:0px 3px 0px 3px;vertical-align:bottom;">Opal (O)</td> <td data-sheets-numberformat='{"1":2,"2":"0.00","3":1}' data-sheets-value='{"1":3,"3":1.19}' style="overflow:hidden;padding:0px 3px 0px 3px;vertical-align:bottom;text-align:center;">1.19</td> <td data-sheets-numberformat='{"1":2,"2":"0","3":1}' data-sheets-value='{"1":3,"3":34.03}' style="overflow:hidden;padding:0px 3px 0px 3px;vertical-align:bottom;text-align:center;">34</td> <td data-sheets-numberformat='{"1":2,"2":"0","3":1}' data-sheets-value='{"1":3,"3":50.160000000000004}' style="overflow:hidden;padding:0px 3px 0px 3px;vertical-align:bottom;text-align:center;">50</td> <td data-sheets-value='{"1":3,"3":24}' style="border-right:1px solid #000000;overflow:hidden;padding:0px 3px 0px 3px;vertical-align:bottom;text-align:center;">24</td> </tr> <tr style="height:20px;"> <td style="border-left:1px solid #000000;overflow:hidden;padding:0px 3px 0px 3px;vertical-align:bottom;"></td> <td data-sheets-value='{"1":2,"2":"DW"}' style="overflow:hidden;padding:0px 3px 0px 3px;vertical-align:bottom;">DW</td> <td data-sheets-value='{"1":2,"2":"Clear (H/H)"}' style="overflow:hidden;padding:0px 3px 0px 3px;vertical-align:bottom;">Clear (H/H)</td> <td data-sheets-numberformat='{"1":2,"2":"0.00","3":1}' data-sheets-value='{"1":3,"3":0.98}' style="overflow:hidden;padding:0px 3px 0px 3px;vertical-align:bottom;text-align:center;">0.98</td> <td data-sheets-numberformat='{"1":2,"2":"0","3":1}' data-sheets-value='{"1":3,"3":33.21}' style="overflow:hidden;padding:0px 3px 0px 3px;vertical-align:bottom;text-align:center;">33</td> <td data-sheets-numberformat='{"1":2,"2":"0","3":1}' data-sheets-value='{"1":3,"3":49.5}' style="overflow:hidden;padding:0px 3px 0px 3px;vertical-align:bottom;text-align:center;">50</td> <td data-sheets-value='{"1":3,"3":26}' style="border-right:1px solid #000000;overflow:hidden;padding:0px 3px 0px 3px;vertical-align:bottom;text-align:center;">26</td> </tr> <tr style="height:20px;"> <td style="border-bottom:1px solid #000000;border-left:1px solid #000000;overflow:hidden;padding:0px 3px 0px 3px;vertical-align:bottom;"></td> <td style="border-bottom:1px solid #000000;overflow:hidden;padding:0px 3px 0px 3px;vertical-align:bottom;"></td> <td data-sheets-value='{"1":2,"2":"Opal (O/O)"}' style="border-bottom:1px solid #000000;overflow:hidden;padding:0px 3px 0px 3px;vertical-align:bottom;">Opal (O/O)</td> <td data-sheets-numberformat='{"1":2,"2":"0.00","3":1}' data-sheets-value='{"1":3,"3":0.98}' style="border-bottom:1px solid #000000;overflow:hidden;padding:0px 3px 0px 3px;vertical-align:bottom;text-align:center;">0.98</td> <td data-sheets-numberformat='{"1":2,"2":"0","3":1}' data-sheets-value='{"1":3,"3":28.29}' style="border-bottom:1px solid #000000;overflow:hidden;padding:0px 3px 0px 3px;vertical-align:bottom;text-align:center;">28</td> <td data-sheets-numberformat='{"1":2,"2":"0","3":1}' data-sheets-value='{"1":3,"3":38.28}' style="border-bottom:1px solid #000000;overflow:hidden;padding:0px 3px 0px 3px;vertical-align:bottom;text-align:center;">38</td> <td data-sheets-value='{"1":3,"3":26}' style="border-right:1px solid #000000;border-bottom:1px solid #000000;overflow:hidden;padding:0px 3px 0px 3px;vertical-align:bottom;text-align:center;">26</td> </tr> <tr style="height:20px;"> <td data-sheets-value='{"1":2,"2":"Polycarbonate "}' style="border-left:1px solid #000000;overflow:hidden;padding:0px 3px 0px 3px;vertical-align:bottom;">Polycarbonate </td> <td data-sheets-value='{"1":2,"2":"EW"}' style="overflow:hidden;padding:0px 3px 0px 3px;vertical-align:bottom;">EW</td> <td data-sheets-value='{"1":2,"2":"Clear (A)"}' style="overflow:hidden;padding:0px 3px 0px 3px;vertical-align:bottom;">Clear (A)</td> <td data-sheets-numberformat='{"1":2,"2":"0.00","3":1}' data-sheets-value='{"1":3,"3":1.19}' style="overflow:hidden;padding:0px 3px 0px 3px;vertical-align:bottom;text-align:center;">1.19</td> <td data-sheets-numberformat='{"1":2,"2":"0","3":1}' data-sheets-value='{"1":3,"3":36.08}' style="overflow:hidden;padding:0px 3px 0px 3px;vertical-align:bottom;text-align:center;">36</td> <td data-sheets-numberformat='{"1":2,"2":"0","3":1}' data-sheets-value='{"1":3,"3":54.78}' style="overflow:hidden;padding:0px 3px 0px 3px;vertical-align:bottom;text-align:center;">55</td> <td data-sheets-value='{"1":3,"3":24}' style="border-right:1px solid #000000;overflow:hidden;padding:0px 3px 0px 3px;vertical-align:bottom;text-align:center;">24</td> </tr> <tr style="height:20px;"> <td data-sheets-value='{"1":2,"2":"PC"}' style="border-left:1px solid #000000;overflow:hidden;padding:0px 3px 0px 3px;vertical-align:bottom;">PC</td> <td style="overflow:hidden;padding:0px 3px 0px 3px;vertical-align:bottom;"></td> <td data-sheets-value='{"1":2,"2":"Opal (D)"}' style="overflow:hidden;padding:0px 3px 0px 3px;vertical-align:bottom;">Opal (D)</td> <td data-sheets-numberformat='{"1":2,"2":"0.00","3":1}' data-sheets-value='{"1":3,"3":1.19}' style="overflow:hidden;padding:0px 3px 0px 3px;vertical-align:bottom;text-align:center;">1.19</td> <td data-sheets-numberformat='{"1":2,"2":"0","3":1}' data-sheets-value='{"1":3,"3":23.779999999999998}' style="overflow:hidden;padding:0px 3px 0px 3px;vertical-align:bottom;text-align:center;">24</td> <td data-sheets-numberformat='{"1":2,"2":"0","3":1}' data-sheets-value='{"1":3,"3":39.6}' style="overflow:hidden;padding:0px 3px 0px 3px;vertical-align:bottom;text-align:center;">40</td> <td data-sheets-value='{"1":3,"3":24}' style="border-right:1px solid #000000;overflow:hidden;padding:0px 3px 0px 3px;vertical-align:bottom;text-align:center;">24</td> </tr> <tr style="height:20px;"> <td style="border-left:1px solid #000000;overflow:hidden;padding:0px 3px 0px 3px;vertical-align:bottom;"></td> <td data-sheets-value='{"1":2,"2":"DW"}' style="overflow:hidden;padding:0px 3px 0px 3px;vertical-align:bottom;">DW</td> <td data-sheets-value='{"1":2,"2":"Clear (A/H)"}' style="overflow:hidden;padding:0px 3px 0px 3px;vertical-align:bottom;">Clear (A/H)</td> <td data-sheets-numberformat='{"1":2,"2":"0.00","3":1}' data-sheets-value='{"1":3,"3":0.98}' style="overflow:hidden;padding:0px 3px 0px 3px;vertical-align:bottom;text-align:center;">0.98</td> <td data-sheets-numberformat='{"1":2,"2":"0","3":1}' data-sheets-value='{"1":3,"3":32.39}' style="overflow:hidden;padding:0px 3px 0px 3px;vertical-align:bottom;text-align:center;">32</td> <td data-sheets-numberformat='{"1":2,"2":"0","3":1}' data-sheets-value='{"1":3,"3":47.52}' style="overflow:hidden;padding:0px 3px 0px 3px;vertical-align:bottom;text-align:center;">48</td> <td data-sheets-value='{"1":3,"3":26}' style="border-right:1px solid #000000;overflow:hidden;padding:0px 3px 0px 3px;vertical-align:bottom;text-align:center;">26</td> </tr> <tr style="height:20px;"> <td style="border-left:1px solid #000000;overflow:hidden;padding:0px 3px 0px 3px;vertical-align:bottom;"></td> <td style="overflow:hidden;padding:0px 3px 0px 3px;vertical-align:bottom;"></td> <td data-sheets-value='{"1":2,"2":"Clear (A/A)"}' style="overflow:hidden;padding:0px 3px 0px 3px;vertical-align:bottom;">Clear (A/A)</td> <td data-sheets-numberformat='{"1":2,"2":"0.00","3":1}' data-sheets-value='{"1":3,"3":0.98}' style="overflow:hidden;padding:0px 3px 0px 3px;vertical-align:bottom;text-align:center;">0.98</td> <td data-sheets-numberformat='{"1":2,"2":"0","3":1}' data-sheets-value='{"1":3,"3":31.569999999999997}' style="overflow:hidden;padding:0px 3px 0px 3px;vertical-align:bottom;text-align:center;">32</td> <td data-sheets-numberformat='{"1":2,"2":"0","3":1}' data-sheets-value='{"1":3,"3":45.54}' style="overflow:hidden;padding:0px 3px 0px 3px;vertical-align:bottom;text-align:center;">46</td> <td data-sheets-value='{"1":3,"3":26}' style="border-right:1px solid #000000;overflow:hidden;padding:0px 3px 0px 3px;vertical-align:bottom;text-align:center;">26</td> </tr> <tr style="height:20px;"> <td style="border-left:1px solid #000000;overflow:hidden;padding:0px 3px 0px 3px;vertical-align:bottom;"></td> <td style="overflow:hidden;padding:0px 3px 0px 3px;vertical-align:bottom;"></td> <td data-sheets-value='{"1":2,"2":"Opal (A/O)"}' style="overflow:hidden;padding:0px 3px 0px 3px;vertical-align:bottom;">Opal (A/O)</td> <td data-sheets-numberformat='{"1":2,"2":"0.00","3":1}' data-sheets-value='{"1":3,"3":0.98}' style="overflow:hidden;padding:0px 3px 0px 3px;vertical-align:bottom;text-align:center;">0.98</td> <td data-sheets-numberformat='{"1":2,"2":"0","3":1}' data-sheets-value='{"1":3,"3":29.93}' style="overflow:hidden;padding:0px 3px 0px 3px;vertical-align:bottom;text-align:center;">30</td> <td data-sheets-numberformat='{"1":2,"2":"0","3":1}' data-sheets-value='{"1":3,"3":41.580000000000005}' style="overflow:hidden;padding:0px 3px 0px 3px;vertical-align:bottom;text-align:center;">42</td> <td data-sheets-value='{"1":3,"3":26}' style="border-right:1px solid #000000;overflow:hidden;padding:0px 3px 0px 3px;vertical-align:bottom;text-align:center;">26</td> </tr> <tr style="height:20px;"> <td style="border-bottom:1px solid #000000;border-left:1px solid #000000;overflow:hidden;padding:0px 3px 0px 3px;vertical-align:bottom;"></td> <td style="border-bottom:1px solid #000000;overflow:hidden;padding:0px 3px 0px 3px;vertical-align:bottom;"></td> <td data-sheets-value='{"1":2,"2":"Opal (A/D)"}' style="border-bottom:1px solid #000000;overflow:hidden;padding:0px 3px 0px 3px;vertical-align:bottom;">Opal (A/D)</td> <td data-sheets-numberformat='{"1":2,"2":"0.00","3":1}' data-sheets-value='{"1":3,"3":0.98}' style="border-bottom:1px solid #000000;overflow:hidden;padding:0px 3px 0px 3px;vertical-align:bottom;text-align:center;">0.98</td> <td data-sheets-numberformat='{"1":2,"2":"0","3":1}' data-sheets-value='{"1":3,"3":20.91}' style="border-bottom:1px solid #000000;overflow:hidden;padding:0px 3px 0px 3px;vertical-align:bottom;text-align:center;">21</td> <td data-sheets-numberformat='{"1":2,"2":"0","3":1}' data-sheets-value='{"1":3,"3":33}' style="border-bottom:1px solid #000000;overflow:hidden;padding:0px 3px 0px 3px;vertical-align:bottom;text-align:center;">33</td> <td data-sheets-value='{"1":3,"3":26}' style="border-right:1px solid #000000;border-bottom:1px solid #000000;overflow:hidden;padding:0px 3px 0px 3px;vertical-align:bottom;text-align:center;">26</td> </tr> <tr style="height:20px;"> <td data-sheets-value='{"1":2,"2":"Polycarbonate"}' style="border-left:1px solid #000000;overflow:hidden;padding:0px 3px 0px 3px;vertical-align:bottom;">Polycarbonate</td> <td data-sheets-value='{"1":2,"2":"EW"}' style="overflow:hidden;padding:0px 3px 0px 3px;vertical-align:bottom;">EW</td> <td data-sheets-value='{"1":2,"2":"Heatstop Opal (T)"}' style="overflow:hidden;padding:0px 3px 0px 3px;vertical-align:bottom;">Heatstop Opal (T)</td> <td data-sheets-numberformat='{"1":2,"2":"0.00","3":1}' data-sheets-value='{"1":3,"3":1.19}' style="overflow:hidden;padding:0px 3px 0px 3px;vertical-align:bottom;text-align:center;">1.19</td> <td data-sheets-numberformat='{"1":2,"2":"0","3":1}' data-sheets-value='{"1":3,"3":20.09}' style="overflow:hidden;padding:0px 3px 0px 3px;vertical-align:bottom;text-align:center;">20</td> <td data-sheets-numberformat='{"1":2,"2":"0","3":1}' data-sheets-value='{"1":3,"3":38.940000000000005}' style="overflow:hidden;padding:0px 3px 0px 3px;vertical-align:bottom;text-align:center;">39</td> <td data-sheets-value='{"1":3,"3":24}' style="border-right:1px solid #000000;overflow:hidden;padding:0px 3px 0px 3px;vertical-align:bottom;text-align:center;">24</td> </tr> <tr style="height:20px;"> <td data-sheets-value='{"1":2,"2":"Heatstop PC"}' style="border-left:1px solid #000000;overflow:hidden;padding:0px 3px 0px 3px;vertical-align:bottom;">Heatstop PC</td> <td data-sheets-value='{"1":2,"2":"DW"}' style="overflow:hidden;padding:0px 3px 0px 3px;vertical-align:bottom;">DW</td> <td data-sheets-value='{"1":2,"2":"Clear (T/H)"}' style="overflow:hidden;padding:0px 3px 0px 3px;vertical-align:bottom;">Clear (T/H)</td> <td data-sheets-numberformat='{"1":2,"2":"0.00","3":1}' data-sheets-value='{"1":3,"3":0.98}' style="overflow:hidden;padding:0px 3px 0px 3px;vertical-align:bottom;text-align:center;">0.98</td> <td data-sheets-numberformat='{"1":2,"2":"0","3":1}' data-sheets-value='{"1":3,"3":18.04}' style="overflow:hidden;padding:0px 3px 0px 3px;vertical-align:bottom;text-align:center;">18</td> <td data-sheets-numberformat='{"1":2,"2":"0","3":1}' data-sheets-value='{"1":3,"3":33.660000000000004}' style="overflow:hidden;padding:0px 3px 0px 3px;vertical-align:bottom;text-align:center;">34</td> <td data-sheets-value='{"1":3,"3":26}' style="border-right:1px solid #000000;overflow:hidden;padding:0px 3px 0px 3px;vertical-align:bottom;text-align:center;">26</td> </tr> <tr style="height:20px;"> <td style="border-bottom:1px solid #000000;border-left:1px solid #000000;overflow:hidden;padding:0px 3px 0px 3px;vertical-align:bottom;"></td> <td style="border-bottom:1px solid #000000;overflow:hidden;padding:0px 3px 0px 3px;vertical-align:bottom;"></td> <td data-sheets-value='{"1":2,"2":"Opal (T/O)"}' style="border-bottom:1px solid #000000;overflow:hidden;padding:0px 3px 0px 3px;vertical-align:bottom;">Opal (T/O)</td> <td data-sheets-numberformat='{"1":2,"2":"0.00","3":1}' data-sheets-value='{"1":3,"3":0.98}' style="border-bottom:1px solid #000000;overflow:hidden;padding:0px 3px 0px 3px;vertical-align:bottom;text-align:center;">0.98</td> <td data-sheets-numberformat='{"1":2,"2":"0","3":1}' data-sheets-value='{"1":3,"3":16.81}' style="border-bottom:1px solid #000000;overflow:hidden;padding:0px 3px 0px 3px;vertical-align:bottom;text-align:center;">17</td> <td data-sheets-numberformat='{"1":2,"2":"0","3":1}' data-sheets-value='{"1":3,"3":29.700000000000003}' style="border-bottom:1px solid #000000;overflow:hidden;padding:0px 3px 0px 3px;vertical-align:bottom;text-align:center;">30</td> <td data-sheets-value='{"1":3,"3":26}' style="border-right:1px solid #000000;border-bottom:1px solid #000000;overflow:hidden;padding:0px 3px 0px 3px;vertical-align:bottom;text-align:center;">26</td> </tr> </tbody></table> | skylux-160-ce-met-koepel-en-pvc-opstand-30-20-met-lm-motor-pvc-raam-type-ep25-en-windvang-1600-x-2000-mm | 8586037231949 | 46872368808269
Smoke and heat exhaust (SHEV) | SHE system | Skylux | Skylux 160° CE with skylight and PVC curb 30/20 with double LM-actuator, PVC frame type EP25 and spoiler 1600 x 2200 mm |  | 50501 | 5412970505013 | 9551.75 | Yes | 30-45 | 175.61 | 1600 x 2200 mm | 2200 | 1600 |  | PVC 30/20 (30 cm high & roof opening = 20 cm larger than daylight size) | Rectangular | 1.19 W/m²K - 0.98 W/m²K | 57% - 30% | 37% - 17% | 24dB - 26dB | 160° CE (for industry) | PVC frame EP25 | with spoiler | E | Double actuator | Maximum double-walled skylight possible for this product | Ut-value LT-value g-value Rw-value EN 1873 : 2014 EN ISO 13468 EN 16153 EN 410 EN 410 EN ISO 140-3 Material Walls Shells (W/m²K) (%) (%) (dB) Acrylic EW Clear (H) 1.19 37 57 24 PMMA Opal (O) 1.19 34 50 24 DW Clear (H/H) 0.98 33 50 26 Opal (O/O) 0.98 28 38 26 Polycarbonate EW Clear (A) 1.19 36 55 24 PC Opal (D) 1.19 24 40 24 DW Clear (A/H) 0.98 32 48 26 Clear (A/A) 0.98 32 46 26 Opal (A/O) 0.98 30 42 26 Opal (A/D) 0.98 21 33 26 Polycarbonate EW Heatstop Opal (T) 1.19 20 39 24 Heatstop PC DW Clear (T/H) 0.98 18 34 26 Opal (T/O) 0.98 17 30 26 | https://skylux.eu/en/products/skylux-160-ce-met-koepel-en-pvc-opstand-30-20-met-lm-motor-pvc-raam-type-ep25-en-windvang-1600-x-2200-mm | https://skylux.eu/cdn/shop/files/Skylux-160deg-CE-met-koepel-en-pvc-opstand-3020-met-dubbele-LM-motor-pvc-raam-type-EP25-en-windvang-1600-x-2200-mm-RWA-systeem.jpg?v=1702981163&width=1600 | https://skylux.eu/cdn/shop/files/e5a82811-1bb0-48e4-a776-cacb59c7c092_91ae0a90-b7e1-4598-b111-09f05327654c.jpg?v=1688551299&width=1600 | //skylux.eu/cdn/shop/files/E_MH_Mounting_instructions_Skylux_160_CE_LM.pdf?v=12406716259046007223 | //skylux.eu/cdn/shop/files/E_TD_Technical_File_Skylux_Skylux_160_CE_Electric.pdf?v=3667116872303399239 | <style type="text/css" id="isPasted"><!--td {border: 1px solid #cccccc;}br {mso-data-placement:same-cell;}--></style><table border="1" cellpadding="0" cellspacing="0" dir="ltr" style="table-layout:fixed;font-size:10pt;font-family:Arial;border-collapse:collapse;border:none;"><tbody> <tr style="height:20px;"> <td style="overflow:hidden;padding:0px 3px 0px 3px;vertical-align:bottom;"></td> <td style="overflow:hidden;padding:0px 3px 0px 3px;vertical-align:bottom;"></td> <td style="overflow:hidden;padding:0px 3px 0px 3px;vertical-align:bottom;"></td> <td data-sheets-value='{"1":2,"2":"Ut-value"}' style="overflow:hidden;padding:0px 3px 0px 3px;vertical-align:bottom;font-weight:bold;text-align:center;">Ut-value</td> <td data-sheets-value='{"1":2,"2":"LT-value"}' style="overflow:hidden;padding:0px 3px 0px 3px;vertical-align:bottom;font-weight:bold;text-align:center;">LT-value</td> <td data-sheets-value='{"1":2,"2":"g-value"}' style="overflow:hidden;padding:0px 3px 0px 3px;vertical-align:bottom;font-weight:bold;text-align:center;">g-value</td> <td data-sheets-value='{"1":2,"2":"Rw-value "}' style="overflow:hidden;padding:0px 3px 0px 3px;vertical-align:bottom;font-weight:bold;text-align:center;">Rw-value </td> </tr> <tr style="height:20px;"> <td style="overflow:hidden;padding:0px 3px 0px 3px;vertical-align:bottom;"></td> <td style="overflow:hidden;padding:0px 3px 0px 3px;vertical-align:bottom;"></td> <td style="overflow:hidden;padding:0px 3px 0px 3px;vertical-align:bottom;"></td> <td data-sheets-numberformat='{"1":2,"2":"0.00","3":1}' data-sheets-value='{"1":2,"2":"EN 1873 : 2014"}' style="overflow:hidden;padding:0px 3px 0px 3px;vertical-align:bottom;text-align:center;">EN 1873 : 2014</td> <td data-sheets-numberformat='{"1":2,"2":"0","3":1}' data-sheets-value='{"1":2,"2":"EN ISO 13468 EN 16153 EN 410"}' style="overflow:hidden;padding:0px 3px 0px 3px;vertical-align:bottom;text-align:center;">EN ISO 13468 EN 16153 EN 410</td> <td data-sheets-numberformat='{"1":2,"2":"0","3":1}' data-sheets-value='{"1":2,"2":"EN 410"}' style="overflow:hidden;padding:0px 3px 0px 3px;vertical-align:bottom;text-align:center;">EN 410</td> <td data-sheets-value='{"1":2,"2":"EN ISO 140-3\t\t"}' style="overflow:hidden;padding:0px 3px 0px 3px;vertical-align:bottom;text-align:center;">EN ISO 140-3 </td> </tr> <tr style="height:20px;"> <td data-sheets-value='{"1":2,"2":"Material"}' style="border-bottom:1px solid #000000;overflow:hidden;padding:0px 3px 0px 3px;vertical-align:bottom;background-color:#000000;font-weight:bold;color:#ffffff;">Material</td> <td data-sheets-value='{"1":2,"2":"Walls"}' style="border-bottom:1px solid #000000;overflow:hidden;padding:0px 3px 0px 3px;vertical-align:bottom;background-color:#000000;font-weight:bold;color:#ffffff;">Walls</td> <td data-sheets-value='{"1":2,"2":"Shells"}' style="border-bottom:1px solid #000000;overflow:hidden;padding:0px 3px 0px 3px;vertical-align:bottom;background-color:#000000;font-weight:bold;color:#ffffff;">Shells</td> <td data-sheets-numberformat='{"1":2,"2":"0.00","3":1}' data-sheets-value='{"1":2,"2":"(W/m²K)\t"}' style="border-bottom:1px solid #000000;overflow:hidden;padding:0px 3px 0px 3px;vertical-align:bottom;background-color:#000000;font-weight:bold;color:#ffffff;text-align:center;">(W/m²K) </td> <td data-sheets-numberformat='{"1":2,"2":"0","3":1}' data-sheets-value='{"1":2,"2":"(%)"}' style="border-bottom:1px solid #000000;overflow:hidden;padding:0px 3px 0px 3px;vertical-align:bottom;background-color:#000000;font-weight:bold;color:#ffffff;text-align:center;">(%)</td> <td data-sheets-numberformat='{"1":2,"2":"0","3":1}' data-sheets-value='{"1":2,"2":"(%)"}' style="border-bottom:1px solid #000000;overflow:hidden;padding:0px 3px 0px 3px;vertical-align:bottom;background-color:#000000;font-weight:bold;color:#ffffff;text-align:center;">(%)</td> <td data-sheets-value='{"1":2,"2":"(dB)"}' style="border-bottom:1px solid #000000;overflow:hidden;padding:0px 3px 0px 3px;vertical-align:bottom;background-color:#000000;font-weight:bold;color:#ffffff;text-align:center;">(dB)</td> </tr> <tr style="height:20px;"> <td data-sheets-value='{"1":2,"2":"Acrylic"}' style="border-left:1px solid #000000;overflow:hidden;padding:0px 3px 0px 3px;vertical-align:bottom;">Acrylic</td> <td data-sheets-value='{"1":2,"2":"EW"}' style="overflow:hidden;padding:0px 3px 0px 3px;vertical-align:bottom;">EW</td> <td data-sheets-value='{"1":2,"2":"Clear (H)"}' style="overflow:hidden;padding:0px 3px 0px 3px;vertical-align:bottom;">Clear (H)</td> <td data-sheets-numberformat='{"1":2,"2":"0.00","3":1}' data-sheets-value='{"1":3,"3":1.19}' style="overflow:hidden;padding:0px 3px 0px 3px;vertical-align:bottom;text-align:center;">1.19</td> <td data-sheets-numberformat='{"1":2,"2":"0","3":1}' data-sheets-value='{"1":3,"3":36.9}' style="overflow:hidden;padding:0px 3px 0px 3px;vertical-align:bottom;text-align:center;">37</td> <td data-sheets-numberformat='{"1":2,"2":"0","3":1}' data-sheets-value='{"1":3,"3":57.42}' style="overflow:hidden;padding:0px 3px 0px 3px;vertical-align:bottom;text-align:center;">57</td> <td data-sheets-value='{"1":3,"3":24}' style="border-right:1px solid #000000;overflow:hidden;padding:0px 3px 0px 3px;vertical-align:bottom;text-align:center;">24</td> </tr> <tr style="height:20px;"> <td data-sheets-value='{"1":2,"2":"PMMA"}' style="border-left:1px solid #000000;overflow:hidden;padding:0px 3px 0px 3px;vertical-align:bottom;">PMMA</td> <td style="overflow:hidden;padding:0px 3px 0px 3px;vertical-align:bottom;"></td> <td data-sheets-value='{"1":2,"2":"Opal (O)"}' style="overflow:hidden;padding:0px 3px 0px 3px;vertical-align:bottom;">Opal (O)</td> <td data-sheets-numberformat='{"1":2,"2":"0.00","3":1}' data-sheets-value='{"1":3,"3":1.19}' style="overflow:hidden;padding:0px 3px 0px 3px;vertical-align:bottom;text-align:center;">1.19</td> <td data-sheets-numberformat='{"1":2,"2":"0","3":1}' data-sheets-value='{"1":3,"3":34.03}' style="overflow:hidden;padding:0px 3px 0px 3px;vertical-align:bottom;text-align:center;">34</td> <td data-sheets-numberformat='{"1":2,"2":"0","3":1}' data-sheets-value='{"1":3,"3":50.160000000000004}' style="overflow:hidden;padding:0px 3px 0px 3px;vertical-align:bottom;text-align:center;">50</td> <td data-sheets-value='{"1":3,"3":24}' style="border-right:1px solid #000000;overflow:hidden;padding:0px 3px 0px 3px;vertical-align:bottom;text-align:center;">24</td> </tr> <tr style="height:20px;"> <td style="border-left:1px solid #000000;overflow:hidden;padding:0px 3px 0px 3px;vertical-align:bottom;"></td> <td data-sheets-value='{"1":2,"2":"DW"}' style="overflow:hidden;padding:0px 3px 0px 3px;vertical-align:bottom;">DW</td> <td data-sheets-value='{"1":2,"2":"Clear (H/H)"}' style="overflow:hidden;padding:0px 3px 0px 3px;vertical-align:bottom;">Clear (H/H)</td> <td data-sheets-numberformat='{"1":2,"2":"0.00","3":1}' data-sheets-value='{"1":3,"3":0.98}' style="overflow:hidden;padding:0px 3px 0px 3px;vertical-align:bottom;text-align:center;">0.98</td> <td data-sheets-numberformat='{"1":2,"2":"0","3":1}' data-sheets-value='{"1":3,"3":33.21}' style="overflow:hidden;padding:0px 3px 0px 3px;vertical-align:bottom;text-align:center;">33</td> <td data-sheets-numberformat='{"1":2,"2":"0","3":1}' data-sheets-value='{"1":3,"3":49.5}' style="overflow:hidden;padding:0px 3px 0px 3px;vertical-align:bottom;text-align:center;">50</td> <td data-sheets-value='{"1":3,"3":26}' style="border-right:1px solid #000000;overflow:hidden;padding:0px 3px 0px 3px;vertical-align:bottom;text-align:center;">26</td> </tr> <tr style="height:20px;"> <td style="border-bottom:1px solid #000000;border-left:1px solid #000000;overflow:hidden;padding:0px 3px 0px 3px;vertical-align:bottom;"></td> <td style="border-bottom:1px solid #000000;overflow:hidden;padding:0px 3px 0px 3px;vertical-align:bottom;"></td> <td data-sheets-value='{"1":2,"2":"Opal (O/O)"}' style="border-bottom:1px solid #000000;overflow:hidden;padding:0px 3px 0px 3px;vertical-align:bottom;">Opal (O/O)</td> <td data-sheets-numberformat='{"1":2,"2":"0.00","3":1}' data-sheets-value='{"1":3,"3":0.98}' style="border-bottom:1px solid #000000;overflow:hidden;padding:0px 3px 0px 3px;vertical-align:bottom;text-align:center;">0.98</td> <td data-sheets-numberformat='{"1":2,"2":"0","3":1}' data-sheets-value='{"1":3,"3":28.29}' style="border-bottom:1px solid #000000;overflow:hidden;padding:0px 3px 0px 3px;vertical-align:bottom;text-align:center;">28</td> <td data-sheets-numberformat='{"1":2,"2":"0","3":1}' data-sheets-value='{"1":3,"3":38.28}' style="border-bottom:1px solid #000000;overflow:hidden;padding:0px 3px 0px 3px;vertical-align:bottom;text-align:center;">38</td> <td data-sheets-value='{"1":3,"3":26}' style="border-right:1px solid #000000;border-bottom:1px solid #000000;overflow:hidden;padding:0px 3px 0px 3px;vertical-align:bottom;text-align:center;">26</td> </tr> <tr style="height:20px;"> <td data-sheets-value='{"1":2,"2":"Polycarbonate "}' style="border-left:1px solid #000000;overflow:hidden;padding:0px 3px 0px 3px;vertical-align:bottom;">Polycarbonate </td> <td data-sheets-value='{"1":2,"2":"EW"}' style="overflow:hidden;padding:0px 3px 0px 3px;vertical-align:bottom;">EW</td> <td data-sheets-value='{"1":2,"2":"Clear (A)"}' style="overflow:hidden;padding:0px 3px 0px 3px;vertical-align:bottom;">Clear (A)</td> <td data-sheets-numberformat='{"1":2,"2":"0.00","3":1}' data-sheets-value='{"1":3,"3":1.19}' style="overflow:hidden;padding:0px 3px 0px 3px;vertical-align:bottom;text-align:center;">1.19</td> <td data-sheets-numberformat='{"1":2,"2":"0","3":1}' data-sheets-value='{"1":3,"3":36.08}' style="overflow:hidden;padding:0px 3px 0px 3px;vertical-align:bottom;text-align:center;">36</td> <td data-sheets-numberformat='{"1":2,"2":"0","3":1}' data-sheets-value='{"1":3,"3":54.78}' style="overflow:hidden;padding:0px 3px 0px 3px;vertical-align:bottom;text-align:center;">55</td> <td data-sheets-value='{"1":3,"3":24}' style="border-right:1px solid #000000;overflow:hidden;padding:0px 3px 0px 3px;vertical-align:bottom;text-align:center;">24</td> </tr> <tr style="height:20px;"> <td data-sheets-value='{"1":2,"2":"PC"}' style="border-left:1px solid #000000;overflow:hidden;padding:0px 3px 0px 3px;vertical-align:bottom;">PC</td> <td style="overflow:hidden;padding:0px 3px 0px 3px;vertical-align:bottom;"></td> <td data-sheets-value='{"1":2,"2":"Opal (D)"}' style="overflow:hidden;padding:0px 3px 0px 3px;vertical-align:bottom;">Opal (D)</td> <td data-sheets-numberformat='{"1":2,"2":"0.00","3":1}' data-sheets-value='{"1":3,"3":1.19}' style="overflow:hidden;padding:0px 3px 0px 3px;vertical-align:bottom;text-align:center;">1.19</td> <td data-sheets-numberformat='{"1":2,"2":"0","3":1}' data-sheets-value='{"1":3,"3":23.779999999999998}' style="overflow:hidden;padding:0px 3px 0px 3px;vertical-align:bottom;text-align:center;">24</td> <td data-sheets-numberformat='{"1":2,"2":"0","3":1}' data-sheets-value='{"1":3,"3":39.6}' style="overflow:hidden;padding:0px 3px 0px 3px;vertical-align:bottom;text-align:center;">40</td> <td data-sheets-value='{"1":3,"3":24}' style="border-right:1px solid #000000;overflow:hidden;padding:0px 3px 0px 3px;vertical-align:bottom;text-align:center;">24</td> </tr> <tr style="height:20px;"> <td style="border-left:1px solid #000000;overflow:hidden;padding:0px 3px 0px 3px;vertical-align:bottom;"></td> <td data-sheets-value='{"1":2,"2":"DW"}' style="overflow:hidden;padding:0px 3px 0px 3px;vertical-align:bottom;">DW</td> <td data-sheets-value='{"1":2,"2":"Clear (A/H)"}' style="overflow:hidden;padding:0px 3px 0px 3px;vertical-align:bottom;">Clear (A/H)</td> <td data-sheets-numberformat='{"1":2,"2":"0.00","3":1}' data-sheets-value='{"1":3,"3":0.98}' style="overflow:hidden;padding:0px 3px 0px 3px;vertical-align:bottom;text-align:center;">0.98</td> <td data-sheets-numberformat='{"1":2,"2":"0","3":1}' data-sheets-value='{"1":3,"3":32.39}' style="overflow:hidden;padding:0px 3px 0px 3px;vertical-align:bottom;text-align:center;">32</td> <td data-sheets-numberformat='{"1":2,"2":"0","3":1}' data-sheets-value='{"1":3,"3":47.52}' style="overflow:hidden;padding:0px 3px 0px 3px;vertical-align:bottom;text-align:center;">48</td> <td data-sheets-value='{"1":3,"3":26}' style="border-right:1px solid #000000;overflow:hidden;padding:0px 3px 0px 3px;vertical-align:bottom;text-align:center;">26</td> </tr> <tr style="height:20px;"> <td style="border-left:1px solid #000000;overflow:hidden;padding:0px 3px 0px 3px;vertical-align:bottom;"></td> <td style="overflow:hidden;padding:0px 3px 0px 3px;vertical-align:bottom;"></td> <td data-sheets-value='{"1":2,"2":"Clear (A/A)"}' style="overflow:hidden;padding:0px 3px 0px 3px;vertical-align:bottom;">Clear (A/A)</td> <td data-sheets-numberformat='{"1":2,"2":"0.00","3":1}' data-sheets-value='{"1":3,"3":0.98}' style="overflow:hidden;padding:0px 3px 0px 3px;vertical-align:bottom;text-align:center;">0.98</td> <td data-sheets-numberformat='{"1":2,"2":"0","3":1}' data-sheets-value='{"1":3,"3":31.569999999999997}' style="overflow:hidden;padding:0px 3px 0px 3px;vertical-align:bottom;text-align:center;">32</td> <td data-sheets-numberformat='{"1":2,"2":"0","3":1}' data-sheets-value='{"1":3,"3":45.54}' style="overflow:hidden;padding:0px 3px 0px 3px;vertical-align:bottom;text-align:center;">46</td> <td data-sheets-value='{"1":3,"3":26}' style="border-right:1px solid #000000;overflow:hidden;padding:0px 3px 0px 3px;vertical-align:bottom;text-align:center;">26</td> </tr> <tr style="height:20px;"> <td style="border-left:1px solid #000000;overflow:hidden;padding:0px 3px 0px 3px;vertical-align:bottom;"></td> <td style="overflow:hidden;padding:0px 3px 0px 3px;vertical-align:bottom;"></td> <td data-sheets-value='{"1":2,"2":"Opal (A/O)"}' style="overflow:hidden;padding:0px 3px 0px 3px;vertical-align:bottom;">Opal (A/O)</td> <td data-sheets-numberformat='{"1":2,"2":"0.00","3":1}' data-sheets-value='{"1":3,"3":0.98}' style="overflow:hidden;padding:0px 3px 0px 3px;vertical-align:bottom;text-align:center;">0.98</td> <td data-sheets-numberformat='{"1":2,"2":"0","3":1}' data-sheets-value='{"1":3,"3":29.93}' style="overflow:hidden;padding:0px 3px 0px 3px;vertical-align:bottom;text-align:center;">30</td> <td data-sheets-numberformat='{"1":2,"2":"0","3":1}' data-sheets-value='{"1":3,"3":41.580000000000005}' style="overflow:hidden;padding:0px 3px 0px 3px;vertical-align:bottom;text-align:center;">42</td> <td data-sheets-value='{"1":3,"3":26}' style="border-right:1px solid #000000;overflow:hidden;padding:0px 3px 0px 3px;vertical-align:bottom;text-align:center;">26</td> </tr> <tr style="height:20px;"> <td style="border-bottom:1px solid #000000;border-left:1px solid #000000;overflow:hidden;padding:0px 3px 0px 3px;vertical-align:bottom;"></td> <td style="border-bottom:1px solid #000000;overflow:hidden;padding:0px 3px 0px 3px;vertical-align:bottom;"></td> <td data-sheets-value='{"1":2,"2":"Opal (A/D)"}' style="border-bottom:1px solid #000000;overflow:hidden;padding:0px 3px 0px 3px;vertical-align:bottom;">Opal (A/D)</td> <td data-sheets-numberformat='{"1":2,"2":"0.00","3":1}' data-sheets-value='{"1":3,"3":0.98}' style="border-bottom:1px solid #000000;overflow:hidden;padding:0px 3px 0px 3px;vertical-align:bottom;text-align:center;">0.98</td> <td data-sheets-numberformat='{"1":2,"2":"0","3":1}' data-sheets-value='{"1":3,"3":20.91}' style="border-bottom:1px solid #000000;overflow:hidden;padding:0px 3px 0px 3px;vertical-align:bottom;text-align:center;">21</td> <td data-sheets-numberformat='{"1":2,"2":"0","3":1}' data-sheets-value='{"1":3,"3":33}' style="border-bottom:1px solid #000000;overflow:hidden;padding:0px 3px 0px 3px;vertical-align:bottom;text-align:center;">33</td> <td data-sheets-value='{"1":3,"3":26}' style="border-right:1px solid #000000;border-bottom:1px solid #000000;overflow:hidden;padding:0px 3px 0px 3px;vertical-align:bottom;text-align:center;">26</td> </tr> <tr style="height:20px;"> <td data-sheets-value='{"1":2,"2":"Polycarbonate"}' style="border-left:1px solid #000000;overflow:hidden;padding:0px 3px 0px 3px;vertical-align:bottom;">Polycarbonate</td> <td data-sheets-value='{"1":2,"2":"EW"}' style="overflow:hidden;padding:0px 3px 0px 3px;vertical-align:bottom;">EW</td> <td data-sheets-value='{"1":2,"2":"Heatstop Opal (T)"}' style="overflow:hidden;padding:0px 3px 0px 3px;vertical-align:bottom;">Heatstop Opal (T)</td> <td data-sheets-numberformat='{"1":2,"2":"0.00","3":1}' data-sheets-value='{"1":3,"3":1.19}' style="overflow:hidden;padding:0px 3px 0px 3px;vertical-align:bottom;text-align:center;">1.19</td> <td data-sheets-numberformat='{"1":2,"2":"0","3":1}' data-sheets-value='{"1":3,"3":20.09}' style="overflow:hidden;padding:0px 3px 0px 3px;vertical-align:bottom;text-align:center;">20</td> <td data-sheets-numberformat='{"1":2,"2":"0","3":1}' data-sheets-value='{"1":3,"3":38.940000000000005}' style="overflow:hidden;padding:0px 3px 0px 3px;vertical-align:bottom;text-align:center;">39</td> <td data-sheets-value='{"1":3,"3":24}' style="border-right:1px solid #000000;overflow:hidden;padding:0px 3px 0px 3px;vertical-align:bottom;text-align:center;">24</td> </tr> <tr style="height:20px;"> <td data-sheets-value='{"1":2,"2":"Heatstop PC"}' style="border-left:1px solid #000000;overflow:hidden;padding:0px 3px 0px 3px;vertical-align:bottom;">Heatstop PC</td> <td data-sheets-value='{"1":2,"2":"DW"}' style="overflow:hidden;padding:0px 3px 0px 3px;vertical-align:bottom;">DW</td> <td data-sheets-value='{"1":2,"2":"Clear (T/H)"}' style="overflow:hidden;padding:0px 3px 0px 3px;vertical-align:bottom;">Clear (T/H)</td> <td data-sheets-numberformat='{"1":2,"2":"0.00","3":1}' data-sheets-value='{"1":3,"3":0.98}' style="overflow:hidden;padding:0px 3px 0px 3px;vertical-align:bottom;text-align:center;">0.98</td> <td data-sheets-numberformat='{"1":2,"2":"0","3":1}' data-sheets-value='{"1":3,"3":18.04}' style="overflow:hidden;padding:0px 3px 0px 3px;vertical-align:bottom;text-align:center;">18</td> <td data-sheets-numberformat='{"1":2,"2":"0","3":1}' data-sheets-value='{"1":3,"3":33.660000000000004}' style="overflow:hidden;padding:0px 3px 0px 3px;vertical-align:bottom;text-align:center;">34</td> <td data-sheets-value='{"1":3,"3":26}' style="border-right:1px solid #000000;overflow:hidden;padding:0px 3px 0px 3px;vertical-align:bottom;text-align:center;">26</td> </tr> <tr style="height:20px;"> <td style="border-bottom:1px solid #000000;border-left:1px solid #000000;overflow:hidden;padding:0px 3px 0px 3px;vertical-align:bottom;"></td> <td style="border-bottom:1px solid #000000;overflow:hidden;padding:0px 3px 0px 3px;vertical-align:bottom;"></td> <td data-sheets-value='{"1":2,"2":"Opal (T/O)"}' style="border-bottom:1px solid #000000;overflow:hidden;padding:0px 3px 0px 3px;vertical-align:bottom;">Opal (T/O)</td> <td data-sheets-numberformat='{"1":2,"2":"0.00","3":1}' data-sheets-value='{"1":3,"3":0.98}' style="border-bottom:1px solid #000000;overflow:hidden;padding:0px 3px 0px 3px;vertical-align:bottom;text-align:center;">0.98</td> <td data-sheets-numberformat='{"1":2,"2":"0","3":1}' data-sheets-value='{"1":3,"3":16.81}' style="border-bottom:1px solid #000000;overflow:hidden;padding:0px 3px 0px 3px;vertical-align:bottom;text-align:center;">17</td> <td data-sheets-numberformat='{"1":2,"2":"0","3":1}' data-sheets-value='{"1":3,"3":29.700000000000003}' style="border-bottom:1px solid #000000;overflow:hidden;padding:0px 3px 0px 3px;vertical-align:bottom;text-align:center;">30</td> <td data-sheets-value='{"1":3,"3":26}' style="border-right:1px solid #000000;border-bottom:1px solid #000000;overflow:hidden;padding:0px 3px 0px 3px;vertical-align:bottom;text-align:center;">26</td> </tr> </tbody></table> | skylux-160-ce-met-koepel-en-pvc-opstand-30-20-met-lm-motor-pvc-raam-type-ep25-en-windvang-1600-x-2200-mm | 8586037297485 | 46872368906573
Smoke and heat exhaust (SHEV) | SHE system | Skylux | Skylux 160° CE with skylight and PVC curb 30/20 with double LM-actuator, PVC frame type EP25 and spoiler 1600 x 2300 mm |  | 50502 | 5412970505020 | 9745.35 | Yes | 30-45 | 178.56 | 1600 x 2300 mm | 2300 | 1600 |  | PVC 30/20 (30 cm high & roof opening = 20 cm larger than daylight size) | Rectangular | 1.19 W/m²K - 0.98 W/m²K | 57% - 30% | 37% - 17% | 24dB - 26dB | 160° CE (for industry) | PVC frame EP25 | with spoiler | E | Double actuator | Maximum double-walled skylight possible for this product | Ut-value LT-value g-value Rw-value EN 1873 : 2014 EN ISO 13468 EN 16153 EN 410 EN 410 EN ISO 140-3 Material Walls Shells (W/m²K) (%) (%) (dB) Acrylic EW Clear (H) 1.19 37 57 24 PMMA Opal (O) 1.19 34 50 24 DW Clear (H/H) 0.98 33 50 26 Opal (O/O) 0.98 28 38 26 Polycarbonate EW Clear (A) 1.19 36 55 24 PC Opal (D) 1.19 24 40 24 DW Clear (A/H) 0.98 32 48 26 Clear (A/A) 0.98 32 46 26 Opal (A/O) 0.98 30 42 26 Opal (A/D) 0.98 21 33 26 Polycarbonate EW Heatstop Opal (T) 1.19 20 39 24 Heatstop PC DW Clear (T/H) 0.98 18 34 26 Opal (T/O) 0.98 17 30 26 | https://skylux.eu/en/products/skylux-160-ce-met-koepel-en-pvc-opstand-30-20-met-lm-motor-pvc-raam-type-ep25-en-windvang-1600-x-2300-mm | https://skylux.eu/cdn/shop/files/Skylux-160deg-CE-met-koepel-en-pvc-opstand-3020-met-dubbele-LM-motor-pvc-raam-type-EP25-en-windvang-1600-x-2300-mm-RWA-systeem.jpg?v=1702981168&width=1600 | https://skylux.eu/cdn/shop/files/e5a82811-1bb0-48e4-a776-cacb59c7c092_6acb4ba3-a686-473b-b4a2-de29b2753858.jpg?v=1688551301&width=1600 | //skylux.eu/cdn/shop/files/E_MH_Mounting_instructions_Skylux_160_CE_LM.pdf?v=12406716259046007223 | //skylux.eu/cdn/shop/files/E_TD_Technical_File_Skylux_Skylux_160_CE_Electric.pdf?v=3667116872303399239 | <style type="text/css" id="isPasted"><!--td {border: 1px solid #cccccc;}br {mso-data-placement:same-cell;}--></style><table border="1" cellpadding="0" cellspacing="0" dir="ltr" style="table-layout:fixed;font-size:10pt;font-family:Arial;border-collapse:collapse;border:none;"><tbody> <tr style="height:20px;"> <td style="overflow:hidden;padding:0px 3px 0px 3px;vertical-align:bottom;"></td> <td style="overflow:hidden;padding:0px 3px 0px 3px;vertical-align:bottom;"></td> <td style="overflow:hidden;padding:0px 3px 0px 3px;vertical-align:bottom;"></td> <td data-sheets-value='{"1":2,"2":"Ut-value"}' style="overflow:hidden;padding:0px 3px 0px 3px;vertical-align:bottom;font-weight:bold;text-align:center;">Ut-value</td> <td data-sheets-value='{"1":2,"2":"LT-value"}' style="overflow:hidden;padding:0px 3px 0px 3px;vertical-align:bottom;font-weight:bold;text-align:center;">LT-value</td> <td data-sheets-value='{"1":2,"2":"g-value"}' style="overflow:hidden;padding:0px 3px 0px 3px;vertical-align:bottom;font-weight:bold;text-align:center;">g-value</td> <td data-sheets-value='{"1":2,"2":"Rw-value "}' style="overflow:hidden;padding:0px 3px 0px 3px;vertical-align:bottom;font-weight:bold;text-align:center;">Rw-value </td> </tr> <tr style="height:20px;"> <td style="overflow:hidden;padding:0px 3px 0px 3px;vertical-align:bottom;"></td> <td style="overflow:hidden;padding:0px 3px 0px 3px;vertical-align:bottom;"></td> <td style="overflow:hidden;padding:0px 3px 0px 3px;vertical-align:bottom;"></td> <td data-sheets-numberformat='{"1":2,"2":"0.00","3":1}' data-sheets-value='{"1":2,"2":"EN 1873 : 2014"}' style="overflow:hidden;padding:0px 3px 0px 3px;vertical-align:bottom;text-align:center;">EN 1873 : 2014</td> <td data-sheets-numberformat='{"1":2,"2":"0","3":1}' data-sheets-value='{"1":2,"2":"EN ISO 13468 EN 16153 EN 410"}' style="overflow:hidden;padding:0px 3px 0px 3px;vertical-align:bottom;text-align:center;">EN ISO 13468 EN 16153 EN 410</td> <td data-sheets-numberformat='{"1":2,"2":"0","3":1}' data-sheets-value='{"1":2,"2":"EN 410"}' style="overflow:hidden;padding:0px 3px 0px 3px;vertical-align:bottom;text-align:center;">EN 410</td> <td data-sheets-value='{"1":2,"2":"EN ISO 140-3\t\t"}' style="overflow:hidden;padding:0px 3px 0px 3px;vertical-align:bottom;text-align:center;">EN ISO 140-3 </td> </tr> <tr style="height:20px;"> <td data-sheets-value='{"1":2,"2":"Material"}' style="border-bottom:1px solid #000000;overflow:hidden;padding:0px 3px 0px 3px;vertical-align:bottom;background-color:#000000;font-weight:bold;color:#ffffff;">Material</td> <td data-sheets-value='{"1":2,"2":"Walls"}' style="border-bottom:1px solid #000000;overflow:hidden;padding:0px 3px 0px 3px;vertical-align:bottom;background-color:#000000;font-weight:bold;color:#ffffff;">Walls</td> <td data-sheets-value='{"1":2,"2":"Shells"}' style="border-bottom:1px solid #000000;overflow:hidden;padding:0px 3px 0px 3px;vertical-align:bottom;background-color:#000000;font-weight:bold;color:#ffffff;">Shells</td> <td data-sheets-numberformat='{"1":2,"2":"0.00","3":1}' data-sheets-value='{"1":2,"2":"(W/m²K)\t"}' style="border-bottom:1px solid #000000;overflow:hidden;padding:0px 3px 0px 3px;vertical-align:bottom;background-color:#000000;font-weight:bold;color:#ffffff;text-align:center;">(W/m²K) </td> <td data-sheets-numberformat='{"1":2,"2":"0","3":1}' data-sheets-value='{"1":2,"2":"(%)"}' style="border-bottom:1px solid #000000;overflow:hidden;padding:0px 3px 0px 3px;vertical-align:bottom;background-color:#000000;font-weight:bold;color:#ffffff;text-align:center;">(%)</td> <td data-sheets-numberformat='{"1":2,"2":"0","3":1}' data-sheets-value='{"1":2,"2":"(%)"}' style="border-bottom:1px solid #000000;overflow:hidden;padding:0px 3px 0px 3px;vertical-align:bottom;background-color:#000000;font-weight:bold;color:#ffffff;text-align:center;">(%)</td> <td data-sheets-value='{"1":2,"2":"(dB)"}' style="border-bottom:1px solid #000000;overflow:hidden;padding:0px 3px 0px 3px;vertical-align:bottom;background-color:#000000;font-weight:bold;color:#ffffff;text-align:center;">(dB)</td> </tr> <tr style="height:20px;"> <td data-sheets-value='{"1":2,"2":"Acrylic"}' style="border-left:1px solid #000000;overflow:hidden;padding:0px 3px 0px 3px;vertical-align:bottom;">Acrylic</td> <td data-sheets-value='{"1":2,"2":"EW"}' style="overflow:hidden;padding:0px 3px 0px 3px;vertical-align:bottom;">EW</td> <td data-sheets-value='{"1":2,"2":"Clear (H)"}' style="overflow:hidden;padding:0px 3px 0px 3px;vertical-align:bottom;">Clear (H)</td> <td data-sheets-numberformat='{"1":2,"2":"0.00","3":1}' data-sheets-value='{"1":3,"3":1.19}' style="overflow:hidden;padding:0px 3px 0px 3px;vertical-align:bottom;text-align:center;">1.19</td> <td data-sheets-numberformat='{"1":2,"2":"0","3":1}' data-sheets-value='{"1":3,"3":36.9}' style="overflow:hidden;padding:0px 3px 0px 3px;vertical-align:bottom;text-align:center;">37</td> <td data-sheets-numberformat='{"1":2,"2":"0","3":1}' data-sheets-value='{"1":3,"3":57.42}' style="overflow:hidden;padding:0px 3px 0px 3px;vertical-align:bottom;text-align:center;">57</td> <td data-sheets-value='{"1":3,"3":24}' style="border-right:1px solid #000000;overflow:hidden;padding:0px 3px 0px 3px;vertical-align:bottom;text-align:center;">24</td> </tr> <tr style="height:20px;"> <td data-sheets-value='{"1":2,"2":"PMMA"}' style="border-left:1px solid #000000;overflow:hidden;padding:0px 3px 0px 3px;vertical-align:bottom;">PMMA</td> <td style="overflow:hidden;padding:0px 3px 0px 3px;vertical-align:bottom;"></td> <td data-sheets-value='{"1":2,"2":"Opal (O)"}' style="overflow:hidden;padding:0px 3px 0px 3px;vertical-align:bottom;">Opal (O)</td> <td data-sheets-numberformat='{"1":2,"2":"0.00","3":1}' data-sheets-value='{"1":3,"3":1.19}' style="overflow:hidden;padding:0px 3px 0px 3px;vertical-align:bottom;text-align:center;">1.19</td> <td data-sheets-numberformat='{"1":2,"2":"0","3":1}' data-sheets-value='{"1":3,"3":34.03}' style="overflow:hidden;padding:0px 3px 0px 3px;vertical-align:bottom;text-align:center;">34</td> <td data-sheets-numberformat='{"1":2,"2":"0","3":1}' data-sheets-value='{"1":3,"3":50.160000000000004}' style="overflow:hidden;padding:0px 3px 0px 3px;vertical-align:bottom;text-align:center;">50</td> <td data-sheets-value='{"1":3,"3":24}' style="border-right:1px solid #000000;overflow:hidden;padding:0px 3px 0px 3px;vertical-align:bottom;text-align:center;">24</td> </tr> <tr style="height:20px;"> <td style="border-left:1px solid #000000;overflow:hidden;padding:0px 3px 0px 3px;vertical-align:bottom;"></td> <td data-sheets-value='{"1":2,"2":"DW"}' style="overflow:hidden;padding:0px 3px 0px 3px;vertical-align:bottom;">DW</td> <td data-sheets-value='{"1":2,"2":"Clear (H/H)"}' style="overflow:hidden;padding:0px 3px 0px 3px;vertical-align:bottom;">Clear (H/H)</td> <td data-sheets-numberformat='{"1":2,"2":"0.00","3":1}' data-sheets-value='{"1":3,"3":0.98}' style="overflow:hidden;padding:0px 3px 0px 3px;vertical-align:bottom;text-align:center;">0.98</td> <td data-sheets-numberformat='{"1":2,"2":"0","3":1}' data-sheets-value='{"1":3,"3":33.21}' style="overflow:hidden;padding:0px 3px 0px 3px;vertical-align:bottom;text-align:center;">33</td> <td data-sheets-numberformat='{"1":2,"2":"0","3":1}' data-sheets-value='{"1":3,"3":49.5}' style="overflow:hidden;padding:0px 3px 0px 3px;vertical-align:bottom;text-align:center;">50</td> <td data-sheets-value='{"1":3,"3":26}' style="border-right:1px solid #000000;overflow:hidden;padding:0px 3px 0px 3px;vertical-align:bottom;text-align:center;">26</td> </tr> <tr style="height:20px;"> <td style="border-bottom:1px solid #000000;border-left:1px solid #000000;overflow:hidden;padding:0px 3px 0px 3px;vertical-align:bottom;"></td> <td style="border-bottom:1px solid #000000;overflow:hidden;padding:0px 3px 0px 3px;vertical-align:bottom;"></td> <td data-sheets-value='{"1":2,"2":"Opal (O/O)"}' style="border-bottom:1px solid #000000;overflow:hidden;padding:0px 3px 0px 3px;vertical-align:bottom;">Opal (O/O)</td> <td data-sheets-numberformat='{"1":2,"2":"0.00","3":1}' data-sheets-value='{"1":3,"3":0.98}' style="border-bottom:1px solid #000000;overflow:hidden;padding:0px 3px 0px 3px;vertical-align:bottom;text-align:center;">0.98</td> <td data-sheets-numberformat='{"1":2,"2":"0","3":1}' data-sheets-value='{"1":3,"3":28.29}' style="border-bottom:1px solid #000000;overflow:hidden;padding:0px 3px 0px 3px;vertical-align:bottom;text-align:center;">28</td> <td data-sheets-numberformat='{"1":2,"2":"0","3":1}' data-sheets-value='{"1":3,"3":38.28}' style="border-bottom:1px solid #000000;overflow:hidden;padding:0px 3px 0px 3px;vertical-align:bottom;text-align:center;">38</td> <td data-sheets-value='{"1":3,"3":26}' style="border-right:1px solid #000000;border-bottom:1px solid #000000;overflow:hidden;padding:0px 3px 0px 3px;vertical-align:bottom;text-align:center;">26</td> </tr> <tr style="height:20px;"> <td data-sheets-value='{"1":2,"2":"Polycarbonate "}' style="border-left:1px solid #000000;overflow:hidden;padding:0px 3px 0px 3px;vertical-align:bottom;">Polycarbonate </td> <td data-sheets-value='{"1":2,"2":"EW"}' style="overflow:hidden;padding:0px 3px 0px 3px;vertical-align:bottom;">EW</td> <td data-sheets-value='{"1":2,"2":"Clear (A)"}' style="overflow:hidden;padding:0px 3px 0px 3px;vertical-align:bottom;">Clear (A)</td> <td data-sheets-numberformat='{"1":2,"2":"0.00","3":1}' data-sheets-value='{"1":3,"3":1.19}' style="overflow:hidden;padding:0px 3px 0px 3px;vertical-align:bottom;text-align:center;">1.19</td> <td data-sheets-numberformat='{"1":2,"2":"0","3":1}' data-sheets-value='{"1":3,"3":36.08}' style="overflow:hidden;padding:0px 3px 0px 3px;vertical-align:bottom;text-align:center;">36</td> <td data-sheets-numberformat='{"1":2,"2":"0","3":1}' data-sheets-value='{"1":3,"3":54.78}' style="overflow:hidden;padding:0px 3px 0px 3px;vertical-align:bottom;text-align:center;">55</td> <td data-sheets-value='{"1":3,"3":24}' style="border-right:1px solid #000000;overflow:hidden;padding:0px 3px 0px 3px;vertical-align:bottom;text-align:center;">24</td> </tr> <tr style="height:20px;"> <td data-sheets-value='{"1":2,"2":"PC"}' style="border-left:1px solid #000000;overflow:hidden;padding:0px 3px 0px 3px;vertical-align:bottom;">PC</td> <td style="overflow:hidden;padding:0px 3px 0px 3px;vertical-align:bottom;"></td> <td data-sheets-value='{"1":2,"2":"Opal (D)"}' style="overflow:hidden;padding:0px 3px 0px 3px;vertical-align:bottom;">Opal (D)</td> <td data-sheets-numberformat='{"1":2,"2":"0.00","3":1}' data-sheets-value='{"1":3,"3":1.19}' style="overflow:hidden;padding:0px 3px 0px 3px;vertical-align:bottom;text-align:center;">1.19</td> <td data-sheets-numberformat='{"1":2,"2":"0","3":1}' data-sheets-value='{"1":3,"3":23.779999999999998}' style="overflow:hidden;padding:0px 3px 0px 3px;vertical-align:bottom;text-align:center;">24</td> <td data-sheets-numberformat='{"1":2,"2":"0","3":1}' data-sheets-value='{"1":3,"3":39.6}' style="overflow:hidden;padding:0px 3px 0px 3px;vertical-align:bottom;text-align:center;">40</td> <td data-sheets-value='{"1":3,"3":24}' style="border-right:1px solid #000000;overflow:hidden;padding:0px 3px 0px 3px;vertical-align:bottom;text-align:center;">24</td> </tr> <tr style="height:20px;"> <td style="border-left:1px solid #000000;overflow:hidden;padding:0px 3px 0px 3px;vertical-align:bottom;"></td> <td data-sheets-value='{"1":2,"2":"DW"}' style="overflow:hidden;padding:0px 3px 0px 3px;vertical-align:bottom;">DW</td> <td data-sheets-value='{"1":2,"2":"Clear (A/H)"}' style="overflow:hidden;padding:0px 3px 0px 3px;vertical-align:bottom;">Clear (A/H)</td> <td data-sheets-numberformat='{"1":2,"2":"0.00","3":1}' data-sheets-value='{"1":3,"3":0.98}' style="overflow:hidden;padding:0px 3px 0px 3px;vertical-align:bottom;text-align:center;">0.98</td> <td data-sheets-numberformat='{"1":2,"2":"0","3":1}' data-sheets-value='{"1":3,"3":32.39}' style="overflow:hidden;padding:0px 3px 0px 3px;vertical-align:bottom;text-align:center;">32</td> <td data-sheets-numberformat='{"1":2,"2":"0","3":1}' data-sheets-value='{"1":3,"3":47.52}' style="overflow:hidden;padding:0px 3px 0px 3px;vertical-align:bottom;text-align:center;">48</td> <td data-sheets-value='{"1":3,"3":26}' style="border-right:1px solid #000000;overflow:hidden;padding:0px 3px 0px 3px;vertical-align:bottom;text-align:center;">26</td> </tr> <tr style="height:20px;"> <td style="border-left:1px solid #000000;overflow:hidden;padding:0px 3px 0px 3px;vertical-align:bottom;"></td> <td style="overflow:hidden;padding:0px 3px 0px 3px;vertical-align:bottom;"></td> <td data-sheets-value='{"1":2,"2":"Clear (A/A)"}' style="overflow:hidden;padding:0px 3px 0px 3px;vertical-align:bottom;">Clear (A/A)</td> <td data-sheets-numberformat='{"1":2,"2":"0.00","3":1}' data-sheets-value='{"1":3,"3":0.98}' style="overflow:hidden;padding:0px 3px 0px 3px;vertical-align:bottom;text-align:center;">0.98</td> <td data-sheets-numberformat='{"1":2,"2":"0","3":1}' data-sheets-value='{"1":3,"3":31.569999999999997}' style="overflow:hidden;padding:0px 3px 0px 3px;vertical-align:bottom;text-align:center;">32</td> <td data-sheets-numberformat='{"1":2,"2":"0","3":1}' data-sheets-value='{"1":3,"3":45.54}' style="overflow:hidden;padding:0px 3px 0px 3px;vertical-align:bottom;text-align:center;">46</td> <td data-sheets-value='{"1":3,"3":26}' style="border-right:1px solid #000000;overflow:hidden;padding:0px 3px 0px 3px;vertical-align:bottom;text-align:center;">26</td> </tr> <tr style="height:20px;"> <td style="border-left:1px solid #000000;overflow:hidden;padding:0px 3px 0px 3px;vertical-align:bottom;"></td> <td style="overflow:hidden;padding:0px 3px 0px 3px;vertical-align:bottom;"></td> <td data-sheets-value='{"1":2,"2":"Opal (A/O)"}' style="overflow:hidden;padding:0px 3px 0px 3px;vertical-align:bottom;">Opal (A/O)</td> <td data-sheets-numberformat='{"1":2,"2":"0.00","3":1}' data-sheets-value='{"1":3,"3":0.98}' style="overflow:hidden;padding:0px 3px 0px 3px;vertical-align:bottom;text-align:center;">0.98</td> <td data-sheets-numberformat='{"1":2,"2":"0","3":1}' data-sheets-value='{"1":3,"3":29.93}' style="overflow:hidden;padding:0px 3px 0px 3px;vertical-align:bottom;text-align:center;">30</td> <td data-sheets-numberformat='{"1":2,"2":"0","3":1}' data-sheets-value='{"1":3,"3":41.580000000000005}' style="overflow:hidden;padding:0px 3px 0px 3px;vertical-align:bottom;text-align:center;">42</td> <td data-sheets-value='{"1":3,"3":26}' style="border-right:1px solid #000000;overflow:hidden;padding:0px 3px 0px 3px;vertical-align:bottom;text-align:center;">26</td> </tr> <tr style="height:20px;"> <td style="border-bottom:1px solid #000000;border-left:1px solid #000000;overflow:hidden;padding:0px 3px 0px 3px;vertical-align:bottom;"></td> <td style="border-bottom:1px solid #000000;overflow:hidden;padding:0px 3px 0px 3px;vertical-align:bottom;"></td> <td data-sheets-value='{"1":2,"2":"Opal (A/D)"}' style="border-bottom:1px solid #000000;overflow:hidden;padding:0px 3px 0px 3px;vertical-align:bottom;">Opal (A/D)</td> <td data-sheets-numberformat='{"1":2,"2":"0.00","3":1}' data-sheets-value='{"1":3,"3":0.98}' style="border-bottom:1px solid #000000;overflow:hidden;padding:0px 3px 0px 3px;vertical-align:bottom;text-align:center;">0.98</td> <td data-sheets-numberformat='{"1":2,"2":"0","3":1}' data-sheets-value='{"1":3,"3":20.91}' style="border-bottom:1px solid #000000;overflow:hidden;padding:0px 3px 0px 3px;vertical-align:bottom;text-align:center;">21</td> <td data-sheets-numberformat='{"1":2,"2":"0","3":1}' data-sheets-value='{"1":3,"3":33}' style="border-bottom:1px solid #000000;overflow:hidden;padding:0px 3px 0px 3px;vertical-align:bottom;text-align:center;">33</td> <td data-sheets-value='{"1":3,"3":26}' style="border-right:1px solid #000000;border-bottom:1px solid #000000;overflow:hidden;padding:0px 3px 0px 3px;vertical-align:bottom;text-align:center;">26</td> </tr> <tr style="height:20px;"> <td data-sheets-value='{"1":2,"2":"Polycarbonate"}' style="border-left:1px solid #000000;overflow:hidden;padding:0px 3px 0px 3px;vertical-align:bottom;">Polycarbonate</td> <td data-sheets-value='{"1":2,"2":"EW"}' style="overflow:hidden;padding:0px 3px 0px 3px;vertical-align:bottom;">EW</td> <td data-sheets-value='{"1":2,"2":"Heatstop Opal (T)"}' style="overflow:hidden;padding:0px 3px 0px 3px;vertical-align:bottom;">Heatstop Opal (T)</td> <td data-sheets-numberformat='{"1":2,"2":"0.00","3":1}' data-sheets-value='{"1":3,"3":1.19}' style="overflow:hidden;padding:0px 3px 0px 3px;vertical-align:bottom;text-align:center;">1.19</td> <td data-sheets-numberformat='{"1":2,"2":"0","3":1}' data-sheets-value='{"1":3,"3":20.09}' style="overflow:hidden;padding:0px 3px 0px 3px;vertical-align:bottom;text-align:center;">20</td> <td data-sheets-numberformat='{"1":2,"2":"0","3":1}' data-sheets-value='{"1":3,"3":38.940000000000005}' style="overflow:hidden;padding:0px 3px 0px 3px;vertical-align:bottom;text-align:center;">39</td> <td data-sheets-value='{"1":3,"3":24}' style="border-right:1px solid #000000;overflow:hidden;padding:0px 3px 0px 3px;vertical-align:bottom;text-align:center;">24</td> </tr> <tr style="height:20px;"> <td data-sheets-value='{"1":2,"2":"Heatstop PC"}' style="border-left:1px solid #000000;overflow:hidden;padding:0px 3px 0px 3px;vertical-align:bottom;">Heatstop PC</td> <td data-sheets-value='{"1":2,"2":"DW"}' style="overflow:hidden;padding:0px 3px 0px 3px;vertical-align:bottom;">DW</td> <td data-sheets-value='{"1":2,"2":"Clear (T/H)"}' style="overflow:hidden;padding:0px 3px 0px 3px;vertical-align:bottom;">Clear (T/H)</td> <td data-sheets-numberformat='{"1":2,"2":"0.00","3":1}' data-sheets-value='{"1":3,"3":0.98}' style="overflow:hidden;padding:0px 3px 0px 3px;vertical-align:bottom;text-align:center;">0.98</td> <td data-sheets-numberformat='{"1":2,"2":"0","3":1}' data-sheets-value='{"1":3,"3":18.04}' style="overflow:hidden;padding:0px 3px 0px 3px;vertical-align:bottom;text-align:center;">18</td> <td data-sheets-numberformat='{"1":2,"2":"0","3":1}' data-sheets-value='{"1":3,"3":33.660000000000004}' style="overflow:hidden;padding:0px 3px 0px 3px;vertical-align:bottom;text-align:center;">34</td> <td data-sheets-value='{"1":3,"3":26}' style="border-right:1px solid #000000;overflow:hidden;padding:0px 3px 0px 3px;vertical-align:bottom;text-align:center;">26</td> </tr> <tr style="height:20px;"> <td style="border-bottom:1px solid #000000;border-left:1px solid #000000;overflow:hidden;padding:0px 3px 0px 3px;vertical-align:bottom;"></td> <td style="border-bottom:1px solid #000000;overflow:hidden;padding:0px 3px 0px 3px;vertical-align:bottom;"></td> <td data-sheets-value='{"1":2,"2":"Opal (T/O)"}' style="border-bottom:1px solid #000000;overflow:hidden;padding:0px 3px 0px 3px;vertical-align:bottom;">Opal (T/O)</td> <td data-sheets-numberformat='{"1":2,"2":"0.00","3":1}' data-sheets-value='{"1":3,"3":0.98}' style="border-bottom:1px solid #000000;overflow:hidden;padding:0px 3px 0px 3px;vertical-align:bottom;text-align:center;">0.98</td> <td data-sheets-numberformat='{"1":2,"2":"0","3":1}' data-sheets-value='{"1":3,"3":16.81}' style="border-bottom:1px solid #000000;overflow:hidden;padding:0px 3px 0px 3px;vertical-align:bottom;text-align:center;">17</td> <td data-sheets-numberformat='{"1":2,"2":"0","3":1}' data-sheets-value='{"1":3,"3":29.700000000000003}' style="border-bottom:1px solid #000000;overflow:hidden;padding:0px 3px 0px 3px;vertical-align:bottom;text-align:center;">30</td> <td data-sheets-value='{"1":3,"3":26}' style="border-right:1px solid #000000;border-bottom:1px solid #000000;overflow:hidden;padding:0px 3px 0px 3px;vertical-align:bottom;text-align:center;">26</td> </tr> </tbody></table> | skylux-160-ce-met-koepel-en-pvc-opstand-30-20-met-lm-motor-pvc-raam-type-ep25-en-windvang-1600-x-2300-mm | 8586037330253 | 46872368939341
Smoke and heat exhaust (SHEV) | SHE system | Skylux | Skylux 160° CE with skylight and PVC curb 30/20 with double LM-actuator, PVC frame type EP25 and spoiler 1600 x 2500 mm |  | 50503 | 5412970505037 | 10173.7 | Yes | 30-45 | 186.9 | 1600 x 2500 mm | 2500 | 1600 |  | PVC 30/20 (30 cm high & roof opening = 20 cm larger than daylight size) | Rectangular | 1.19 W/m²K - 0.98 W/m²K | 57% - 30% | 37% - 17% | 24dB - 26dB | 160° CE (for industry) | PVC frame EP25 | with spoiler | E | Double actuator | Maximum double-walled skylight possible for this product | Ut-value LT-value g-value Rw-value EN 1873 : 2014 EN ISO 13468 EN 16153 EN 410 EN 410 EN ISO 140-3 Material Walls Shells (W/m²K) (%) (%) (dB) Acrylic EW Clear (H) 1.19 37 57 24 PMMA Opal (O) 1.19 34 50 24 DW Clear (H/H) 0.98 33 50 26 Opal (O/O) 0.98 28 38 26 Polycarbonate EW Clear (A) 1.19 36 55 24 PC Opal (D) 1.19 24 40 24 DW Clear (A/H) 0.98 32 48 26 Clear (A/A) 0.98 32 46 26 Opal (A/O) 0.98 30 42 26 Opal (A/D) 0.98 21 33 26 Polycarbonate EW Heatstop Opal (T) 1.19 20 39 24 Heatstop PC DW Clear (T/H) 0.98 18 34 26 Opal (T/O) 0.98 17 30 26 | https://skylux.eu/en/products/skylux-160-ce-met-koepel-en-pvc-opstand-30-20-met-lm-motor-pvc-raam-type-ep25-en-windvang-1600-x-2500-mm | https://skylux.eu/cdn/shop/files/Skylux-160deg-CE-met-koepel-en-pvc-opstand-3020-met-dubbele-LM-motor-pvc-raam-type-EP25-en-windvang-1600-x-2500-mm-RWA-systeem.jpg?v=1702981173&width=1600 | https://skylux.eu/cdn/shop/files/e5a82811-1bb0-48e4-a776-cacb59c7c092_f7be7e41-d999-41f6-821e-d1d3777d488c.jpg?v=1688551304&width=1600 | //skylux.eu/cdn/shop/files/E_MH_Mounting_instructions_Skylux_160_CE_LM.pdf?v=12406716259046007223 | //skylux.eu/cdn/shop/files/E_TD_Technical_File_Skylux_Skylux_160_CE_Electric.pdf?v=3667116872303399239 | <style type="text/css" id="isPasted"><!--td {border: 1px solid #cccccc;}br {mso-data-placement:same-cell;}--></style><table border="1" cellpadding="0" cellspacing="0" dir="ltr" style="table-layout:fixed;font-size:10pt;font-family:Arial;border-collapse:collapse;border:none;"><tbody> <tr style="height:20px;"> <td style="overflow:hidden;padding:0px 3px 0px 3px;vertical-align:bottom;"></td> <td style="overflow:hidden;padding:0px 3px 0px 3px;vertical-align:bottom;"></td> <td style="overflow:hidden;padding:0px 3px 0px 3px;vertical-align:bottom;"></td> <td data-sheets-value='{"1":2,"2":"Ut-value"}' style="overflow:hidden;padding:0px 3px 0px 3px;vertical-align:bottom;font-weight:bold;text-align:center;">Ut-value</td> <td data-sheets-value='{"1":2,"2":"LT-value"}' style="overflow:hidden;padding:0px 3px 0px 3px;vertical-align:bottom;font-weight:bold;text-align:center;">LT-value</td> <td data-sheets-value='{"1":2,"2":"g-value"}' style="overflow:hidden;padding:0px 3px 0px 3px;vertical-align:bottom;font-weight:bold;text-align:center;">g-value</td> <td data-sheets-value='{"1":2,"2":"Rw-value "}' style="overflow:hidden;padding:0px 3px 0px 3px;vertical-align:bottom;font-weight:bold;text-align:center;">Rw-value </td> </tr> <tr style="height:20px;"> <td style="overflow:hidden;padding:0px 3px 0px 3px;vertical-align:bottom;"></td> <td style="overflow:hidden;padding:0px 3px 0px 3px;vertical-align:bottom;"></td> <td style="overflow:hidden;padding:0px 3px 0px 3px;vertical-align:bottom;"></td> <td data-sheets-numberformat='{"1":2,"2":"0.00","3":1}' data-sheets-value='{"1":2,"2":"EN 1873 : 2014"}' style="overflow:hidden;padding:0px 3px 0px 3px;vertical-align:bottom;text-align:center;">EN 1873 : 2014</td> <td data-sheets-numberformat='{"1":2,"2":"0","3":1}' data-sheets-value='{"1":2,"2":"EN ISO 13468 EN 16153 EN 410"}' style="overflow:hidden;padding:0px 3px 0px 3px;vertical-align:bottom;text-align:center;">EN ISO 13468 EN 16153 EN 410</td> <td data-sheets-numberformat='{"1":2,"2":"0","3":1}' data-sheets-value='{"1":2,"2":"EN 410"}' style="overflow:hidden;padding:0px 3px 0px 3px;vertical-align:bottom;text-align:center;">EN 410</td> <td data-sheets-value='{"1":2,"2":"EN ISO 140-3\t\t"}' style="overflow:hidden;padding:0px 3px 0px 3px;vertical-align:bottom;text-align:center;">EN ISO 140-3 </td> </tr> <tr style="height:20px;"> <td data-sheets-value='{"1":2,"2":"Material"}' style="border-bottom:1px solid #000000;overflow:hidden;padding:0px 3px 0px 3px;vertical-align:bottom;background-color:#000000;font-weight:bold;color:#ffffff;">Material</td> <td data-sheets-value='{"1":2,"2":"Walls"}' style="border-bottom:1px solid #000000;overflow:hidden;padding:0px 3px 0px 3px;vertical-align:bottom;background-color:#000000;font-weight:bold;color:#ffffff;">Walls</td> <td data-sheets-value='{"1":2,"2":"Shells"}' style="border-bottom:1px solid #000000;overflow:hidden;padding:0px 3px 0px 3px;vertical-align:bottom;background-color:#000000;font-weight:bold;color:#ffffff;">Shells</td> <td data-sheets-numberformat='{"1":2,"2":"0.00","3":1}' data-sheets-value='{"1":2,"2":"(W/m²K)\t"}' style="border-bottom:1px solid #000000;overflow:hidden;padding:0px 3px 0px 3px;vertical-align:bottom;background-color:#000000;font-weight:bold;color:#ffffff;text-align:center;">(W/m²K) </td> <td data-sheets-numberformat='{"1":2,"2":"0","3":1}' data-sheets-value='{"1":2,"2":"(%)"}' style="border-bottom:1px solid #000000;overflow:hidden;padding:0px 3px 0px 3px;vertical-align:bottom;background-color:#000000;font-weight:bold;color:#ffffff;text-align:center;">(%)</td> <td data-sheets-numberformat='{"1":2,"2":"0","3":1}' data-sheets-value='{"1":2,"2":"(%)"}' style="border-bottom:1px solid #000000;overflow:hidden;padding:0px 3px 0px 3px;vertical-align:bottom;background-color:#000000;font-weight:bold;color:#ffffff;text-align:center;">(%)</td> <td data-sheets-value='{"1":2,"2":"(dB)"}' style="border-bottom:1px solid #000000;overflow:hidden;padding:0px 3px 0px 3px;vertical-align:bottom;background-color:#000000;font-weight:bold;color:#ffffff;text-align:center;">(dB)</td> </tr> <tr style="height:20px;"> <td data-sheets-value='{"1":2,"2":"Acrylic"}' style="border-left:1px solid #000000;overflow:hidden;padding:0px 3px 0px 3px;vertical-align:bottom;">Acrylic</td> <td data-sheets-value='{"1":2,"2":"EW"}' style="overflow:hidden;padding:0px 3px 0px 3px;vertical-align:bottom;">EW</td> <td data-sheets-value='{"1":2,"2":"Clear (H)"}' style="overflow:hidden;padding:0px 3px 0px 3px;vertical-align:bottom;">Clear (H)</td> <td data-sheets-numberformat='{"1":2,"2":"0.00","3":1}' data-sheets-value='{"1":3,"3":1.19}' style="overflow:hidden;padding:0px 3px 0px 3px;vertical-align:bottom;text-align:center;">1.19</td> <td data-sheets-numberformat='{"1":2,"2":"0","3":1}' data-sheets-value='{"1":3,"3":36.9}' style="overflow:hidden;padding:0px 3px 0px 3px;vertical-align:bottom;text-align:center;">37</td> <td data-sheets-numberformat='{"1":2,"2":"0","3":1}' data-sheets-value='{"1":3,"3":57.42}' style="overflow:hidden;padding:0px 3px 0px 3px;vertical-align:bottom;text-align:center;">57</td> <td data-sheets-value='{"1":3,"3":24}' style="border-right:1px solid #000000;overflow:hidden;padding:0px 3px 0px 3px;vertical-align:bottom;text-align:center;">24</td> </tr> <tr style="height:20px;"> <td data-sheets-value='{"1":2,"2":"PMMA"}' style="border-left:1px solid #000000;overflow:hidden;padding:0px 3px 0px 3px;vertical-align:bottom;">PMMA</td> <td style="overflow:hidden;padding:0px 3px 0px 3px;vertical-align:bottom;"></td> <td data-sheets-value='{"1":2,"2":"Opal (O)"}' style="overflow:hidden;padding:0px 3px 0px 3px;vertical-align:bottom;">Opal (O)</td> <td data-sheets-numberformat='{"1":2,"2":"0.00","3":1}' data-sheets-value='{"1":3,"3":1.19}' style="overflow:hidden;padding:0px 3px 0px 3px;vertical-align:bottom;text-align:center;">1.19</td> <td data-sheets-numberformat='{"1":2,"2":"0","3":1}' data-sheets-value='{"1":3,"3":34.03}' style="overflow:hidden;padding:0px 3px 0px 3px;vertical-align:bottom;text-align:center;">34</td> <td data-sheets-numberformat='{"1":2,"2":"0","3":1}' data-sheets-value='{"1":3,"3":50.160000000000004}' style="overflow:hidden;padding:0px 3px 0px 3px;vertical-align:bottom;text-align:center;">50</td> <td data-sheets-value='{"1":3,"3":24}' style="border-right:1px solid #000000;overflow:hidden;padding:0px 3px 0px 3px;vertical-align:bottom;text-align:center;">24</td> </tr> <tr style="height:20px;"> <td style="border-left:1px solid #000000;overflow:hidden;padding:0px 3px 0px 3px;vertical-align:bottom;"></td> <td data-sheets-value='{"1":2,"2":"DW"}' style="overflow:hidden;padding:0px 3px 0px 3px;vertical-align:bottom;">DW</td> <td data-sheets-value='{"1":2,"2":"Clear (H/H)"}' style="overflow:hidden;padding:0px 3px 0px 3px;vertical-align:bottom;">Clear (H/H)</td> <td data-sheets-numberformat='{"1":2,"2":"0.00","3":1}' data-sheets-value='{"1":3,"3":0.98}' style="overflow:hidden;padding:0px 3px 0px 3px;vertical-align:bottom;text-align:center;">0.98</td> <td data-sheets-numberformat='{"1":2,"2":"0","3":1}' data-sheets-value='{"1":3,"3":33.21}' style="overflow:hidden;padding:0px 3px 0px 3px;vertical-align:bottom;text-align:center;">33</td> <td data-sheets-numberformat='{"1":2,"2":"0","3":1}' data-sheets-value='{"1":3,"3":49.5}' style="overflow:hidden;padding:0px 3px 0px 3px;vertical-align:bottom;text-align:center;">50</td> <td data-sheets-value='{"1":3,"3":26}' style="border-right:1px solid #000000;overflow:hidden;padding:0px 3px 0px 3px;vertical-align:bottom;text-align:center;">26</td> </tr> <tr style="height:20px;"> <td style="border-bottom:1px solid #000000;border-left:1px solid #000000;overflow:hidden;padding:0px 3px 0px 3px;vertical-align:bottom;"></td> <td style="border-bottom:1px solid #000000;overflow:hidden;padding:0px 3px 0px 3px;vertical-align:bottom;"></td> <td data-sheets-value='{"1":2,"2":"Opal (O/O)"}' style="border-bottom:1px solid #000000;overflow:hidden;padding:0px 3px 0px 3px;vertical-align:bottom;">Opal (O/O)</td> <td data-sheets-numberformat='{"1":2,"2":"0.00","3":1}' data-sheets-value='{"1":3,"3":0.98}' style="border-bottom:1px solid #000000;overflow:hidden;padding:0px 3px 0px 3px;vertical-align:bottom;text-align:center;">0.98</td> <td data-sheets-numberformat='{"1":2,"2":"0","3":1}' data-sheets-value='{"1":3,"3":28.29}' style="border-bottom:1px solid #000000;overflow:hidden;padding:0px 3px 0px 3px;vertical-align:bottom;text-align:center;">28</td> <td data-sheets-numberformat='{"1":2,"2":"0","3":1}' data-sheets-value='{"1":3,"3":38.28}' style="border-bottom:1px solid #000000;overflow:hidden;padding:0px 3px 0px 3px;vertical-align:bottom;text-align:center;">38</td> <td data-sheets-value='{"1":3,"3":26}' style="border-right:1px solid #000000;border-bottom:1px solid #000000;overflow:hidden;padding:0px 3px 0px 3px;vertical-align:bottom;text-align:center;">26</td> </tr> <tr style="height:20px;"> <td data-sheets-value='{"1":2,"2":"Polycarbonate "}' style="border-left:1px solid #000000;overflow:hidden;padding:0px 3px 0px 3px;vertical-align:bottom;">Polycarbonate </td> <td data-sheets-value='{"1":2,"2":"EW"}' style="overflow:hidden;padding:0px 3px 0px 3px;vertical-align:bottom;">EW</td> <td data-sheets-value='{"1":2,"2":"Clear (A)"}' style="overflow:hidden;padding:0px 3px 0px 3px;vertical-align:bottom;">Clear (A)</td> <td data-sheets-numberformat='{"1":2,"2":"0.00","3":1}' data-sheets-value='{"1":3,"3":1.19}' style="overflow:hidden;padding:0px 3px 0px 3px;vertical-align:bottom;text-align:center;">1.19</td> <td data-sheets-numberformat='{"1":2,"2":"0","3":1}' data-sheets-value='{"1":3,"3":36.08}' style="overflow:hidden;padding:0px 3px 0px 3px;vertical-align:bottom;text-align:center;">36</td> <td data-sheets-numberformat='{"1":2,"2":"0","3":1}' data-sheets-value='{"1":3,"3":54.78}' style="overflow:hidden;padding:0px 3px 0px 3px;vertical-align:bottom;text-align:center;">55</td> <td data-sheets-value='{"1":3,"3":24}' style="border-right:1px solid #000000;overflow:hidden;padding:0px 3px 0px 3px;vertical-align:bottom;text-align:center;">24</td> </tr> <tr style="height:20px;"> <td data-sheets-value='{"1":2,"2":"PC"}' style="border-left:1px solid #000000;overflow:hidden;padding:0px 3px 0px 3px;vertical-align:bottom;">PC</td> <td style="overflow:hidden;padding:0px 3px 0px 3px;vertical-align:bottom;"></td> <td data-sheets-value='{"1":2,"2":"Opal (D)"}' style="overflow:hidden;padding:0px 3px 0px 3px;vertical-align:bottom;">Opal (D)</td> <td data-sheets-numberformat='{"1":2,"2":"0.00","3":1}' data-sheets-value='{"1":3,"3":1.19}' style="overflow:hidden;padding:0px 3px 0px 3px;vertical-align:bottom;text-align:center;">1.19</td> <td data-sheets-numberformat='{"1":2,"2":"0","3":1}' data-sheets-value='{"1":3,"3":23.779999999999998}' style="overflow:hidden;padding:0px 3px 0px 3px;vertical-align:bottom;text-align:center;">24</td> <td data-sheets-numberformat='{"1":2,"2":"0","3":1}' data-sheets-value='{"1":3,"3":39.6}' style="overflow:hidden;padding:0px 3px 0px 3px;vertical-align:bottom;text-align:center;">40</td> <td data-sheets-value='{"1":3,"3":24}' style="border-right:1px solid #000000;overflow:hidden;padding:0px 3px 0px 3px;vertical-align:bottom;text-align:center;">24</td> </tr> <tr style="height:20px;"> <td style="border-left:1px solid #000000;overflow:hidden;padding:0px 3px 0px 3px;vertical-align:bottom;"></td> <td data-sheets-value='{"1":2,"2":"DW"}' style="overflow:hidden;padding:0px 3px 0px 3px;vertical-align:bottom;">DW</td> <td data-sheets-value='{"1":2,"2":"Clear (A/H)"}' style="overflow:hidden;padding:0px 3px 0px 3px;vertical-align:bottom;">Clear (A/H)</td> <td data-sheets-numberformat='{"1":2,"2":"0.00","3":1}' data-sheets-value='{"1":3,"3":0.98}' style="overflow:hidden;padding:0px 3px 0px 3px;vertical-align:bottom;text-align:center;">0.98</td> <td data-sheets-numberformat='{"1":2,"2":"0","3":1}' data-sheets-value='{"1":3,"3":32.39}' style="overflow:hidden;padding:0px 3px 0px 3px;vertical-align:bottom;text-align:center;">32</td> <td data-sheets-numberformat='{"1":2,"2":"0","3":1}' data-sheets-value='{"1":3,"3":47.52}' style="overflow:hidden;padding:0px 3px 0px 3px;vertical-align:bottom;text-align:center;">48</td> <td data-sheets-value='{"1":3,"3":26}' style="border-right:1px solid #000000;overflow:hidden;padding:0px 3px 0px 3px;vertical-align:bottom;text-align:center;">26</td> </tr> <tr style="height:20px;"> <td style="border-left:1px solid #000000;overflow:hidden;padding:0px 3px 0px 3px;vertical-align:bottom;"></td> <td style="overflow:hidden;padding:0px 3px 0px 3px;vertical-align:bottom;"></td> <td data-sheets-value='{"1":2,"2":"Clear (A/A)"}' style="overflow:hidden;padding:0px 3px 0px 3px;vertical-align:bottom;">Clear (A/A)</td> <td data-sheets-numberformat='{"1":2,"2":"0.00","3":1}' data-sheets-value='{"1":3,"3":0.98}' style="overflow:hidden;padding:0px 3px 0px 3px;vertical-align:bottom;text-align:center;">0.98</td> <td data-sheets-numberformat='{"1":2,"2":"0","3":1}' data-sheets-value='{"1":3,"3":31.569999999999997}' style="overflow:hidden;padding:0px 3px 0px 3px;vertical-align:bottom;text-align:center;">32</td> <td data-sheets-numberformat='{"1":2,"2":"0","3":1}' data-sheets-value='{"1":3,"3":45.54}' style="overflow:hidden;padding:0px 3px 0px 3px;vertical-align:bottom;text-align:center;">46</td> <td data-sheets-value='{"1":3,"3":26}' style="border-right:1px solid #000000;overflow:hidden;padding:0px 3px 0px 3px;vertical-align:bottom;text-align:center;">26</td> </tr> <tr style="height:20px;"> <td style="border-left:1px solid #000000;overflow:hidden;padding:0px 3px 0px 3px;vertical-align:bottom;"></td> <td style="overflow:hidden;padding:0px 3px 0px 3px;vertical-align:bottom;"></td> <td data-sheets-value='{"1":2,"2":"Opal (A/O)"}' style="overflow:hidden;padding:0px 3px 0px 3px;vertical-align:bottom;">Opal (A/O)</td> <td data-sheets-numberformat='{"1":2,"2":"0.00","3":1}' data-sheets-value='{"1":3,"3":0.98}' style="overflow:hidden;padding:0px 3px 0px 3px;vertical-align:bottom;text-align:center;">0.98</td> <td data-sheets-numberformat='{"1":2,"2":"0","3":1}' data-sheets-value='{"1":3,"3":29.93}' style="overflow:hidden;padding:0px 3px 0px 3px;vertical-align:bottom;text-align:center;">30</td> <td data-sheets-numberformat='{"1":2,"2":"0","3":1}' data-sheets-value='{"1":3,"3":41.580000000000005}' style="overflow:hidden;padding:0px 3px 0px 3px;vertical-align:bottom;text-align:center;">42</td> <td data-sheets-value='{"1":3,"3":26}' style="border-right:1px solid #000000;overflow:hidden;padding:0px 3px 0px 3px;vertical-align:bottom;text-align:center;">26</td> </tr> <tr style="height:20px;"> <td style="border-bottom:1px solid #000000;border-left:1px solid #000000;overflow:hidden;padding:0px 3px 0px 3px;vertical-align:bottom;"></td> <td style="border-bottom:1px solid #000000;overflow:hidden;padding:0px 3px 0px 3px;vertical-align:bottom;"></td> <td data-sheets-value='{"1":2,"2":"Opal (A/D)"}' style="border-bottom:1px solid #000000;overflow:hidden;padding:0px 3px 0px 3px;vertical-align:bottom;">Opal (A/D)</td> <td data-sheets-numberformat='{"1":2,"2":"0.00","3":1}' data-sheets-value='{"1":3,"3":0.98}' style="border-bottom:1px solid #000000;overflow:hidden;padding:0px 3px 0px 3px;vertical-align:bottom;text-align:center;">0.98</td> <td data-sheets-numberformat='{"1":2,"2":"0","3":1}' data-sheets-value='{"1":3,"3":20.91}' style="border-bottom:1px solid #000000;overflow:hidden;padding:0px 3px 0px 3px;vertical-align:bottom;text-align:center;">21</td> <td data-sheets-numberformat='{"1":2,"2":"0","3":1}' data-sheets-value='{"1":3,"3":33}' style="border-bottom:1px solid #000000;overflow:hidden;padding:0px 3px 0px 3px;vertical-align:bottom;text-align:center;">33</td> <td data-sheets-value='{"1":3,"3":26}' style="border-right:1px solid #000000;border-bottom:1px solid #000000;overflow:hidden;padding:0px 3px 0px 3px;vertical-align:bottom;text-align:center;">26</td> </tr> <tr style="height:20px;"> <td data-sheets-value='{"1":2,"2":"Polycarbonate"}' style="border-left:1px solid #000000;overflow:hidden;padding:0px 3px 0px 3px;vertical-align:bottom;">Polycarbonate</td> <td data-sheets-value='{"1":2,"2":"EW"}' style="overflow:hidden;padding:0px 3px 0px 3px;vertical-align:bottom;">EW</td> <td data-sheets-value='{"1":2,"2":"Heatstop Opal (T)"}' style="overflow:hidden;padding:0px 3px 0px 3px;vertical-align:bottom;">Heatstop Opal (T)</td> <td data-sheets-numberformat='{"1":2,"2":"0.00","3":1}' data-sheets-value='{"1":3,"3":1.19}' style="overflow:hidden;padding:0px 3px 0px 3px;vertical-align:bottom;text-align:center;">1.19</td> <td data-sheets-numberformat='{"1":2,"2":"0","3":1}' data-sheets-value='{"1":3,"3":20.09}' style="overflow:hidden;padding:0px 3px 0px 3px;vertical-align:bottom;text-align:center;">20</td> <td data-sheets-numberformat='{"1":2,"2":"0","3":1}' data-sheets-value='{"1":3,"3":38.940000000000005}' style="overflow:hidden;padding:0px 3px 0px 3px;vertical-align:bottom;text-align:center;">39</td> <td data-sheets-value='{"1":3,"3":24}' style="border-right:1px solid #000000;overflow:hidden;padding:0px 3px 0px 3px;vertical-align:bottom;text-align:center;">24</td> </tr> <tr style="height:20px;"> <td data-sheets-value='{"1":2,"2":"Heatstop PC"}' style="border-left:1px solid #000000;overflow:hidden;padding:0px 3px 0px 3px;vertical-align:bottom;">Heatstop PC</td> <td data-sheets-value='{"1":2,"2":"DW"}' style="overflow:hidden;padding:0px 3px 0px 3px;vertical-align:bottom;">DW</td> <td data-sheets-value='{"1":2,"2":"Clear (T/H)"}' style="overflow:hidden;padding:0px 3px 0px 3px;vertical-align:bottom;">Clear (T/H)</td> <td data-sheets-numberformat='{"1":2,"2":"0.00","3":1}' data-sheets-value='{"1":3,"3":0.98}' style="overflow:hidden;padding:0px 3px 0px 3px;vertical-align:bottom;text-align:center;">0.98</td> <td data-sheets-numberformat='{"1":2,"2":"0","3":1}' data-sheets-value='{"1":3,"3":18.04}' style="overflow:hidden;padding:0px 3px 0px 3px;vertical-align:bottom;text-align:center;">18</td> <td data-sheets-numberformat='{"1":2,"2":"0","3":1}' data-sheets-value='{"1":3,"3":33.660000000000004}' style="overflow:hidden;padding:0px 3px 0px 3px;vertical-align:bottom;text-align:center;">34</td> <td data-sheets-value='{"1":3,"3":26}' style="border-right:1px solid #000000;overflow:hidden;padding:0px 3px 0px 3px;vertical-align:bottom;text-align:center;">26</td> </tr> <tr style="height:20px;"> <td style="border-bottom:1px solid #000000;border-left:1px solid #000000;overflow:hidden;padding:0px 3px 0px 3px;vertical-align:bottom;"></td> <td style="border-bottom:1px solid #000000;overflow:hidden;padding:0px 3px 0px 3px;vertical-align:bottom;"></td> <td data-sheets-value='{"1":2,"2":"Opal (T/O)"}' style="border-bottom:1px solid #000000;overflow:hidden;padding:0px 3px 0px 3px;vertical-align:bottom;">Opal (T/O)</td> <td data-sheets-numberformat='{"1":2,"2":"0.00","3":1}' data-sheets-value='{"1":3,"3":0.98}' style="border-bottom:1px solid #000000;overflow:hidden;padding:0px 3px 0px 3px;vertical-align:bottom;text-align:center;">0.98</td> <td data-sheets-numberformat='{"1":2,"2":"0","3":1}' data-sheets-value='{"1":3,"3":16.81}' style="border-bottom:1px solid #000000;overflow:hidden;padding:0px 3px 0px 3px;vertical-align:bottom;text-align:center;">17</td> <td data-sheets-numberformat='{"1":2,"2":"0","3":1}' data-sheets-value='{"1":3,"3":29.700000000000003}' style="border-bottom:1px solid #000000;overflow:hidden;padding:0px 3px 0px 3px;vertical-align:bottom;text-align:center;">30</td> <td data-sheets-value='{"1":3,"3":26}' style="border-right:1px solid #000000;border-bottom:1px solid #000000;overflow:hidden;padding:0px 3px 0px 3px;vertical-align:bottom;text-align:center;">26</td> </tr> </tbody></table> | skylux-160-ce-met-koepel-en-pvc-opstand-30-20-met-lm-motor-pvc-raam-type-ep25-en-windvang-1600-x-2500-mm | 8586037363021 | 46872369004877
Smoke and heat exhaust (SHEV) | SHE system | Skylux | Skylux 160° CE with skylight and PVC curb 30/20 with double LM-actuator, PVC frame type EP25 and spoiler 1600 x 2800 mm |  | 50504 | 5412970505044 | 10597.2 | Yes | 30-45 | 197.55 | 1600 x 2800 mm | 2800 | 1600 |  | PVC 30/20 (30 cm high & roof opening = 20 cm larger than daylight size) | Rectangular | 1.19 W/m²K - 0.98 W/m²K | 57% - 30% | 37% - 17% | 24dB - 26dB | 160° CE (for industry) | PVC frame EP25 | with spoiler | E | Double actuator | Maximum double-walled skylight possible for this product | Ut-value LT-value g-value Rw-value EN 1873 : 2014 EN ISO 13468 EN 16153 EN 410 EN 410 EN ISO 140-3 Material Walls Shells (W/m²K) (%) (%) (dB) Acrylic EW Clear (H) 1.19 37 57 24 PMMA Opal (O) 1.19 34 50 24 DW Clear (H/H) 0.98 33 50 26 Opal (O/O) 0.98 28 38 26 Polycarbonate EW Clear (A) 1.19 36 55 24 PC Opal (D) 1.19 24 40 24 DW Clear (A/H) 0.98 32 48 26 Clear (A/A) 0.98 32 46 26 Opal (A/O) 0.98 30 42 26 Opal (A/D) 0.98 21 33 26 Polycarbonate EW Heatstop Opal (T) 1.19 20 39 24 Heatstop PC DW Clear (T/H) 0.98 18 34 26 Opal (T/O) 0.98 17 30 26 | https://skylux.eu/en/products/skylux-160-ce-met-koepel-en-pvc-opstand-30-20-met-lm-motor-pvc-raam-type-ep25-en-windvang-1600-x-2800-mm | https://skylux.eu/cdn/shop/files/Skylux-160deg-CE-met-koepel-en-pvc-opstand-3020-met-dubbele-LM-motor-pvc-raam-type-EP25-en-windvang-1600-x-2800-mm-RWA-systeem.jpg?v=1702981178&width=1600 | https://skylux.eu/cdn/shop/files/e5a82811-1bb0-48e4-a776-cacb59c7c092_c296cb87-7f69-49e0-a9cf-e599a4c6bc81.jpg?v=1688551306&width=1600 | //skylux.eu/cdn/shop/files/E_MH_Mounting_instructions_Skylux_160_CE_LM.pdf?v=12406716259046007223 | //skylux.eu/cdn/shop/files/E_TD_Technical_File_Skylux_Skylux_160_CE_Electric.pdf?v=3667116872303399239 | <style type="text/css" id="isPasted"><!--td {border: 1px solid #cccccc;}br {mso-data-placement:same-cell;}--></style><table border="1" cellpadding="0" cellspacing="0" dir="ltr" style="table-layout:fixed;font-size:10pt;font-family:Arial;border-collapse:collapse;border:none;"><tbody> <tr style="height:20px;"> <td style="overflow:hidden;padding:0px 3px 0px 3px;vertical-align:bottom;"></td> <td style="overflow:hidden;padding:0px 3px 0px 3px;vertical-align:bottom;"></td> <td style="overflow:hidden;padding:0px 3px 0px 3px;vertical-align:bottom;"></td> <td data-sheets-value='{"1":2,"2":"Ut-value"}' style="overflow:hidden;padding:0px 3px 0px 3px;vertical-align:bottom;font-weight:bold;text-align:center;">Ut-value</td> <td data-sheets-value='{"1":2,"2":"LT-value"}' style="overflow:hidden;padding:0px 3px 0px 3px;vertical-align:bottom;font-weight:bold;text-align:center;">LT-value</td> <td data-sheets-value='{"1":2,"2":"g-value"}' style="overflow:hidden;padding:0px 3px 0px 3px;vertical-align:bottom;font-weight:bold;text-align:center;">g-value</td> <td data-sheets-value='{"1":2,"2":"Rw-value "}' style="overflow:hidden;padding:0px 3px 0px 3px;vertical-align:bottom;font-weight:bold;text-align:center;">Rw-value </td> </tr> <tr style="height:20px;"> <td style="overflow:hidden;padding:0px 3px 0px 3px;vertical-align:bottom;"></td> <td style="overflow:hidden;padding:0px 3px 0px 3px;vertical-align:bottom;"></td> <td style="overflow:hidden;padding:0px 3px 0px 3px;vertical-align:bottom;"></td> <td data-sheets-numberformat='{"1":2,"2":"0.00","3":1}' data-sheets-value='{"1":2,"2":"EN 1873 : 2014"}' style="overflow:hidden;padding:0px 3px 0px 3px;vertical-align:bottom;text-align:center;">EN 1873 : 2014</td> <td data-sheets-numberformat='{"1":2,"2":"0","3":1}' data-sheets-value='{"1":2,"2":"EN ISO 13468 EN 16153 EN 410"}' style="overflow:hidden;padding:0px 3px 0px 3px;vertical-align:bottom;text-align:center;">EN ISO 13468 EN 16153 EN 410</td> <td data-sheets-numberformat='{"1":2,"2":"0","3":1}' data-sheets-value='{"1":2,"2":"EN 410"}' style="overflow:hidden;padding:0px 3px 0px 3px;vertical-align:bottom;text-align:center;">EN 410</td> <td data-sheets-value='{"1":2,"2":"EN ISO 140-3\t\t"}' style="overflow:hidden;padding:0px 3px 0px 3px;vertical-align:bottom;text-align:center;">EN ISO 140-3 </td> </tr> <tr style="height:20px;"> <td data-sheets-value='{"1":2,"2":"Material"}' style="border-bottom:1px solid #000000;overflow:hidden;padding:0px 3px 0px 3px;vertical-align:bottom;background-color:#000000;font-weight:bold;color:#ffffff;">Material</td> <td data-sheets-value='{"1":2,"2":"Walls"}' style="border-bottom:1px solid #000000;overflow:hidden;padding:0px 3px 0px 3px;vertical-align:bottom;background-color:#000000;font-weight:bold;color:#ffffff;">Walls</td> <td data-sheets-value='{"1":2,"2":"Shells"}' style="border-bottom:1px solid #000000;overflow:hidden;padding:0px 3px 0px 3px;vertical-align:bottom;background-color:#000000;font-weight:bold;color:#ffffff;">Shells</td> <td data-sheets-numberformat='{"1":2,"2":"0.00","3":1}' data-sheets-value='{"1":2,"2":"(W/m²K)\t"}' style="border-bottom:1px solid #000000;overflow:hidden;padding:0px 3px 0px 3px;vertical-align:bottom;background-color:#000000;font-weight:bold;color:#ffffff;text-align:center;">(W/m²K) </td> <td data-sheets-numberformat='{"1":2,"2":"0","3":1}' data-sheets-value='{"1":2,"2":"(%)"}' style="border-bottom:1px solid #000000;overflow:hidden;padding:0px 3px 0px 3px;vertical-align:bottom;background-color:#000000;font-weight:bold;color:#ffffff;text-align:center;">(%)</td> <td data-sheets-numberformat='{"1":2,"2":"0","3":1}' data-sheets-value='{"1":2,"2":"(%)"}' style="border-bottom:1px solid #000000;overflow:hidden;padding:0px 3px 0px 3px;vertical-align:bottom;background-color:#000000;font-weight:bold;color:#ffffff;text-align:center;">(%)</td> <td data-sheets-value='{"1":2,"2":"(dB)"}' style="border-bottom:1px solid #000000;overflow:hidden;padding:0px 3px 0px 3px;vertical-align:bottom;background-color:#000000;font-weight:bold;color:#ffffff;text-align:center;">(dB)</td> </tr> <tr style="height:20px;"> <td data-sheets-value='{"1":2,"2":"Acrylic"}' style="border-left:1px solid #000000;overflow:hidden;padding:0px 3px 0px 3px;vertical-align:bottom;">Acrylic</td> <td data-sheets-value='{"1":2,"2":"EW"}' style="overflow:hidden;padding:0px 3px 0px 3px;vertical-align:bottom;">EW</td> <td data-sheets-value='{"1":2,"2":"Clear (H)"}' style="overflow:hidden;padding:0px 3px 0px 3px;vertical-align:bottom;">Clear (H)</td> <td data-sheets-numberformat='{"1":2,"2":"0.00","3":1}' data-sheets-value='{"1":3,"3":1.19}' style="overflow:hidden;padding:0px 3px 0px 3px;vertical-align:bottom;text-align:center;">1.19</td> <td data-sheets-numberformat='{"1":2,"2":"0","3":1}' data-sheets-value='{"1":3,"3":36.9}' style="overflow:hidden;padding:0px 3px 0px 3px;vertical-align:bottom;text-align:center;">37</td> <td data-sheets-numberformat='{"1":2,"2":"0","3":1}' data-sheets-value='{"1":3,"3":57.42}' style="overflow:hidden;padding:0px 3px 0px 3px;vertical-align:bottom;text-align:center;">57</td> <td data-sheets-value='{"1":3,"3":24}' style="border-right:1px solid #000000;overflow:hidden;padding:0px 3px 0px 3px;vertical-align:bottom;text-align:center;">24</td> </tr> <tr style="height:20px;"> <td data-sheets-value='{"1":2,"2":"PMMA"}' style="border-left:1px solid #000000;overflow:hidden;padding:0px 3px 0px 3px;vertical-align:bottom;">PMMA</td> <td style="overflow:hidden;padding:0px 3px 0px 3px;vertical-align:bottom;"></td> <td data-sheets-value='{"1":2,"2":"Opal (O)"}' style="overflow:hidden;padding:0px 3px 0px 3px;vertical-align:bottom;">Opal (O)</td> <td data-sheets-numberformat='{"1":2,"2":"0.00","3":1}' data-sheets-value='{"1":3,"3":1.19}' style="overflow:hidden;padding:0px 3px 0px 3px;vertical-align:bottom;text-align:center;">1.19</td> <td data-sheets-numberformat='{"1":2,"2":"0","3":1}' data-sheets-value='{"1":3,"3":34.03}' style="overflow:hidden;padding:0px 3px 0px 3px;vertical-align:bottom;text-align:center;">34</td> <td data-sheets-numberformat='{"1":2,"2":"0","3":1}' data-sheets-value='{"1":3,"3":50.160000000000004}' style="overflow:hidden;padding:0px 3px 0px 3px;vertical-align:bottom;text-align:center;">50</td> <td data-sheets-value='{"1":3,"3":24}' style="border-right:1px solid #000000;overflow:hidden;padding:0px 3px 0px 3px;vertical-align:bottom;text-align:center;">24</td> </tr> <tr style="height:20px;"> <td style="border-left:1px solid #000000;overflow:hidden;padding:0px 3px 0px 3px;vertical-align:bottom;"></td> <td data-sheets-value='{"1":2,"2":"DW"}' style="overflow:hidden;padding:0px 3px 0px 3px;vertical-align:bottom;">DW</td> <td data-sheets-value='{"1":2,"2":"Clear (H/H)"}' style="overflow:hidden;padding:0px 3px 0px 3px;vertical-align:bottom;">Clear (H/H)</td> <td data-sheets-numberformat='{"1":2,"2":"0.00","3":1}' data-sheets-value='{"1":3,"3":0.98}' style="overflow:hidden;padding:0px 3px 0px 3px;vertical-align:bottom;text-align:center;">0.98</td> <td data-sheets-numberformat='{"1":2,"2":"0","3":1}' data-sheets-value='{"1":3,"3":33.21}' style="overflow:hidden;padding:0px 3px 0px 3px;vertical-align:bottom;text-align:center;">33</td> <td data-sheets-numberformat='{"1":2,"2":"0","3":1}' data-sheets-value='{"1":3,"3":49.5}' style="overflow:hidden;padding:0px 3px 0px 3px;vertical-align:bottom;text-align:center;">50</td> <td data-sheets-value='{"1":3,"3":26}' style="border-right:1px solid #000000;overflow:hidden;padding:0px 3px 0px 3px;vertical-align:bottom;text-align:center;">26</td> </tr> <tr style="height:20px;"> <td style="border-bottom:1px solid #000000;border-left:1px solid #000000;overflow:hidden;padding:0px 3px 0px 3px;vertical-align:bottom;"></td> <td style="border-bottom:1px solid #000000;overflow:hidden;padding:0px 3px 0px 3px;vertical-align:bottom;"></td> <td data-sheets-value='{"1":2,"2":"Opal (O/O)"}' style="border-bottom:1px solid #000000;overflow:hidden;padding:0px 3px 0px 3px;vertical-align:bottom;">Opal (O/O)</td> <td data-sheets-numberformat='{"1":2,"2":"0.00","3":1}' data-sheets-value='{"1":3,"3":0.98}' style="border-bottom:1px solid #000000;overflow:hidden;padding:0px 3px 0px 3px;vertical-align:bottom;text-align:center;">0.98</td> <td data-sheets-numberformat='{"1":2,"2":"0","3":1}' data-sheets-value='{"1":3,"3":28.29}' style="border-bottom:1px solid #000000;overflow:hidden;padding:0px 3px 0px 3px;vertical-align:bottom;text-align:center;">28</td> <td data-sheets-numberformat='{"1":2,"2":"0","3":1}' data-sheets-value='{"1":3,"3":38.28}' style="border-bottom:1px solid #000000;overflow:hidden;padding:0px 3px 0px 3px;vertical-align:bottom;text-align:center;">38</td> <td data-sheets-value='{"1":3,"3":26}' style="border-right:1px solid #000000;border-bottom:1px solid #000000;overflow:hidden;padding:0px 3px 0px 3px;vertical-align:bottom;text-align:center;">26</td> </tr> <tr style="height:20px;"> <td data-sheets-value='{"1":2,"2":"Polycarbonate "}' style="border-left:1px solid #000000;overflow:hidden;padding:0px 3px 0px 3px;vertical-align:bottom;">Polycarbonate </td> <td data-sheets-value='{"1":2,"2":"EW"}' style="overflow:hidden;padding:0px 3px 0px 3px;vertical-align:bottom;">EW</td> <td data-sheets-value='{"1":2,"2":"Clear (A)"}' style="overflow:hidden;padding:0px 3px 0px 3px;vertical-align:bottom;">Clear (A)</td> <td data-sheets-numberformat='{"1":2,"2":"0.00","3":1}' data-sheets-value='{"1":3,"3":1.19}' style="overflow:hidden;padding:0px 3px 0px 3px;vertical-align:bottom;text-align:center;">1.19</td> <td data-sheets-numberformat='{"1":2,"2":"0","3":1}' data-sheets-value='{"1":3,"3":36.08}' style="overflow:hidden;padding:0px 3px 0px 3px;vertical-align:bottom;text-align:center;">36</td> <td data-sheets-numberformat='{"1":2,"2":"0","3":1}' data-sheets-value='{"1":3,"3":54.78}' style="overflow:hidden;padding:0px 3px 0px 3px;vertical-align:bottom;text-align:center;">55</td> <td data-sheets-value='{"1":3,"3":24}' style="border-right:1px solid #000000;overflow:hidden;padding:0px 3px 0px 3px;vertical-align:bottom;text-align:center;">24</td> </tr> <tr style="height:20px;"> <td data-sheets-value='{"1":2,"2":"PC"}' style="border-left:1px solid #000000;overflow:hidden;padding:0px 3px 0px 3px;vertical-align:bottom;">PC</td> <td style="overflow:hidden;padding:0px 3px 0px 3px;vertical-align:bottom;"></td> <td data-sheets-value='{"1":2,"2":"Opal (D)"}' style="overflow:hidden;padding:0px 3px 0px 3px;vertical-align:bottom;">Opal (D)</td> <td data-sheets-numberformat='{"1":2,"2":"0.00","3":1}' data-sheets-value='{"1":3,"3":1.19}' style="overflow:hidden;padding:0px 3px 0px 3px;vertical-align:bottom;text-align:center;">1.19</td> <td data-sheets-numberformat='{"1":2,"2":"0","3":1}' data-sheets-value='{"1":3,"3":23.779999999999998}' style="overflow:hidden;padding:0px 3px 0px 3px;vertical-align:bottom;text-align:center;">24</td> <td data-sheets-numberformat='{"1":2,"2":"0","3":1}' data-sheets-value='{"1":3,"3":39.6}' style="overflow:hidden;padding:0px 3px 0px 3px;vertical-align:bottom;text-align:center;">40</td> <td data-sheets-value='{"1":3,"3":24}' style="border-right:1px solid #000000;overflow:hidden;padding:0px 3px 0px 3px;vertical-align:bottom;text-align:center;">24</td> </tr> <tr style="height:20px;"> <td style="border-left:1px solid #000000;overflow:hidden;padding:0px 3px 0px 3px;vertical-align:bottom;"></td> <td data-sheets-value='{"1":2,"2":"DW"}' style="overflow:hidden;padding:0px 3px 0px 3px;vertical-align:bottom;">DW</td> <td data-sheets-value='{"1":2,"2":"Clear (A/H)"}' style="overflow:hidden;padding:0px 3px 0px 3px;vertical-align:bottom;">Clear (A/H)</td> <td data-sheets-numberformat='{"1":2,"2":"0.00","3":1}' data-sheets-value='{"1":3,"3":0.98}' style="overflow:hidden;padding:0px 3px 0px 3px;vertical-align:bottom;text-align:center;">0.98</td> <td data-sheets-numberformat='{"1":2,"2":"0","3":1}' data-sheets-value='{"1":3,"3":32.39}' style="overflow:hidden;padding:0px 3px 0px 3px;vertical-align:bottom;text-align:center;">32</td> <td data-sheets-numberformat='{"1":2,"2":"0","3":1}' data-sheets-value='{"1":3,"3":47.52}' style="overflow:hidden;padding:0px 3px 0px 3px;vertical-align:bottom;text-align:center;">48</td> <td data-sheets-value='{"1":3,"3":26}' style="border-right:1px solid #000000;overflow:hidden;padding:0px 3px 0px 3px;vertical-align:bottom;text-align:center;">26</td> </tr> <tr style="height:20px;"> <td style="border-left:1px solid #000000;overflow:hidden;padding:0px 3px 0px 3px;vertical-align:bottom;"></td> <td style="overflow:hidden;padding:0px 3px 0px 3px;vertical-align:bottom;"></td> <td data-sheets-value='{"1":2,"2":"Clear (A/A)"}' style="overflow:hidden;padding:0px 3px 0px 3px;vertical-align:bottom;">Clear (A/A)</td> <td data-sheets-numberformat='{"1":2,"2":"0.00","3":1}' data-sheets-value='{"1":3,"3":0.98}' style="overflow:hidden;padding:0px 3px 0px 3px;vertical-align:bottom;text-align:center;">0.98</td> <td data-sheets-numberformat='{"1":2,"2":"0","3":1}' data-sheets-value='{"1":3,"3":31.569999999999997}' style="overflow:hidden;padding:0px 3px 0px 3px;vertical-align:bottom;text-align:center;">32</td> <td data-sheets-numberformat='{"1":2,"2":"0","3":1}' data-sheets-value='{"1":3,"3":45.54}' style="overflow:hidden;padding:0px 3px 0px 3px;vertical-align:bottom;text-align:center;">46</td> <td data-sheets-value='{"1":3,"3":26}' style="border-right:1px solid #000000;overflow:hidden;padding:0px 3px 0px 3px;vertical-align:bottom;text-align:center;">26</td> </tr> <tr style="height:20px;"> <td style="border-left:1px solid #000000;overflow:hidden;padding:0px 3px 0px 3px;vertical-align:bottom;"></td> <td style="overflow:hidden;padding:0px 3px 0px 3px;vertical-align:bottom;"></td> <td data-sheets-value='{"1":2,"2":"Opal (A/O)"}' style="overflow:hidden;padding:0px 3px 0px 3px;vertical-align:bottom;">Opal (A/O)</td> <td data-sheets-numberformat='{"1":2,"2":"0.00","3":1}' data-sheets-value='{"1":3,"3":0.98}' style="overflow:hidden;padding:0px 3px 0px 3px;vertical-align:bottom;text-align:center;">0.98</td> <td data-sheets-numberformat='{"1":2,"2":"0","3":1}' data-sheets-value='{"1":3,"3":29.93}' style="overflow:hidden;padding:0px 3px 0px 3px;vertical-align:bottom;text-align:center;">30</td> <td data-sheets-numberformat='{"1":2,"2":"0","3":1}' data-sheets-value='{"1":3,"3":41.580000000000005}' style="overflow:hidden;padding:0px 3px 0px 3px;vertical-align:bottom;text-align:center;">42</td> <td data-sheets-value='{"1":3,"3":26}' style="border-right:1px solid #000000;overflow:hidden;padding:0px 3px 0px 3px;vertical-align:bottom;text-align:center;">26</td> </tr> <tr style="height:20px;"> <td style="border-bottom:1px solid #000000;border-left:1px solid #000000;overflow:hidden;padding:0px 3px 0px 3px;vertical-align:bottom;"></td> <td style="border-bottom:1px solid #000000;overflow:hidden;padding:0px 3px 0px 3px;vertical-align:bottom;"></td> <td data-sheets-value='{"1":2,"2":"Opal (A/D)"}' style="border-bottom:1px solid #000000;overflow:hidden;padding:0px 3px 0px 3px;vertical-align:bottom;">Opal (A/D)</td> <td data-sheets-numberformat='{"1":2,"2":"0.00","3":1}' data-sheets-value='{"1":3,"3":0.98}' style="border-bottom:1px solid #000000;overflow:hidden;padding:0px 3px 0px 3px;vertical-align:bottom;text-align:center;">0.98</td> <td data-sheets-numberformat='{"1":2,"2":"0","3":1}' data-sheets-value='{"1":3,"3":20.91}' style="border-bottom:1px solid #000000;overflow:hidden;padding:0px 3px 0px 3px;vertical-align:bottom;text-align:center;">21</td> <td data-sheets-numberformat='{"1":2,"2":"0","3":1}' data-sheets-value='{"1":3,"3":33}' style="border-bottom:1px solid #000000;overflow:hidden;padding:0px 3px 0px 3px;vertical-align:bottom;text-align:center;">33</td> <td data-sheets-value='{"1":3,"3":26}' style="border-right:1px solid #000000;border-bottom:1px solid #000000;overflow:hidden;padding:0px 3px 0px 3px;vertical-align:bottom;text-align:center;">26</td> </tr> <tr style="height:20px;"> <td data-sheets-value='{"1":2,"2":"Polycarbonate"}' style="border-left:1px solid #000000;overflow:hidden;padding:0px 3px 0px 3px;vertical-align:bottom;">Polycarbonate</td> <td data-sheets-value='{"1":2,"2":"EW"}' style="overflow:hidden;padding:0px 3px 0px 3px;vertical-align:bottom;">EW</td> <td data-sheets-value='{"1":2,"2":"Heatstop Opal (T)"}' style="overflow:hidden;padding:0px 3px 0px 3px;vertical-align:bottom;">Heatstop Opal (T)</td> <td data-sheets-numberformat='{"1":2,"2":"0.00","3":1}' data-sheets-value='{"1":3,"3":1.19}' style="overflow:hidden;padding:0px 3px 0px 3px;vertical-align:bottom;text-align:center;">1.19</td> <td data-sheets-numberformat='{"1":2,"2":"0","3":1}' data-sheets-value='{"1":3,"3":20.09}' style="overflow:hidden;padding:0px 3px 0px 3px;vertical-align:bottom;text-align:center;">20</td> <td data-sheets-numberformat='{"1":2,"2":"0","3":1}' data-sheets-value='{"1":3,"3":38.940000000000005}' style="overflow:hidden;padding:0px 3px 0px 3px;vertical-align:bottom;text-align:center;">39</td> <td data-sheets-value='{"1":3,"3":24}' style="border-right:1px solid #000000;overflow:hidden;padding:0px 3px 0px 3px;vertical-align:bottom;text-align:center;">24</td> </tr> <tr style="height:20px;"> <td data-sheets-value='{"1":2,"2":"Heatstop PC"}' style="border-left:1px solid #000000;overflow:hidden;padding:0px 3px 0px 3px;vertical-align:bottom;">Heatstop PC</td> <td data-sheets-value='{"1":2,"2":"DW"}' style="overflow:hidden;padding:0px 3px 0px 3px;vertical-align:bottom;">DW</td> <td data-sheets-value='{"1":2,"2":"Clear (T/H)"}' style="overflow:hidden;padding:0px 3px 0px 3px;vertical-align:bottom;">Clear (T/H)</td> <td data-sheets-numberformat='{"1":2,"2":"0.00","3":1}' data-sheets-value='{"1":3,"3":0.98}' style="overflow:hidden;padding:0px 3px 0px 3px;vertical-align:bottom;text-align:center;">0.98</td> <td data-sheets-numberformat='{"1":2,"2":"0","3":1}' data-sheets-value='{"1":3,"3":18.04}' style="overflow:hidden;padding:0px 3px 0px 3px;vertical-align:bottom;text-align:center;">18</td> <td data-sheets-numberformat='{"1":2,"2":"0","3":1}' data-sheets-value='{"1":3,"3":33.660000000000004}' style="overflow:hidden;padding:0px 3px 0px 3px;vertical-align:bottom;text-align:center;">34</td> <td data-sheets-value='{"1":3,"3":26}' style="border-right:1px solid #000000;overflow:hidden;padding:0px 3px 0px 3px;vertical-align:bottom;text-align:center;">26</td> </tr> <tr style="height:20px;"> <td style="border-bottom:1px solid #000000;border-left:1px solid #000000;overflow:hidden;padding:0px 3px 0px 3px;vertical-align:bottom;"></td> <td style="border-bottom:1px solid #000000;overflow:hidden;padding:0px 3px 0px 3px;vertical-align:bottom;"></td> <td data-sheets-value='{"1":2,"2":"Opal (T/O)"}' style="border-bottom:1px solid #000000;overflow:hidden;padding:0px 3px 0px 3px;vertical-align:bottom;">Opal (T/O)</td> <td data-sheets-numberformat='{"1":2,"2":"0.00","3":1}' data-sheets-value='{"1":3,"3":0.98}' style="border-bottom:1px solid #000000;overflow:hidden;padding:0px 3px 0px 3px;vertical-align:bottom;text-align:center;">0.98</td> <td data-sheets-numberformat='{"1":2,"2":"0","3":1}' data-sheets-value='{"1":3,"3":16.81}' style="border-bottom:1px solid #000000;overflow:hidden;padding:0px 3px 0px 3px;vertical-align:bottom;text-align:center;">17</td> <td data-sheets-numberformat='{"1":2,"2":"0","3":1}' data-sheets-value='{"1":3,"3":29.700000000000003}' style="border-bottom:1px solid #000000;overflow:hidden;padding:0px 3px 0px 3px;vertical-align:bottom;text-align:center;">30</td> <td data-sheets-value='{"1":3,"3":26}' style="border-right:1px solid #000000;border-bottom:1px solid #000000;overflow:hidden;padding:0px 3px 0px 3px;vertical-align:bottom;text-align:center;">26</td> </tr> </tbody></table> | skylux-160-ce-met-koepel-en-pvc-opstand-30-20-met-lm-motor-pvc-raam-type-ep25-en-windvang-1600-x-2800-mm | 8586037395789 | 46872369070413
Smoke and heat exhaust (SHEV) | SHE system | Skylux | Skylux 160° CE with skylight and PVC curb 30/20 with LM-actuator - iDome 0700 x 1000 mm |  | 83702 | 5412970837022 | 4060.8 | Yes | 30-45 | 88.38 | 700 x 1000 mm | 1000 | 700 |  | PVC 30/20 (30 cm high & roof opening = 20 cm larger than daylight size) | Rectangular | 0.93 W/m²K | 46% - 31% | 68% - 37% | 40dB | 160° CE (for industry) | iDome | without spoiler | E | Single actuator | Maximum single-walled skylight possible for this product | Number of walls Double glazing+ plastic skylight (max. single-walled) Insulation value (Ug-value) 0.93 W/m²K in combination with a single-walled skylight Burglar-resistant Yes Fall-through safety Only in combination with a polycarbonate plastic skylight Acoustic value Rw 40 dB LT-value 68% in combination with a single-walled clear acrylic skylight 62% in combination with a single-walled opal acrylic skylight 66% in combination with a single-walled clear polycarbonate skylight 44% in combination with a single-walled opal polycarbonate skylight g-value 46% in combination with a single-walled clear acrylic skylight 40% in combination with a single-walled opal acrylic skylight 44% in combination with a single-walled clear polycarbonate skylight 32% in combination with a single-walled opal polycarbonate skylight Shape Spherical Guarantee 10 years | https://skylux.eu/en/products/skylux-160-ce-met-koepel-en-pvc-opstand-30-20-met-lm-motor-idome-0700-x-1000-mm | https://skylux.eu/cdn/shop/files/Skylux-160deg-CE-met-koepel-en-pvc-opstand-3020-met-LM-motor-iDome-0700-x-1000-mm-RWA-systeem.jpg?v=1702981183&width=1600 | https://skylux.eu/cdn/shop/files/e5a82811-1bb0-48e4-a776-cacb59c7c092_1dcce4f4-02bf-41b1-b3ad-b084e73e5817.jpg?v=1688551307&width=1600 | //skylux.eu/cdn/shop/files/E_MH_Mounting_instructions_Skylux_160_CE_LM.pdf?v=12406716259046007223 | //skylux.eu/cdn/shop/files/E_TD_Technical_File_Skylux_Skylux_160_CE_Electric.pdf?v=3667116872303399239 | <table><tbody> <tr> <td>Number of walls</td> <td>Double glazing+ plastic skylight (max. single-walled)</td> </tr> <tr> <td>Insulation value (Ug-value)</td> <td>0.93 W/m²K in combination with a single-walled skylight</td> </tr> <tr> <td>Burglar-resistant</td> <td>Yes</td> </tr> <tr> <td>Fall-through safety</td> <td>Only in combination with a <a href="">polycarbonate plastic skylight</a> </td> </tr> <tr> <td>Acoustic value Rw</td> <td>40 dB</td> </tr> <tr> <td>LT-value</td> <td> <p>68% in combination with a single-walled clear acrylic skylight<br> 62% in combination with a single-walled opal acrylic skylight<br> 66% in combination with a single-walled clear polycarbonate skylight<br> 44% in combination with a single-walled opal polycarbonate skylight</p> </td> </tr> <tr> <td>g-value</td> <td>46% in combination with a single-walled clear acrylic skylight<br> 40% in combination with a single-walled opal acrylic skylight<br> 44% in combination with a single-walled clear polycarbonate skylight<br> 32% in combination with a single-walled opal polycarbonate skylight</td> </tr> <tr> <td>Shape</td> <td>Spherical</td> </tr> <tr> <td>Guarantee</td> <td>10 years</td> </tr> </tbody></table> | skylux-160-ce-met-koepel-en-pvc-opstand-30-20-met-lm-motor-idome-0700-x-1000-mm | 8586037428557 | 46872369135949
Smoke and heat exhaust (SHEV) | SHE system | Skylux | Skylux 160° CE with skylight and PVC curb 30/20 with LM-actuator - iDome 1000 x 1000 mm |  | 83705 | 5412970837053 | 4495.15 | Yes | 30-45 | 105.64 | 1000 x 1000 mm | 1000 | 1000 |  | PVC 30/20 (30 cm high & roof opening = 20 cm larger than daylight size) | Square | 0.93 W/m²K | 46% - 31% | 68% - 37% | 40dB | 160° CE (for industry) | iDome | without spoiler | E | Single actuator | Maximum single-walled skylight possible for this product | Number of walls Double glazing+ plastic skylight (max. single-walled) Insulation value (Ug-value) 0.93 W/m²K in combination with a single-walled skylight Burglar-resistant Yes Fall-through safety Only in combination with a polycarbonate plastic skylight Acoustic value Rw 40 dB LT-value 68% in combination with a single-walled clear acrylic skylight 62% in combination with a single-walled opal acrylic skylight 66% in combination with a single-walled clear polycarbonate skylight 44% in combination with a single-walled opal polycarbonate skylight g-value 46% in combination with a single-walled clear acrylic skylight 40% in combination with a single-walled opal acrylic skylight 44% in combination with a single-walled clear polycarbonate skylight 32% in combination with a single-walled opal polycarbonate skylight Shape Spherical Guarantee 10 years | https://skylux.eu/en/products/skylux-160-ce-met-koepel-en-pvc-opstand-30-20-met-lm-motor-idome-1000-x-1000-mm | https://skylux.eu/cdn/shop/files/Skylux-160deg-CE-met-koepel-en-pvc-opstand-3020-met-LM-motor-iDome-1000-x-1000-mm-RWA-systeem.jpg?v=1702981205&width=1600 | https://skylux.eu/cdn/shop/files/e5a82811-1bb0-48e4-a776-cacb59c7c092_597ceb5b-ceaf-4a45-b388-80c9ffaa5ce6.jpg?v=1688551313&width=1600 | //skylux.eu/cdn/shop/files/E_MH_Mounting_instructions_Skylux_160_CE_LM.pdf?v=12406716259046007223 | //skylux.eu/cdn/shop/files/E_TD_Technical_File_Skylux_Skylux_160_CE_Electric.pdf?v=3667116872303399239 | <table><tbody> <tr> <td>Number of walls</td> <td>Double glazing+ plastic skylight (max. single-walled)</td> </tr> <tr> <td>Insulation value (Ug-value)</td> <td>0.93 W/m²K in combination with a single-walled skylight</td> </tr> <tr> <td>Burglar-resistant</td> <td>Yes</td> </tr> <tr> <td>Fall-through safety</td> <td>Only in combination with a <a href="">polycarbonate plastic skylight</a> </td> </tr> <tr> <td>Acoustic value Rw</td> <td>40 dB</td> </tr> <tr> <td>LT-value</td> <td> <p>68% in combination with a single-walled clear acrylic skylight<br> 62% in combination with a single-walled opal acrylic skylight<br> 66% in combination with a single-walled clear polycarbonate skylight<br> 44% in combination with a single-walled opal polycarbonate skylight</p> </td> </tr> <tr> <td>g-value</td> <td>46% in combination with a single-walled clear acrylic skylight<br> 40% in combination with a single-walled opal acrylic skylight<br> 44% in combination with a single-walled clear polycarbonate skylight<br> 32% in combination with a single-walled opal polycarbonate skylight</td> </tr> <tr> <td>Shape</td> <td>Spherical</td> </tr> <tr> <td>Guarantee</td> <td>10 years</td> </tr> </tbody></table> | skylux-160-ce-met-koepel-en-pvc-opstand-30-20-met-lm-motor-idome-1000-x-1000-mm | 8586037559629 | 46872369365325
Smoke and heat exhaust (SHEV) | SHE system | Skylux | Skylux 160° CE with skylight and PVC curb 30/20 with LM-actuator - iDome 1000 x 1300 mm |  | 83706 | 5412970837060 | 4881.15 | Yes | 30-45 | 122.2 | 1000 x 1300 mm | 1300 | 1000 |  | PVC 30/20 (30 cm high & roof opening = 20 cm larger than daylight size) | Rectangular | 0.93 W/m²K | 46% - 31% | 68% - 37% | 40dB | 160° CE (for industry) | iDome | without spoiler | E | Single actuator | Maximum single-walled skylight possible for this product | Number of walls Double glazing+ plastic skylight (max. single-walled) Insulation value (Ug-value) 0.93 W/m²K in combination with a single-walled skylight Burglar-resistant Yes Fall-through safety Only in combination with a polycarbonate plastic skylight Acoustic value Rw 40 dB LT-value 68% in combination with a single-walled clear acrylic skylight 62% in combination with a single-walled opal acrylic skylight 66% in combination with a single-walled clear polycarbonate skylight 44% in combination with a single-walled opal polycarbonate skylight g-value 46% in combination with a single-walled clear acrylic skylight 40% in combination with a single-walled opal acrylic skylight 44% in combination with a single-walled clear polycarbonate skylight 32% in combination with a single-walled opal polycarbonate skylight Shape Spherical Guarantee 10 years | https://skylux.eu/en/products/skylux-160-ce-met-koepel-en-pvc-opstand-30-20-met-lm-motor-idome-1000-x-1300-mm | https://skylux.eu/cdn/shop/files/Skylux-160deg-CE-met-koepel-en-pvc-opstand-3020-met-LM-motor-iDome-1000-x-1300-mm-RWA-systeem.jpg?v=1702981211&width=1600 | https://skylux.eu/cdn/shop/files/e5a82811-1bb0-48e4-a776-cacb59c7c092_15712c6f-4cff-480f-aa6c-197c17a00b47.jpg?v=1688551315&width=1600 | //skylux.eu/cdn/shop/files/E_MH_Mounting_instructions_Skylux_160_CE_LM.pdf?v=12406716259046007223 | //skylux.eu/cdn/shop/files/E_TD_Technical_File_Skylux_Skylux_160_CE_Electric.pdf?v=3667116872303399239 | <table><tbody> <tr> <td>Number of walls</td> <td>Double glazing+ plastic skylight (max. single-walled)</td> </tr> <tr> <td>Insulation value (Ug-value)</td> <td>0.93 W/m²K in combination with a single-walled skylight</td> </tr> <tr> <td>Burglar-resistant</td> <td>Yes</td> </tr> <tr> <td>Fall-through safety</td> <td>Only in combination with a <a href="">polycarbonate plastic skylight</a> </td> </tr> <tr> <td>Acoustic value Rw</td> <td>40 dB</td> </tr> <tr> <td>LT-value</td> <td> <p>68% in combination with a single-walled clear acrylic skylight<br> 62% in combination with a single-walled opal acrylic skylight<br> 66% in combination with a single-walled clear polycarbonate skylight<br> 44% in combination with a single-walled opal polycarbonate skylight</p> </td> </tr> <tr> <td>g-value</td> <td>46% in combination with a single-walled clear acrylic skylight<br> 40% in combination with a single-walled opal acrylic skylight<br> 44% in combination with a single-walled clear polycarbonate skylight<br> 32% in combination with a single-walled opal polycarbonate skylight</td> </tr> <tr> <td>Shape</td> <td>Spherical</td> </tr> <tr> <td>Guarantee</td> <td>10 years</td> </tr> </tbody></table> | skylux-160-ce-met-koepel-en-pvc-opstand-30-20-met-lm-motor-idome-1000-x-1300-mm | 8586037592397 | 46872369430861
Smoke and heat exhaust (SHEV) | SHE system | Skylux | Skylux 160° CE with skylight and PVC curb 30/20 with LM-actuator - iDome 1100 x 1100 mm |  | 83709 | 5412970837091 | 4780.75 | Yes | 30-45 | 114.87 | 1100 x 1100 mm | 1100 | 1100 |  | PVC 30/20 (30 cm high & roof opening = 20 cm larger than daylight size) | Square | 0.93 W/m²K | 46% - 31% | 68% - 37% | 40dB | 160° CE (for industry) | iDome | without spoiler | E | Single actuator | Maximum single-walled skylight possible for this product | Number of walls Double glazing+ plastic skylight (max. single-walled) Insulation value (Ug-value) 0.93 W/m²K in combination with a single-walled skylight Burglar-resistant Yes Fall-through safety Only in combination with a polycarbonate plastic skylight Acoustic value Rw 40 dB LT-value 68% in combination with a single-walled clear acrylic skylight 62% in combination with a single-walled opal acrylic skylight 66% in combination with a single-walled clear polycarbonate skylight 44% in combination with a single-walled opal polycarbonate skylight g-value 46% in combination with a single-walled clear acrylic skylight 40% in combination with a single-walled opal acrylic skylight 44% in combination with a single-walled clear polycarbonate skylight 32% in combination with a single-walled opal polycarbonate skylight Shape Spherical Guarantee 10 years | https://skylux.eu/en/products/skylux-160-ce-met-koepel-en-pvc-opstand-30-20-met-lm-motor-idome-1100-x-1100-mm | https://skylux.eu/cdn/shop/files/Skylux-160deg-CE-met-koepel-en-pvc-opstand-3020-met-LM-motor-iDome-1100-x-1100-mm-RWA-systeem.jpg?v=1702981228&width=1600 | https://skylux.eu/cdn/shop/files/e5a82811-1bb0-48e4-a776-cacb59c7c092_c57c0e29-63b9-400a-af3f-cb616acef3c5.jpg?v=1688551320&width=1600 | //skylux.eu/cdn/shop/files/E_MH_Mounting_instructions_Skylux_160_CE_LM.pdf?v=12406716259046007223 | //skylux.eu/cdn/shop/files/E_TD_Technical_File_Skylux_Skylux_160_CE_Electric.pdf?v=3667116872303399239 | <table><tbody> <tr> <td>Number of walls</td> <td>Double glazing+ plastic skylight (max. single-walled)</td> </tr> <tr> <td>Insulation value (Ug-value)</td> <td>0.93 W/m²K in combination with a single-walled skylight</td> </tr> <tr> <td>Burglar-resistant</td> <td>Yes</td> </tr> <tr> <td>Fall-through safety</td> <td>Only in combination with a <a href="">polycarbonate plastic skylight</a> </td> </tr> <tr> <td>Acoustic value Rw</td> <td>40 dB</td> </tr> <tr> <td>LT-value</td> <td> <p>68% in combination with a single-walled clear acrylic skylight<br> 62% in combination with a single-walled opal acrylic skylight<br> 66% in combination with a single-walled clear polycarbonate skylight<br> 44% in combination with a single-walled opal polycarbonate skylight</p> </td> </tr> <tr> <td>g-value</td> <td>46% in combination with a single-walled clear acrylic skylight<br> 40% in combination with a single-walled opal acrylic skylight<br> 44% in combination with a single-walled clear polycarbonate skylight<br> 32% in combination with a single-walled opal polycarbonate skylight</td> </tr> <tr> <td>Shape</td> <td>Spherical</td> </tr> <tr> <td>Guarantee</td> <td>10 years</td> </tr> </tbody></table> | skylux-160-ce-met-koepel-en-pvc-opstand-30-20-met-lm-motor-idome-1100-x-1100-mm | 8586037690701 | 46872369627469
Smoke and heat exhaust (SHEV) | SHE system | Skylux | Skylux 160° CE with skylight and PVC curb 30/20 with LM-actuator - iWindow2 0700 x 1000 mm |  | 83713 | 5412970837138 | 4011.15 | Yes | 30-45 | 95.72 | 700 x 1000 mm | 1000 | 700 |  | PVC 30/20 (30 cm high & roof opening = 20 cm larger than daylight size) | Rectangular | 1.00 W/m²K | 52% | 75% | 39dB | 160° CE (for industry) | iWindow2 | without spoiler | E | Single actuator |  | Material Clear Number of walls Double-walled Insulation value (Ug-value) 1 W/m²K Acoustic value Rw 39 dB Fall-through safety Yes LT-value 75 % g-value 52 % Weight 44 kg/m² Guarantee 10 years | https://skylux.eu/en/products/skylux-160-ce-met-koepel-en-pvc-opstand-30-20-met-lm-motor-iwindow2-0700-x-1000-mm | https://skylux.eu/cdn/shop/files/Skylux-160deg-CE-met-koepel-en-pvc-opstand-3020-met-LM-motor-iWindow2-0700-x-1000-mm-RWA-systeem.jpg?v=1702981251&width=1600 | https://skylux.eu/cdn/shop/files/e5a82811-1bb0-48e4-a776-cacb59c7c092_1d7bcf00-9527-4092-b210-7e01bb77c779.jpg?v=1688551328&width=1600 | //skylux.eu/cdn/shop/files/E_MH_Mounting_instructions_Skylux_160_CE_LM.pdf?v=12406716259046007223 | //skylux.eu/cdn/shop/files/E_TD_Technical_File_Skylux_Skylux_160_CE_Electric.pdf?v=3667116872303399239 | <table data-mce-selected="1"><tbody> <tr> <td data-mce-selected="1">Material<br> </td> <td data-mce-selected="1">Clear<br> </td> </tr> <tr> <td data-mce-selected="1"> <span class="text">Number of walls</span><br> </td> <td data-mce-selected="1">Double-walled<br> </td> </tr> <tr> <td data-mce-selected="1"> <div class="product-specification-name"> <div class="d-flex align-items-center"><span class="text">Insulation value (Ug-value)</span></div> </div> </td> <td data-mce-selected="1">1 W/m²K<br> </td> </tr> <tr> <td data-mce-selected="1">Acoustic value Rw<br> </td> <td data-mce-selected="1">39 dB<br> </td> </tr> <tr> <td data-mce-selected="1">Fall-through safety<br> </td> <td data-mce-selected="1">Yes</td> </tr> <tr> <td data-mce-selected="1">LT-value<br> </td> <td data-mce-selected="1">75 %<br> </td> </tr> <tr> <td data-mce-selected="1"> <span class="text">g-value</span><br> </td> <td data-mce-selected="1">52 %<br> </td> </tr> <tr> <td data-mce-selected="1">Weight<br> </td> <td data-mce-selected="1">44 kg/m²<br> </td> </tr> <tr> <td data-mce-selected="1"> <span class="text">Guarantee</span><br> </td> <td data-mce-selected="1">10 years</td> </tr> </tbody></table> | skylux-160-ce-met-koepel-en-pvc-opstand-30-20-met-lm-motor-iwindow2-0700-x-1000-mm | 8586037821773 | 46872369856845
Smoke and heat exhaust (SHEV) | SHE system | Skylux | Skylux 160° CE with skylight and PVC curb 30/20 with LM-actuator - iWindow2 1000 x 1000 mm |  | 83716 | 5412970837169 | 4458.85 | Yes | 30-45 | 114.22 | 1000 x 1000 mm | 1000 | 1000 |  | PVC 30/20 (30 cm high & roof opening = 20 cm larger than daylight size) | Square | 1.00 W/m²K | 52% | 75% | 39dB | 160° CE (for industry) | iWindow2 | without spoiler | E | Single actuator |  | Material Clear Number of walls Double-walled Insulation value (Ug-value) 1 W/m²K Acoustic value Rw 39 dB Fall-through safety Yes LT-value 75 % g-value 52 % Weight 44 kg/m² Guarantee 10 years | https://skylux.eu/en/products/skylux-160-ce-met-koepel-en-pvc-opstand-30-20-met-lm-motor-iwindow2-1000-x-1000-mm | https://skylux.eu/cdn/shop/files/Skylux-160deg-CE-met-koepel-en-pvc-opstand-3020-met-LM-motor-iWindow2-1000-x-1000-mm-RWA-systeem.jpg?v=1702981274&width=1600 | https://skylux.eu/cdn/shop/files/e5a82811-1bb0-48e4-a776-cacb59c7c092_31a522e6-9ebf-497d-a848-82a04bd169b5.jpg?v=1688551335&width=1600 | //skylux.eu/cdn/shop/files/E_MH_Mounting_instructions_Skylux_160_CE_LM.pdf?v=12406716259046007223 | //skylux.eu/cdn/shop/files/E_TD_Technical_File_Skylux_Skylux_160_CE_Electric.pdf?v=3667116872303399239 | <table data-mce-selected="1"><tbody> <tr> <td data-mce-selected="1">Material<br> </td> <td data-mce-selected="1">Clear<br> </td> </tr> <tr> <td data-mce-selected="1"> <span class="text">Number of walls</span><br> </td> <td data-mce-selected="1">Double-walled<br> </td> </tr> <tr> <td data-mce-selected="1"> <div class="product-specification-name"> <div class="d-flex align-items-center"><span class="text">Insulation value (Ug-value)</span></div> </div> </td> <td data-mce-selected="1">1 W/m²K<br> </td> </tr> <tr> <td data-mce-selected="1">Acoustic value Rw<br> </td> <td data-mce-selected="1">39 dB<br> </td> </tr> <tr> <td data-mce-selected="1">Fall-through safety<br> </td> <td data-mce-selected="1">Yes</td> </tr> <tr> <td data-mce-selected="1">LT-value<br> </td> <td data-mce-selected="1">75 %<br> </td> </tr> <tr> <td data-mce-selected="1"> <span class="text">g-value</span><br> </td> <td data-mce-selected="1">52 %<br> </td> </tr> <tr> <td data-mce-selected="1">Weight<br> </td> <td data-mce-selected="1">44 kg/m²<br> </td> </tr> <tr> <td data-mce-selected="1"> <span class="text">Guarantee</span><br> </td> <td data-mce-selected="1">10 years</td> </tr> </tbody></table> | skylux-160-ce-met-koepel-en-pvc-opstand-30-20-met-lm-motor-iwindow2-1000-x-1000-mm | 8586037985613 | 46872370118989
Smoke and heat exhaust (SHEV) | SHE system | Skylux | Skylux 160° CE with skylight and PVC curb 30/20 with LM-actuator - iWindow2 1000 x 1300 mm |  | 83717 | 5412970837176 | 4811 | Yes | 30-45 | 133.88 | 1000 x 1300 mm | 1300 | 1000 |  | PVC 30/20 (30 cm high & roof opening = 20 cm larger than daylight size) | Rectangular | 1.00 W/m²K | 52% | 75% | 39dB | 160° CE (for industry) | iWindow2 | without spoiler | E | Single actuator |  | Material Clear Number of walls Double-walled Insulation value (Ug-value) 1 W/m²K Acoustic value Rw 39 dB Fall-through safety Yes LT-value 75 % g-value 52 % Weight 44 kg/m² Guarantee 10 years | https://skylux.eu/en/products/skylux-160-ce-met-koepel-en-pvc-opstand-30-20-met-lm-motor-iwindow2-1000-x-1300-mm | https://skylux.eu/cdn/shop/files/Skylux-160deg-CE-met-koepel-en-pvc-opstand-3020-met-LM-motor-iWindow2-1000-x-1300-mm-RWA-systeem.jpg?v=1702981280&width=1600 | https://skylux.eu/cdn/shop/files/e5a82811-1bb0-48e4-a776-cacb59c7c092_1557ad87-6cad-449b-944d-0a97a0944504.jpg?v=1688551336&width=1600 | //skylux.eu/cdn/shop/files/E_MH_Mounting_instructions_Skylux_160_CE_LM.pdf?v=12406716259046007223 | //skylux.eu/cdn/shop/files/E_TD_Technical_File_Skylux_Skylux_160_CE_Electric.pdf?v=3667116872303399239 | <table data-mce-selected="1"><tbody> <tr> <td data-mce-selected="1">Material<br> </td> <td data-mce-selected="1">Clear<br> </td> </tr> <tr> <td data-mce-selected="1"> <span class="text">Number of walls</span><br> </td> <td data-mce-selected="1">Double-walled<br> </td> </tr> <tr> <td data-mce-selected="1"> <div class="product-specification-name"> <div class="d-flex align-items-center"><span class="text">Insulation value (Ug-value)</span></div> </div> </td> <td data-mce-selected="1">1 W/m²K<br> </td> </tr> <tr> <td data-mce-selected="1">Acoustic value Rw<br> </td> <td data-mce-selected="1">39 dB<br> </td> </tr> <tr> <td data-mce-selected="1">Fall-through safety<br> </td> <td data-mce-selected="1">Yes</td> </tr> <tr> <td data-mce-selected="1">LT-value<br> </td> <td data-mce-selected="1">75 %<br> </td> </tr> <tr> <td data-mce-selected="1"> <span class="text">g-value</span><br> </td> <td data-mce-selected="1">52 %<br> </td> </tr> <tr> <td data-mce-selected="1">Weight<br> </td> <td data-mce-selected="1">44 kg/m²<br> </td> </tr> <tr> <td data-mce-selected="1"> <span class="text">Guarantee</span><br> </td> <td data-mce-selected="1">10 years</td> </tr> </tbody></table> | skylux-160-ce-met-koepel-en-pvc-opstand-30-20-met-lm-motor-iwindow2-1000-x-1300-mm | 8586038018381 | 46872370184525
Smoke and heat exhaust (SHEV) | SHE system | Skylux | Skylux 160° CE with skylight and PVC curb 30/20 with LM-actuator - iWindow2 1100 x 1100 mm |  | 83720 | 5412970837206 | 4714.2 | Yes | 30-45 | 124.96 | 1100 x 1100 mm | 1100 | 1100 |  | PVC 30/20 (30 cm high & roof opening = 20 cm larger than daylight size) | Square | 1.00 W/m²K | 52% | 75% | 39dB | 160° CE (for industry) | iWindow2 | without spoiler | E | Single actuator |  | Material Clear Number of walls Double-walled Insulation value (Ug-value) 1 W/m²K Acoustic value Rw 39 dB Fall-through safety Yes LT-value 75 % g-value 52 % Weight 44 kg/m² Guarantee 10 years | https://skylux.eu/en/products/skylux-160-ce-met-koepel-en-pvc-opstand-30-20-met-lm-motor-iwindow2-1100-x-1100-mm | https://skylux.eu/cdn/shop/files/Skylux-160deg-CE-met-koepel-en-pvc-opstand-3020-met-LM-motor-iWindow2-1100-x-1100-mm-RWA-systeem.jpg?v=1702981297&width=1600 | https://skylux.eu/cdn/shop/files/e5a82811-1bb0-48e4-a776-cacb59c7c092_59130363-c3d6-417d-9249-ea79059cdf53.jpg?v=1688551341&width=1600 | //skylux.eu/cdn/shop/files/E_MH_Mounting_instructions_Skylux_160_CE_LM.pdf?v=12406716259046007223 | //skylux.eu/cdn/shop/files/E_TD_Technical_File_Skylux_Skylux_160_CE_Electric.pdf?v=3667116872303399239 | <table data-mce-selected="1"><tbody> <tr> <td data-mce-selected="1">Material<br> </td> <td data-mce-selected="1">Clear<br> </td> </tr> <tr> <td data-mce-selected="1"> <span class="text">Number of walls</span><br> </td> <td data-mce-selected="1">Double-walled<br> </td> </tr> <tr> <td data-mce-selected="1"> <div class="product-specification-name"> <div class="d-flex align-items-center"><span class="text">Insulation value (Ug-value)</span></div> </div> </td> <td data-mce-selected="1">1 W/m²K<br> </td> </tr> <tr> <td data-mce-selected="1">Acoustic value Rw<br> </td> <td data-mce-selected="1">39 dB<br> </td> </tr> <tr> <td data-mce-selected="1">Fall-through safety<br> </td> <td data-mce-selected="1">Yes</td> </tr> <tr> <td data-mce-selected="1">LT-value<br> </td> <td data-mce-selected="1">75 %<br> </td> </tr> <tr> <td data-mce-selected="1"> <span class="text">g-value</span><br> </td> <td data-mce-selected="1">52 %<br> </td> </tr> <tr> <td data-mce-selected="1">Weight<br> </td> <td data-mce-selected="1">44 kg/m²<br> </td> </tr> <tr> <td data-mce-selected="1"> <span class="text">Guarantee</span><br> </td> <td data-mce-selected="1">10 years</td> </tr> </tbody></table> | skylux-160-ce-met-koepel-en-pvc-opstand-30-20-met-lm-motor-iwindow2-1100-x-1100-mm | 8586038280525 | 46872370512205
Smoke and heat exhaust (SHEV) | SHE system | Skylux | Skylux 160° CE with skylight and PVC curb 30/20 with LM-actuator - iWindow3 0700 x 1000 mm |  | 83724 | 5412970837244 | 4515.75 | Yes | 30-45 | 103.46 | 700 x 1000 mm | 1000 | 700 |  | PVC 30/20 (30 cm high & roof opening = 20 cm larger than daylight size) | Rectangular | 0.50 W/m²K | 42% | 63% | 41dB | 160° CE (for industry) | iWindow3 | without spoiler | E | Single actuator |  | Material Clear Number of walls Triple-walled Insulation value (Ug-value) 0.5 W/m²K Acoustic value Rw 41 dB Fall-through safety Yes LT-value 63 % g-value 42 % Weight 60 kg/m² Guarantee 10 years | https://skylux.eu/en/products/skylux-160-ce-met-koepel-en-pvc-opstand-30-20-met-lm-motor-iwindow3-0700-x-1000-mm | https://skylux.eu/cdn/shop/files/Skylux-160deg-CE-met-koepel-en-pvc-opstand-3020-met-LM-motor-iWindow3-0700-x-1000-mm-RWA-systeem.jpg?v=1702981319&width=1600 | https://skylux.eu/cdn/shop/files/e5a82811-1bb0-48e4-a776-cacb59c7c092_0eae6a59-b425-4b38-804d-d0757f8ef089.jpg?v=1688551348&width=1600 | //skylux.eu/cdn/shop/files/E_MH_Mounting_instructions_Skylux_160_CE_LM.pdf?v=12406716259046007223 | //skylux.eu/cdn/shop/files/E_TD_Technical_File_Skylux_Skylux_160_CE_Electric.pdf?v=3667116872303399239 | <table><tbody> <tr> <td>Material</td> <td>Clear</td> </tr> <tr> <td>Number of walls</td> <td>Triple-walled</td> </tr> <tr> <td>Insulation value (Ug-value)</td> <td>0.5 W/m²K</td> </tr> <tr> <td>Acoustic value Rw</td> <td>41 dB</td> </tr> <tr> <td>Fall-through safety</td> <td>Yes</td> </tr> <tr> <td>LT-value</td> <td> <div class="product-specification"> <div class="product-specification-value"> <div class="d-flex align-items-center"><span class="text">63 %</span></div> </div> </div> <div class="product-specification"></div> </td> </tr> <tr> <td>g-value</td> <td>42 %</td> </tr> <tr> <td>Weight</td> <td>60 kg/m²</td> </tr> <tr> <td>Guarantee</td> <td>10 years</td> </tr> </tbody></table> | skylux-160-ce-met-koepel-en-pvc-opstand-30-20-met-lm-motor-iwindow3-0700-x-1000-mm | 8586038411597 | 46872370741581
Smoke and heat exhaust (SHEV) | SHE system | Skylux | Skylux 160° CE with skylight and PVC curb 30/20 with LM-actuator - iWindow3 1000 x 1000 mm |  | 83726 | 5412970837268 | 5141.3 | Yes | 30-45 | 131.17 | 1000 x 1000 mm | 1000 | 1000 |  | PVC 30/20 (30 cm high & roof opening = 20 cm larger than daylight size) | Square | 0.50 W/m²K | 42% | 63% | 41dB | 160° CE (for industry) | iWindow3 | without spoiler | E | Single actuator |  | Material Clear Number of walls Triple-walled Insulation value (Ug-value) 0.5 W/m²K Acoustic value Rw 41 dB Fall-through safety Yes LT-value 63 % g-value 42 % Weight 60 kg/m² Guarantee 10 years | https://skylux.eu/en/products/skylux-160-ce-met-koepel-en-pvc-opstand-30-20-met-lm-motor-iwindow3-1000-x-1000-mm | https://skylux.eu/cdn/shop/files/Skylux-160deg-CE-met-koepel-en-pvc-opstand-3020-met-LM-motor-iWindow3-1000-x-1000-mm-RWA-systeem.jpg?v=1702981331&width=1600 | https://skylux.eu/cdn/shop/files/e5a82811-1bb0-48e4-a776-cacb59c7c092_9126b5f2-e107-42c8-b86d-2b7aaf4c6c12.jpg?v=1688551351&width=1600 | //skylux.eu/cdn/shop/files/E_MH_Mounting_instructions_Skylux_160_CE_LM.pdf?v=12406716259046007223 | //skylux.eu/cdn/shop/files/E_TD_Technical_File_Skylux_Skylux_160_CE_Electric.pdf?v=3667116872303399239 | <table><tbody> <tr> <td>Material</td> <td>Clear</td> </tr> <tr> <td>Number of walls</td> <td>Triple-walled</td> </tr> <tr> <td>Insulation value (Ug-value)</td> <td>0.5 W/m²K</td> </tr> <tr> <td>Acoustic value Rw</td> <td>41 dB</td> </tr> <tr> <td>Fall-through safety</td> <td>Yes</td> </tr> <tr> <td>LT-value</td> <td> <div class="product-specification"> <div class="product-specification-value"> <div class="d-flex align-items-center"><span class="text">63 %</span></div> </div> </div> <div class="product-specification"></div> </td> </tr> <tr> <td>g-value</td> <td>42 %</td> </tr> <tr> <td>Weight</td> <td>60 kg/m²</td> </tr> <tr> <td>Guarantee</td> <td>10 years</td> </tr> </tbody></table> | skylux-160-ce-met-koepel-en-pvc-opstand-30-20-met-lm-motor-iwindow3-1000-x-1000-mm | 8586038509901 | 46872370872653
Smoke and heat exhaust (SHEV) | SHE system | Skylux | Skylux 160° CE with skylight and PVC curb 30/20 with LM-actuator 0700 x 1000 mm |  | 33604 | 5412970336044 | 3350.5 | Yes | 30-45 | 59.3 | 700 x 1000 mm | 1000 | 700 |  | PVC 30/20 (30 cm high & roof opening = 20 cm larger than daylight size) | Rectangular | 5.17 W/m²K - 1.28 W/m²K | 87% - 32% | 90% - 32% | 20dB - 23dB | 160° CE (for industry) | skylight | without spoiler | E | Single actuator | Maximum four-walled skylight possible for this product | Ut-value LT-value g-value Rw-value EN 1873 : 2014 EN ISO 13468 EN 16153 EN 410 EN 410 EN ISO 140-3 Material Walls Shells (W/m²K) (%) (%) (dB) Acrylic Single-walled Clear (H) 5.17 90 87 - PMMA Single-walled Opal (O) 5.17 83 76 - Double-walled Clear (H/H) 2.90 81 75 20 Double-walled Opal (O/O) 2.90 69 58 20 Triple-walled Clear (H/H/H) 1.70 73 65 22 Triple-walled Opal (O/H/O) 1.70 62 51 22 Four-walled Clear (H/H/H/H) 1.28 64 54 23 Four-walled Opal (H/H/O/H) 1.28 59 48 23 Polycarbonate Single-walled Clear (A) 5.17 88 83 - PC Single-walled Opal (D) 5.17 58 60 - Double-walled Clear (A/H) 2.90 79 72 20 Double-walled Clear (A/A) 2.90 77 69 20 Double-walled Opal (A/O) 2.90 73 63 20 Double-walled Opal (A/D) 2.90 51 50 20 Triple-walled Clear (A/H/H) 1.70 71 63 22 Triple-walled Opal (A/O/O) 1.70 61 48 22 Four-walled Clear (A/H/H/H) 1.28 64 52 23 Four-walled Opal (A/H/O/H) 1.28 59 46 23 Polycarbonate Single-walled Heatstop Opal (T) 5.17 49 59 - Heatstop PC Double-walled Clear (T/H) 2.90 44 51 20 Double-walled Opal (T/O) 2.90 41 45 20 Triple-walled Clear (T/H/H) 1.70 40 <td data-sheets-numberformat='{"1":2,"2":"0","3":1}' data-sheets-value='{"1":3,"3":44}' style="overflow:hidden;paddin | https://skylux.eu/en/products/skylux-160-ce-met-koepel-en-pvc-opstand-30-20-met-lm-motor-0700-x-1000-mm | https://skylux.eu/cdn/shop/files/Skylux-160deg-CE-met-koepel-en-pvc-opstand-3020-met-LM-motor-0700-x-1000-mm-RWA-systeem.jpg?v=1702980362&width=1600 | https://skylux.eu/cdn/shop/files/e5a82811-1bb0-48e4-a776-cacb59c7c092_1d3db1d7-c9e0-4832-b6d5-10191aeeea92.jpg?v=1688551114&width=1600 | //skylux.eu/cdn/shop/files/E_MH_Mounting_instructions_Skylux_160_CE_LM.pdf?v=12406716259046007223 | //skylux.eu/cdn/shop/files/E_TD_Technical_File_Skylux_Skylux_160_CE_Electric.pdf?v=3667116872303399239 | <style type="text/css" id="isPasted"> <!--td { border: 1px solid #cccccc; } br { mso-data-placement: same-cell; } --> </style> <table border="1" cellpadding="0" cellspacing="0" dir="ltr" style="table-layout:fixed;font-size:10pt;font-family:Arial;border-collapse:collapse;border:none;"><tbody> <tr style="height:20px;"> <td style="overflow:hidden;padding:0px 3px 0px 3px;vertical-align:bottom;"></td> <td style="overflow:hidden;padding:0px 3px 0px 3px;vertical-align:bottom;"></td> <td style="overflow:hidden;padding:0px 3px 0px 3px;vertical-align:bottom;"></td> <td data-sheets-value='{"1":2,"2":"Ut-value"}' style="overflow:hidden;padding:0px 3px 0px 3px;vertical-align:bottom;font-weight:bold;text-align:center;">Ut-value</td> <td data-sheets-value='{"1":2,"2":"LT-value"}' style="overflow:hidden;padding:0px 3px 0px 3px;vertical-align:bottom;font-weight:bold;text-align:center;">LT-value</td> <td data-sheets-value='{"1":2,"2":"g-value"}' style="overflow:hidden;padding:0px 3px 0px 3px;vertical-align:bottom;font-weight:bold;text-align:center;">g-value</td> <td data-sheets-value='{"1":2,"2":"Rw-value "}' style="overflow:hidden;padding:0px 3px 0px 3px;vertical-align:bottom;font-weight:bold;text-align:center;">Rw-value </td> </tr> <tr style="height:20px;"> <td style="overflow:hidden;padding:0px 3px 0px 3px;vertical-align:bottom;"></td> <td style="overflow:hidden;padding:0px 3px 0px 3px;vertical-align:bottom;"></td> <td style="overflow:hidden;padding:0px 3px 0px 3px;vertical-align:bottom;"></td> <td data-sheets-numberformat='{"1":2,"2":"0.00","3":1}' data-sheets-value='{"1":2,"2":"EN 1873 : 2014"}' style="overflow:hidden;padding:0px 3px 0px 3px;vertical-align:bottom;text-align:center;">EN 1873 : 2014</td> <td data-sheets-numberformat='{"1":2,"2":"0","3":1}' data-sheets-value='{"1":2,"2":"EN ISO 13468 EN 16153 EN 410"}' style="overflow:hidden;padding:0px 3px 0px 3px;vertical-align:bottom;text-align:center;">EN ISO 13468 EN 16153 EN 410</td> <td data-sheets-numberformat='{"1":2,"2":"0","3":1}' data-sheets-value='{"1":2,"2":"EN 410"}' style="overflow:hidden;padding:0px 3px 0px 3px;vertical-align:bottom;text-align:center;">EN 410</td> <td data-sheets-value='{"1":2,"2":"EN ISO 140-3\t\t"}' style="overflow:hidden;padding:0px 3px 0px 3px;vertical-align:bottom;text-align:center;">EN ISO 140-3 </td> </tr> <tr style="height:20px;"> <td data-sheets-value='{"1":2,"2":"Material"}' style="border-bottom:1px solid #000000;overflow:hidden;padding:0px 3px 0px 3px;vertical-align:bottom;background-color:#000000;font-weight:bold;color:#ffffff;">Material</td> <td data-sheets-value='{"1":2,"2":"Walls"}' style="border-bottom:1px solid #000000;overflow:hidden;padding:0px 3px 0px 3px;vertical-align:bottom;background-color:#000000;font-weight:bold;color:#ffffff;">Walls</td> <td data-sheets-value='{"1":2,"2":"Shells"}' style="border-bottom:1px solid #000000;overflow:hidden;padding:0px 3px 0px 3px;vertical-align:bottom;background-color:#000000;font-weight:bold;color:#ffffff;">Shells</td> <td data-sheets-numberformat='{"1":2,"2":"0.00","3":1}' data-sheets-value='{"1":2,"2":"(W/m²K)\t"}' style="border-bottom:1px solid #000000;overflow:hidden;padding:0px 3px 0px 3px;vertical-align:bottom;background-color:#000000;font-weight:bold;color:#ffffff;text-align:center;">(W/m²K) </td> <td data-sheets-numberformat='{"1":2,"2":"0","3":1}' data-sheets-value='{"1":2,"2":"(%)"}' style="border-bottom:1px solid #000000;overflow:hidden;padding:0px 3px 0px 3px;vertical-align:bottom;background-color:#000000;font-weight:bold;color:#ffffff;text-align:center;">(%)</td> <td data-sheets-numberformat='{"1":2,"2":"0","3":1}' data-sheets-value='{"1":2,"2":"(%)"}' style="border-bottom:1px solid #000000;overflow:hidden;padding:0px 3px 0px 3px;vertical-align:bottom;background-color:#000000;font-weight:bold;color:#ffffff;text-align:center;">(%)</td> <td data-sheets-value='{"1":2,"2":"(dB)"}' style="border-bottom:1px solid #000000;overflow:hidden;padding:0px 3px 0px 3px;vertical-align:bottom;background-color:#000000;font-weight:bold;color:#ffffff;text-align:center;">(dB)</td> </tr> <tr style="height:20px;"> <td data-sheets-value='{"1":2,"2":"Acrylic"}' style="border-left:1px solid #000000;overflow:hidden;padding:0px 3px 0px 3px;vertical-align:bottom;font-weight:bold;">Acrylic</td> <td data-sheets-value='{"1":2,"2":"Single-walled"}' style="overflow:hidden;padding:0px 3px 0px 3px;vertical-align:bottom;font-weight:bold;">Single-walled</td> <td data-sheets-value='{"1":2,"2":"Clear (H)"}' style="border-right:1px solid #000000;overflow:hidden;padding:0px 3px 0px 3px;vertical-align:bottom;font-weight:bold;">Clear (H)</td> <td data-sheets-numberformat='{"1":2,"2":"0.00","3":1}' data-sheets-value='{"1":3,"3":5.17}' style="overflow:hidden;padding:0px 3px 0px 3px;vertical-align:bottom;text-align:center;">5.17</td> <td data-sheets-numberformat='{"1":2,"2":"0","3":1}' data-sheets-value='{"1":3,"3":90}' style="overflow:hidden;padding:0px 3px 0px 3px;vertical-align:bottom;text-align:center;">90</td> <td data-sheets-numberformat='{"1":2,"2":"0","3":1}' data-sheets-value='{"1":3,"3":87}' style="overflow:hidden;padding:0px 3px 0px 3px;vertical-align:bottom;text-align:center;">87</td> <td data-sheets-numberformat='{"1":2,"2":"0","3":1}' data-sheets-value='{"1":2,"2":"-"}' style="border-right:1px solid #000000;overflow:hidden;padding:0px 3px 0px 3px;vertical-align:bottom;text-align:center;">-</td> </tr> <tr style="height:20px;"> <td data-sheets-value='{"1":2,"2":"PMMA"}' style="border-left:1px solid #000000;overflow:hidden;padding:0px 3px 0px 3px;vertical-align:bottom;font-weight:bold;">PMMA</td> <td data-sheets-value='{"1":2,"2":"Single-walled"}' style="overflow:hidden;padding:0px 3px 0px 3px;vertical-align:bottom;font-weight:bold;">Single-walled</td> <td data-sheets-value='{"1":2,"2":"Opal (O)"}' style="border-right:1px solid #000000;overflow:hidden;padding:0px 3px 0px 3px;vertical-align:bottom;font-weight:bold;">Opal (O)</td> <td data-sheets-numberformat='{"1":2,"2":"0.00","3":1}' data-sheets-value='{"1":3,"3":5.17}' style="overflow:hidden;padding:0px 3px 0px 3px;vertical-align:bottom;text-align:center;">5.17</td> <td data-sheets-numberformat='{"1":2,"2":"0","3":1}' data-sheets-value='{"1":3,"3":83}' style="overflow:hidden;padding:0px 3px 0px 3px;vertical-align:bottom;text-align:center;">83</td> <td data-sheets-numberformat='{"1":2,"2":"0","3":1}' data-sheets-value='{"1":3,"3":76}' style="overflow:hidden;padding:0px 3px 0px 3px;vertical-align:bottom;text-align:center;">76</td> <td data-sheets-numberformat='{"1":2,"2":"0","3":1}' data-sheets-value='{"1":2,"2":"-"}' style="border-right:1px solid #000000;overflow:hidden;padding:0px 3px 0px 3px;vertical-align:bottom;text-align:center;">-</td> </tr> <tr style="height:20px;"> <td style="border-left:1px solid #000000;overflow:hidden;padding:0px 3px 0px 3px;vertical-align:bottom;font-weight:bold;"></td> <td data-sheets-value='{"1":2,"2":"Double-walled"}' style="overflow:hidden;padding:0px 3px 0px 3px;vertical-align:bottom;font-weight:bold;">Double-walled</td> <td data-sheets-value='{"1":2,"2":"Clear (H/H)"}' style="border-right:1px solid #000000;overflow:hidden;padding:0px 3px 0px 3px;vertical-align:bottom;font-weight:bold;">Clear (H/H)</td> <td data-sheets-numberformat='{"1":2,"2":"0.00","3":1}' data-sheets-value='{"1":3,"3":2.9}' style="overflow:hidden;padding:0px 3px 0px 3px;vertical-align:bottom;text-align:center;">2.90</td> <td data-sheets-numberformat='{"1":2,"2":"0","3":1}' data-sheets-value='{"1":3,"3":81}' style="overflow:hidden;padding:0px 3px 0px 3px;vertical-align:bottom;text-align:center;">81</td> <td data-sheets-numberformat='{"1":2,"2":"0","3":1}' data-sheets-value='{"1":3,"3":75}' style="overflow:hidden;padding:0px 3px 0px 3px;vertical-align:bottom;text-align:center;">75</td> <td data-sheets-numberformat='{"1":2,"2":"0","3":1}' data-sheets-value='{"1":3,"3":20}' style="border-right:1px solid #000000;overflow:hidden;padding:0px 3px 0px 3px;vertical-align:bottom;text-align:center;">20</td> </tr> <tr style="height:20px;"> <td style="border-left:1px solid #000000;overflow:hidden;padding:0px 3px 0px 3px;vertical-align:bottom;font-weight:bold;"></td> <td data-sheets-value='{"1":2,"2":"Double-walled"}' style="overflow:hidden;padding:0px 3px 0px 3px;vertical-align:bottom;font-weight:bold;">Double-walled</td> <td data-sheets-value='{"1":2,"2":"Opal (O/O)"}' style="border-right:1px solid #000000;overflow:hidden;padding:0px 3px 0px 3px;vertical-align:bottom;font-weight:bold;">Opal (O/O)</td> <td data-sheets-numberformat='{"1":2,"2":"0.00","3":1}' data-sheets-value='{"1":3,"3":2.9}' style="overflow:hidden;padding:0px 3px 0px 3px;vertical-align:bottom;text-align:center;">2.90</td> <td data-sheets-numberformat='{"1":2,"2":"0","3":1}' data-sheets-value='{"1":3,"3":69}' style="overflow:hidden;padding:0px 3px 0px 3px;vertical-align:bottom;text-align:center;">69</td> <td data-sheets-numberformat='{"1":2,"2":"0","3":1}' data-sheets-value='{"1":3,"3":58}' style="overflow:hidden;padding:0px 3px 0px 3px;vertical-align:bottom;text-align:center;">58</td> <td data-sheets-numberformat='{"1":2,"2":"0","3":1}' data-sheets-value='{"1":3,"3":20}' style="border-right:1px solid #000000;overflow:hidden;padding:0px 3px 0px 3px;vertical-align:bottom;text-align:center;">20</td> </tr> <tr style="height:20px;"> <td style="border-left:1px solid #000000;overflow:hidden;padding:0px 3px 0px 3px;vertical-align:bottom;font-weight:bold;"></td> <td data-sheets-value='{"1":2,"2":"Triple-walled"}' style="overflow:hidden;padding:0px 3px 0px 3px;vertical-align:bottom;font-weight:bold;">Triple-walled</td> <td data-sheets-value='{"1":2,"2":"Clear (H/H/H)"}' style="border-right:1px solid #000000;overflow:hidden;padding:0px 3px 0px 3px;vertical-align:bottom;font-weight:bold;">Clear (H/H/H)</td> <td data-sheets-numberformat='{"1":2,"2":"0.00","3":1}' data-sheets-value='{"1":3,"3":1.7}' style="overflow:hidden;padding:0px 3px 0px 3px;vertical-align:bottom;text-align:center;">1.70</td> <td data-sheets-numberformat='{"1":2,"2":"0","3":1}' data-sheets-value='{"1":3,"3":73}' style="overflow:hidden;padding:0px 3px 0px 3px;vertical-align:bottom;text-align:center;">73</td> <td data-sheets-numberformat='{"1":2,"2":"0","3":1}' data-sheets-value='{"1":3,"3":65}' style="overflow:hidden;padding:0px 3px 0px 3px;vertical-align:bottom;text-align:center;">65</td> <td data-sheets-numberformat='{"1":2,"2":"0","3":1}' data-sheets-value='{"1":3,"3":22}' style="border-right:1px solid #000000;overflow:hidden;padding:0px 3px 0px 3px;vertical-align:bottom;text-align:center;">22</td> </tr> <tr style="height:20px;"> <td style="border-left:1px solid #000000;overflow:hidden;padding:0px 3px 0px 3px;vertical-align:bottom;font-weight:bold;"></td> <td data-sheets-value='{"1":2,"2":"Triple-walled"}' style="overflow:hidden;padding:0px 3px 0px 3px;vertical-align:bottom;font-weight:bold;">Triple-walled</td> <td data-sheets-value='{"1":2,"2":"Opal (O/H/O)"}' style="border-right:1px solid #000000;overflow:hidden;padding:0px 3px 0px 3px;vertical-align:bottom;font-weight:bold;">Opal (O/H/O)</td> <td data-sheets-numberformat='{"1":2,"2":"0.00","3":1}' data-sheets-value='{"1":3,"3":1.7}' style="overflow:hidden;padding:0px 3px 0px 3px;vertical-align:bottom;text-align:center;">1.70</td> <td data-sheets-numberformat='{"1":2,"2":"0","3":1}' data-sheets-value='{"1":3,"3":62}' style="overflow:hidden;padding:0px 3px 0px 3px;vertical-align:bottom;text-align:center;">62</td> <td data-sheets-numberformat='{"1":2,"2":"0","3":1}' data-sheets-value='{"1":3,"3":51}' style="overflow:hidden;padding:0px 3px 0px 3px;vertical-align:bottom;text-align:center;">51</td> <td data-sheets-numberformat='{"1":2,"2":"0","3":1}' data-sheets-value='{"1":3,"3":22}' style="border-right:1px solid #000000;overflow:hidden;padding:0px 3px 0px 3px;vertical-align:bottom;text-align:center;">22</td> </tr> <tr style="height:20px;"> <td style="border-left:1px solid #000000;overflow:hidden;padding:0px 3px 0px 3px;vertical-align:bottom;font-weight:bold;"></td> <td data-sheets-value='{"1":2,"2":"Four-walled"}' style="overflow:hidden;padding:0px 3px 0px 3px;vertical-align:bottom;font-weight:bold;">Four-walled</td> <td data-sheets-value='{"1":2,"2":"Clear (H/H/H/H)"}' style="border-right:1px solid #000000;overflow:hidden;padding:0px 3px 0px 3px;vertical-align:bottom;font-weight:bold;">Clear (H/H/H/H)</td> <td data-sheets-numberformat='{"1":2,"2":"0.00","3":1}' data-sheets-value='{"1":3,"3":1.28}' style="overflow:hidden;padding:0px 3px 0px 3px;vertical-align:bottom;text-align:center;">1.28</td> <td data-sheets-numberformat='{"1":2,"2":"0","3":1}' data-sheets-value='{"1":3,"3":64}' style="overflow:hidden;padding:0px 3px 0px 3px;vertical-align:bottom;text-align:center;">64</td> <td data-sheets-numberformat='{"1":2,"2":"0","3":1}' data-sheets-value='{"1":3,"3":54}' style="overflow:hidden;padding:0px 3px 0px 3px;vertical-align:bottom;text-align:center;">54</td> <td data-sheets-numberformat='{"1":2,"2":"0","3":1}' data-sheets-value='{"1":3,"3":23}' style="border-right:1px solid #000000;overflow:hidden;padding:0px 3px 0px 3px;vertical-align:bottom;text-align:center;">23</td> </tr> <tr style="height:20px;"> <td style="border-bottom:1px solid #000000;border-left:1px solid #000000;overflow:hidden;padding:0px 3px 0px 3px;vertical-align:bottom;"></td> <td data-sheets-value='{"1":2,"2":"Four-walled"}' style="border-bottom:1px solid #000000;overflow:hidden;padding:0px 3px 0px 3px;vertical-align:bottom;font-weight:bold;">Four-walled</td> <td data-sheets-value='{"1":2,"2":"Opal (H/H/O/H)"}' style="border-right:1px solid #000000;border-bottom:1px solid #000000;overflow:hidden;padding:0px 3px 0px 3px;vertical-align:bottom;font-weight:bold;">Opal (H/H/O/H)</td> <td data-sheets-numberformat='{"1":2,"2":"0.00","3":1}' data-sheets-value='{"1":3,"3":1.28}' style="border-bottom:1px solid #000000;overflow:hidden;padding:0px 3px 0px 3px;vertical-align:bottom;text-align:center;">1.28</td> <td data-sheets-numberformat='{"1":2,"2":"0","3":1}' data-sheets-value='{"1":3,"3":59}' style="border-bottom:1px solid #000000;overflow:hidden;padding:0px 3px 0px 3px;vertical-align:bottom;text-align:center;">59</td> <td data-sheets-numberformat='{"1":2,"2":"0","3":1}' data-sheets-value='{"1":3,"3":48}' style="border-bottom:1px solid #000000;overflow:hidden;padding:0px 3px 0px 3px;vertical-align:bottom;text-align:center;">48</td> <td data-sheets-numberformat='{"1":2,"2":"0","3":1}' data-sheets-value='{"1":3,"3":23}' style="border-right:1px solid #000000;border-bottom:1px solid #000000;overflow:hidden;padding:0px 3px 0px 3px;vertical-align:bottom;text-align:center;">23</td> </tr> <tr style="height:20px;"> <td data-sheets-value='{"1":2,"2":"Polycarbonate "}' style="border-left:1px solid #000000;overflow:hidden;padding:0px 3px 0px 3px;vertical-align:bottom;font-weight:bold;">Polycarbonate </td> <td data-sheets-value='{"1":2,"2":"Single-walled"}' style="overflow:hidden;padding:0px 3px 0px 3px;vertical-align:bottom;font-weight:bold;">Single-walled</td> <td data-sheets-value='{"1":2,"2":"Clear (A)"}' style="border-right:1px solid #000000;overflow:hidden;padding:0px 3px 0px 3px;vertical-align:bottom;font-weight:bold;">Clear (A)</td> <td data-sheets-numberformat='{"1":2,"2":"0.00","3":1}' data-sheets-value='{"1":3,"3":5.17}' style="overflow:hidden;padding:0px 3px 0px 3px;vertical-align:bottom;text-align:center;">5.17</td> <td data-sheets-numberformat='{"1":2,"2":"0","3":1}' data-sheets-value='{"1":3,"3":88}' style="overflow:hidden;padding:0px 3px 0px 3px;vertical-align:bottom;text-align:center;">88</td> <td data-sheets-numberformat='{"1":2,"2":"0","3":1}' data-sheets-value='{"1":3,"3":83}' style="overflow:hidden;padding:0px 3px 0px 3px;vertical-align:bottom;text-align:center;">83</td> <td data-sheets-numberformat='{"1":2,"2":"0","3":1}' data-sheets-value='{"1":2,"2":"-"}' style="border-right:1px solid #000000;overflow:hidden;padding:0px 3px 0px 3px;vertical-align:bottom;text-align:center;">-</td> </tr> <tr style="height:20px;"> <td data-sheets-value='{"1":2,"2":"PC"}' style="border-left:1px solid #000000;overflow:hidden;padding:0px 3px 0px 3px;vertical-align:bottom;font-weight:bold;">PC</td> <td data-sheets-value='{"1":2,"2":"Single-walled"}' style="overflow:hidden;padding:0px 3px 0px 3px;vertical-align:bottom;font-weight:bold;">Single-walled</td> <td data-sheets-value='{"1":2,"2":"Opal (D)"}' style="border-right:1px solid #000000;overflow:hidden;padding:0px 3px 0px 3px;vertical-align:bottom;font-weight:bold;">Opal (D)</td> <td data-sheets-numberformat='{"1":2,"2":"0.00","3":1}' data-sheets-value='{"1":3,"3":5.17}' style="overflow:hidden;padding:0px 3px 0px 3px;vertical-align:bottom;text-align:center;">5.17</td> <td data-sheets-numberformat='{"1":2,"2":"0","3":1}' data-sheets-value='{"1":3,"3":58}' style="overflow:hidden;padding:0px 3px 0px 3px;vertical-align:bottom;text-align:center;">58</td> <td data-sheets-numberformat='{"1":2,"2":"0","3":1}' data-sheets-value='{"1":3,"3":60}' style="overflow:hidden;padding:0px 3px 0px 3px;vertical-align:bottom;text-align:center;">60</td> <td data-sheets-numberformat='{"1":2,"2":"0","3":1}' data-sheets-value='{"1":2,"2":"-"}' style="border-right:1px solid #000000;overflow:hidden;padding:0px 3px 0px 3px;vertical-align:bottom;text-align:center;">-</td> </tr> <tr style="height:20px;"> <td style="border-left:1px solid #000000;overflow:hidden;padding:0px 3px 0px 3px;vertical-align:bottom;font-weight:bold;"></td> <td data-sheets-value='{"1":2,"2":"Double-walled"}' style="overflow:hidden;padding:0px 3px 0px 3px;vertical-align:bottom;font-weight:bold;">Double-walled</td> <td data-sheets-value='{"1":2,"2":"Clear (A/H)"}' style="border-right:1px solid #000000;overflow:hidden;padding:0px 3px 0px 3px;vertical-align:bottom;font-weight:bold;">Clear (A/H)</td> <td data-sheets-numberformat='{"1":2,"2":"0.00","3":1}' data-sheets-value='{"1":3,"3":2.9}' style="overflow:hidden;padding:0px 3px 0px 3px;vertical-align:bottom;text-align:center;">2.90</td> <td data-sheets-numberformat='{"1":2,"2":"0","3":1}' data-sheets-value='{"1":3,"3":79}' style="overflow:hidden;padding:0px 3px 0px 3px;vertical-align:bottom;text-align:center;">79</td> <td data-sheets-numberformat='{"1":2,"2":"0","3":1}' data-sheets-value='{"1":3,"3":72}' style="overflow:hidden;padding:0px 3px 0px 3px;vertical-align:bottom;text-align:center;">72</td> <td data-sheets-numberformat='{"1":2,"2":"0","3":1}' data-sheets-value='{"1":3,"3":20}' style="border-right:1px solid #000000;overflow:hidden;padding:0px 3px 0px 3px;vertical-align:bottom;text-align:center;">20</td> </tr> <tr style="height:20px;"> <td style="border-left:1px solid #000000;overflow:hidden;padding:0px 3px 0px 3px;vertical-align:bottom;font-weight:bold;"></td> <td data-sheets-value='{"1":2,"2":"Double-walled"}' style="overflow:hidden;padding:0px 3px 0px 3px;vertical-align:bottom;font-weight:bold;">Double-walled</td> <td data-sheets-value='{"1":2,"2":"Clear (A/A)"}' style="border-right:1px solid #000000;overflow:hidden;padding:0px 3px 0px 3px;vertical-align:bottom;font-weight:bold;">Clear (A/A)</td> <td data-sheets-numberformat='{"1":2,"2":"0.00","3":1}' data-sheets-value='{"1":3,"3":2.9}' style="overflow:hidden;padding:0px 3px 0px 3px;vertical-align:bottom;text-align:center;">2.90</td> <td data-sheets-numberformat='{"1":2,"2":"0","3":1}' data-sheets-value='{"1":3,"3":77}' style="overflow:hidden;padding:0px 3px 0px 3px;vertical-align:bottom;text-align:center;">77</td> <td data-sheets-numberformat='{"1":2,"2":"0","3":1}' data-sheets-value='{"1":3,"3":69}' style="overflow:hidden;padding:0px 3px 0px 3px;vertical-align:bottom;text-align:center;">69</td> <td data-sheets-numberformat='{"1":2,"2":"0","3":1}' data-sheets-value='{"1":3,"3":20}' style="border-right:1px solid #000000;overflow:hidden;padding:0px 3px 0px 3px;vertical-align:bottom;text-align:center;">20</td> </tr> <tr style="height:20px;"> <td style="border-left:1px solid #000000;overflow:hidden;padding:0px 3px 0px 3px;vertical-align:bottom;font-weight:bold;"></td> <td data-sheets-value='{"1":2,"2":"Double-walled"}' style="overflow:hidden;padding:0px 3px 0px 3px;vertical-align:bottom;font-weight:bold;">Double-walled</td> <td data-sheets-value='{"1":2,"2":"Opal (A/O)"}' style="border-right:1px solid #000000;overflow:hidden;padding:0px 3px 0px 3px;vertical-align:bottom;font-weight:bold;">Opal (A/O)</td> <td data-sheets-numberformat='{"1":2,"2":"0.00","3":1}' data-sheets-value='{"1":3,"3":2.9}' style="overflow:hidden;padding:0px 3px 0px 3px;vertical-align:bottom;text-align:center;">2.90</td> <td data-sheets-numberformat='{"1":2,"2":"0","3":1}' data-sheets-value='{"1":3,"3":73}' style="overflow:hidden;padding:0px 3px 0px 3px;vertical-align:bottom;text-align:center;">73</td> <td data-sheets-numberformat='{"1":2,"2":"0","3":1}' data-sheets-value='{"1":3,"3":63}' style="overflow:hidden;padding:0px 3px 0px 3px;vertical-align:bottom;text-align:center;">63</td> <td data-sheets-numberformat='{"1":2,"2":"0","3":1}' data-sheets-value='{"1":3,"3":20}' style="border-right:1px solid #000000;overflow:hidden;padding:0px 3px 0px 3px;vertical-align:bottom;text-align:center;">20</td> </tr> <tr style="height:20px;"> <td style="border-left:1px solid #000000;overflow:hidden;padding:0px 3px 0px 3px;vertical-align:bottom;font-weight:bold;"></td> <td data-sheets-value='{"1":2,"2":"Double-walled"}' style="overflow:hidden;padding:0px 3px 0px 3px;vertical-align:bottom;font-weight:bold;">Double-walled</td> <td data-sheets-value='{"1":2,"2":"Opal (A/D)"}' style="border-right:1px solid #000000;overflow:hidden;padding:0px 3px 0px 3px;vertical-align:bottom;font-weight:bold;">Opal (A/D)</td> <td data-sheets-numberformat='{"1":2,"2":"0.00","3":1}' data-sheets-value='{"1":3,"3":2.9}' style="overflow:hidden;padding:0px 3px 0px 3px;vertical-align:bottom;text-align:center;">2.90</td> <td data-sheets-numberformat='{"1":2,"2":"0","3":1}' data-sheets-value='{"1":3,"3":51}' style="overflow:hidden;padding:0px 3px 0px 3px;vertical-align:bottom;text-align:center;">51</td> <td data-sheets-numberformat='{"1":2,"2":"0","3":1}' data-sheets-value='{"1":3,"3":50}' style="overflow:hidden;padding:0px 3px 0px 3px;vertical-align:bottom;text-align:center;">50</td> <td data-sheets-numberformat='{"1":2,"2":"0","3":1}' data-sheets-value='{"1":3,"3":20}' style="border-right:1px solid #000000;overflow:hidden;padding:0px 3px 0px 3px;vertical-align:bottom;text-align:center;">20</td> </tr> <tr style="height:20px;"> <td style="border-left:1px solid #000000;overflow:hidden;padding:0px 3px 0px 3px;vertical-align:bottom;font-weight:bold;"></td> <td data-sheets-value='{"1":2,"2":"Triple-walled"}' style="overflow:hidden;padding:0px 3px 0px 3px;vertical-align:bottom;font-weight:bold;">Triple-walled</td> <td data-sheets-value='{"1":2,"2":"Clear (A/H/H)"}' style="border-right:1px solid #000000;overflow:hidden;padding:0px 3px 0px 3px;vertical-align:bottom;font-weight:bold;">Clear (A/H/H)</td> <td data-sheets-numberformat='{"1":2,"2":"0.00","3":1}' data-sheets-value='{"1":3,"3":1.7}' style="overflow:hidden;padding:0px 3px 0px 3px;vertical-align:bottom;text-align:center;">1.70</td> <td data-sheets-numberformat='{"1":2,"2":"0","3":1}' data-sheets-value='{"1":3,"3":71}' style="overflow:hidden;padding:0px 3px 0px 3px;vertical-align:bottom;text-align:center;">71</td> <td data-sheets-numberformat='{"1":2,"2":"0","3":1}' data-sheets-value='{"1":3,"3":63}' style="overflow:hidden;padding:0px 3px 0px 3px;vertical-align:bottom;text-align:center;">63</td> <td data-sheets-numberformat='{"1":2,"2":"0","3":1}' data-sheets-value='{"1":3,"3":22}' style="border-right:1px solid #000000;overflow:hidden;padding:0px 3px 0px 3px;vertical-align:bottom;text-align:center;">22</td> </tr> <tr style="height:20px;"> <td style="border-left:1px solid #000000;overflow:hidden;padding:0px 3px 0px 3px;vertical-align:bottom;font-weight:bold;"></td> <td data-sheets-value='{"1":2,"2":"Triple-walled"}' style="overflow:hidden;padding:0px 3px 0px 3px;vertical-align:bottom;font-weight:bold;">Triple-walled</td> <td data-sheets-value='{"1":2,"2":"Opal (A/O/O)"}' style="border-right:1px solid #000000;overflow:hidden;padding:0px 3px 0px 3px;vertical-align:bottom;font-weight:bold;">Opal (A/O/O)</td> <td data-sheets-numberformat='{"1":2,"2":"0.00","3":1}' data-sheets-value='{"1":3,"3":1.7}' style="overflow:hidden;padding:0px 3px 0px 3px;vertical-align:bottom;text-align:center;">1.70</td> <td data-sheets-numberformat='{"1":2,"2":"0","3":1}' data-sheets-value='{"1":3,"3":61}' style="overflow:hidden;padding:0px 3px 0px 3px;vertical-align:bottom;text-align:center;">61</td> <td data-sheets-numberformat='{"1":2,"2":"0","3":1}' data-sheets-value='{"1":3,"3":48}' style="overflow:hidden;padding:0px 3px 0px 3px;vertical-align:bottom;text-align:center;">48</td> <td data-sheets-numberformat='{"1":2,"2":"0","3":1}' data-sheets-value='{"1":3,"3":22}' style="border-right:1px solid #000000;overflow:hidden;padding:0px 3px 0px 3px;vertical-align:bottom;text-align:center;">22</td> </tr> <tr style="height:20px;"> <td style="border-left:1px solid #000000;overflow:hidden;padding:0px 3px 0px 3px;vertical-align:bottom;font-weight:bold;"></td> <td data-sheets-value='{"1":2,"2":"Four-walled"}' style="overflow:hidden;padding:0px 3px 0px 3px;vertical-align:bottom;font-weight:bold;">Four-walled</td> <td data-sheets-value='{"1":2,"2":"Clear (A/H/H/H)"}' style="border-right:1px solid #000000;overflow:hidden;padding:0px 3px 0px 3px;vertical-align:bottom;font-weight:bold;">Clear (A/H/H/H)</td> <td data-sheets-numberformat='{"1":2,"2":"0.00","3":1}' data-sheets-value='{"1":3,"3":1.28}' style="overflow:hidden;padding:0px 3px 0px 3px;vertical-align:bottom;text-align:center;">1.28</td> <td data-sheets-numberformat='{"1":2,"2":"0","3":1}' data-sheets-value='{"1":3,"3":64}' style="overflow:hidden;padding:0px 3px 0px 3px;vertical-align:bottom;text-align:center;">64</td> <td data-sheets-numberformat='{"1":2,"2":"0","3":1}' data-sheets-value='{"1":3,"3":52}' style="overflow:hidden;padding:0px 3px 0px 3px;vertical-align:bottom;text-align:center;">52</td> <td data-sheets-numberformat='{"1":2,"2":"0","3":1}' data-sheets-value='{"1":3,"3":23}' style="border-right:1px solid #000000;overflow:hidden;padding:0px 3px 0px 3px;vertical-align:bottom;text-align:center;">23</td> </tr> <tr style="height:20px;"> <td style="border-bottom:1px solid #000000;border-left:1px solid #000000;overflow:hidden;padding:0px 3px 0px 3px;vertical-align:bottom;"></td> <td data-sheets-value='{"1":2,"2":"Four-walled"}' style="border-bottom:1px solid #000000;overflow:hidden;padding:0px 3px 0px 3px;vertical-align:bottom;font-weight:bold;">Four-walled</td> <td data-sheets-value='{"1":2,"2":"Opal (A/H/O/H)"}' style="border-right:1px solid #000000;border-bottom:1px solid #000000;overflow:hidden;padding:0px 3px 0px 3px;vertical-align:bottom;font-weight:bold;">Opal (A/H/O/H)</td> <td data-sheets-numberformat='{"1":2,"2":"0.00","3":1}' data-sheets-value='{"1":3,"3":1.28}' style="border-bottom:1px solid #000000;overflow:hidden;padding:0px 3px 0px 3px;vertical-align:bottom;text-align:center;">1.28</td> <td data-sheets-numberformat='{"1":2,"2":"0","3":1}' data-sheets-value='{"1":3,"3":59}' style="border-bottom:1px solid #000000;overflow:hidden;padding:0px 3px 0px 3px;vertical-align:bottom;text-align:center;">59</td> <td data-sheets-numberformat='{"1":2,"2":"0","3":1}' data-sheets-value='{"1":3,"3":46}' style="border-bottom:1px solid #000000;overflow:hidden;padding:0px 3px 0px 3px;vertical-align:bottom;text-align:center;">46</td> <td data-sheets-numberformat='{"1":2,"2":"0","3":1}' data-sheets-value='{"1":3,"3":23}' style="border-right:1px solid #000000;border-bottom:1px solid #000000;overflow:hidden;padding:0px 3px 0px 3px;vertical-align:bottom;text-align:center;">23</td> </tr> <tr style="height:20px;"> <td data-sheets-value='{"1":2,"2":"Polycarbonate"}' style="border-left:1px solid #000000;overflow:hidden;padding:0px 3px 0px 3px;vertical-align:bottom;font-weight:bold;">Polycarbonate</td> <td data-sheets-value='{"1":2,"2":"Single-walled"}' style="overflow:hidden;padding:0px 3px 0px 3px;vertical-align:bottom;font-weight:bold;">Single-walled</td> <td data-sheets-value='{"1":2,"2":"Heatstop Opal (T)"}' style="border-right:1px solid #000000;overflow:hidden;padding:0px 3px 0px 3px;vertical-align:bottom;font-weight:bold;">Heatstop Opal (T)</td> <td data-sheets-numberformat='{"1":2,"2":"0.00","3":1}' data-sheets-value='{"1":3,"3":5.17}' style="overflow:hidden;padding:0px 3px 0px 3px;vertical-align:bottom;text-align:center;">5.17</td> <td data-sheets-numberformat='{"1":2,"2":"0","3":1}' data-sheets-value='{"1":3,"3":49}' style="overflow:hidden;padding:0px 3px 0px 3px;vertical-align:bottom;text-align:center;">49</td> <td data-sheets-numberformat='{"1":2,"2":"0","3":1}' data-sheets-value='{"1":3,"3":59}' style="overflow:hidden;padding:0px 3px 0px 3px;vertical-align:bottom;text-align:center;">59</td> <td data-sheets-numberformat='{"1":2,"2":"0","3":1}' data-sheets-value='{"1":2,"2":"-"}' style="border-right:1px solid #000000;overflow:hidden;padding:0px 3px 0px 3px;vertical-align:bottom;text-align:center;">-</td> </tr> <tr style="height:20px;"> <td data-sheets-value='{"1":2,"2":"Heatstop PC"}' style="border-left:1px solid #000000;overflow:hidden;padding:0px 3px 0px 3px;vertical-align:bottom;font-weight:bold;">Heatstop PC</td> <td data-sheets-value='{"1":2,"2":"Double-walled"}' style="overflow:hidden;padding:0px 3px 0px 3px;vertical-align:bottom;font-weight:bold;">Double-walled</td> <td data-sheets-value='{"1":2,"2":"Clear (T/H)"}' style="border-right:1px solid #000000;overflow:hidden;padding:0px 3px 0px 3px;vertical-align:bottom;font-weight:bold;">Clear (T/H)</td> <td data-sheets-numberformat='{"1":2,"2":"0.00","3":1}' data-sheets-value='{"1":3,"3":2.9}' style="overflow:hidden;padding:0px 3px 0px 3px;vertical-align:bottom;text-align:center;">2.90</td> <td data-sheets-numberformat='{"1":2,"2":"0","3":1}' data-sheets-value='{"1":3,"3":44}' style="overflow:hidden;padding:0px 3px 0px 3px;vertical-align:bottom;text-align:center;">44</td> <td data-sheets-numberformat='{"1":2,"2":"0","3":1}' data-sheets-value='{"1":3,"3":51}' style="overflow:hidden;padding:0px 3px 0px 3px;vertical-align:bottom;text-align:center;">51</td> <td data-sheets-numberformat='{"1":2,"2":"0","3":1}' data-sheets-value='{"1":3,"3":20}' style="border-right:1px solid #000000;overflow:hidden;padding:0px 3px 0px 3px;vertical-align:bottom;text-align:center;">20</td> </tr> <tr style="height:20px;"> <td style="border-left:1px solid #000000;overflow:hidden;padding:0px 3px 0px 3px;vertical-align:bottom;font-weight:bold;"></td> <td data-sheets-value='{"1":2,"2":"Double-walled"}' style="overflow:hidden;padding:0px 3px 0px 3px;vertical-align:bottom;font-weight:bold;">Double-walled</td> <td data-sheets-value='{"1":2,"2":"Opal (T/O)"}' style="border-right:1px solid #000000;overflow:hidden;padding:0px 3px 0px 3px;vertical-align:bottom;font-weight:bold;">Opal (T/O)</td> <td data-sheets-numberformat='{"1":2,"2":"0.00","3":1}' data-sheets-value='{"1":3,"3":2.9}' style="overflow:hidden;padding:0px 3px 0px 3px;vertical-align:bottom;text-align:center;">2.90</td> <td data-sheets-numberformat='{"1":2,"2":"0","3":1}' data-sheets-value='{"1":3,"3":41}' style="overflow:hidden;padding:0px 3px 0px 3px;vertical-align:bottom;text-align:center;">41</td> <td data-sheets-numberformat='{"1":2,"2":"0","3":1}' data-sheets-value='{"1":3,"3":45}' style="overflow:hidden;padding:0px 3px 0px 3px;vertical-align:bottom;text-align:center;">45</td> <td data-sheets-numberformat='{"1":2,"2":"0","3":1}' data-sheets-value='{"1":3,"3":20}' style="border-right:1px solid #000000;overflow:hidden;padding:0px 3px 0px 3px;vertical-align:bottom;text-align:center;">20</td> </tr> <tr style="height:20px;"> <td style="border-left:1px solid #000000;overflow:hidden;padding:0px 3px 0px 3px;vertical-align:bottom;font-weight:bold;"></td> <td data-sheets-value='{"1":2,"2":"Triple-walled"}' style="overflow:hidden; | skylux-160-ce-met-koepel-en-pvc-opstand-30-20-met-lm-motor-0700-x-1000-mm | 8586029924685 | 46872347771213
Smoke and heat exhaust (SHEV) | SHE system | Skylux | Skylux 160° CE with skylight and PVC curb 30/20 with LM-actuator 0700 x 1300 mm |  | 28835 | 5412970288350 | 3604.6 | Yes | 30-45 | 64.46 | 700 x 1300 mm | 1300 | 700 |  | PVC 30/20 (30 cm high & roof opening = 20 cm larger than daylight size) | Rectangular | 5.17 W/m²K - 1.28 W/m²K | 87% - 32% | 90% - 32% | 20dB - 23dB | 160° CE (for industry) | skylight | without spoiler | E | Single actuator | Maximum four-walled skylight possible for this product | Ut-value LT-value g-value Rw-value EN 1873 : 2014 EN ISO 13468 EN 16153 EN 410 EN 410 EN ISO 140-3 Material Walls Shells (W/m²K) (%) (%) (dB) Acrylic Single-walled Clear (H) 5.17 90 87 - PMMA Single-walled Opal (O) 5.17 83 76 - Double-walled Clear (H/H) 2.90 81 75 20 Double-walled Opal (O/O) 2.90 69 58 20 Triple-walled Clear (H/H/H) 1.70 73 65 22 Triple-walled Opal (O/H/O) 1.70 62 51 22 Four-walled Clear (H/H/H/H) 1.28 64 54 23 Four-walled Opal (H/H/O/H) 1.28 59 48 23 Polycarbonate Single-walled Clear (A) 5.17 88 83 - PC Single-walled Opal (D) 5.17 58 60 - Double-walled Clear (A/H) 2.90 79 72 20 Double-walled Clear (A/A) 2.90 77 69 20 Double-walled Opal (A/O) 2.90 73 63 20 Double-walled Opal (A/D) 2.90 51 50 20 Triple-walled Clear (A/H/H) 1.70 71 63 22 Triple-walled Opal (A/O/O) 1.70 61 48 22 Four-walled Clear (A/H/H/H) 1.28 64 52 23 Four-walled Opal (A/H/O/H) 1.28 59 46 23 Polycarbonate Single-walled Heatstop Opal (T) 5.17 49 59 - Heatstop PC Double-walled Clear (T/H) 2.90 44 51 20 Double-walled Opal (T/O) 2.90 41 45 20 Triple-walled Clear (T/H/H) 1.70 40 <td data-sheets-numberformat='{"1":2,"2":"0","3":1}' data-sheets-value='{"1":3,"3":44}' style="overflow:hidden;paddin | https://skylux.eu/en/products/skylux-160-ce-met-koepel-en-pvc-opstand-30-20-met-lm-motor-0700-x-1300-mm | https://skylux.eu/cdn/shop/files/Skylux-160deg-CE-met-koepel-en-pvc-opstand-3020-met-LM-motor-0700-x-1300-mm-RWA-systeem.jpg?v=1702980367&width=1600 | https://skylux.eu/cdn/shop/files/e5a82811-1bb0-48e4-a776-cacb59c7c092_81c88d80-19f5-4b82-98b1-28abdd646ef9.jpg?v=1688551115&width=1600 | //skylux.eu/cdn/shop/files/E_MH_Mounting_instructions_Skylux_160_CE_LM.pdf?v=12406716259046007223 | //skylux.eu/cdn/shop/files/E_TD_Technical_File_Skylux_Skylux_160_CE_Electric.pdf?v=3667116872303399239 | <style type="text/css" id="isPasted"> <!--td { border: 1px solid #cccccc; } br { mso-data-placement: same-cell; } --> </style> <table border="1" cellpadding="0" cellspacing="0" dir="ltr" style="table-layout:fixed;font-size:10pt;font-family:Arial;border-collapse:collapse;border:none;"><tbody> <tr style="height:20px;"> <td style="overflow:hidden;padding:0px 3px 0px 3px;vertical-align:bottom;"></td> <td style="overflow:hidden;padding:0px 3px 0px 3px;vertical-align:bottom;"></td> <td style="overflow:hidden;padding:0px 3px 0px 3px;vertical-align:bottom;"></td> <td data-sheets-value='{"1":2,"2":"Ut-value"}' style="overflow:hidden;padding:0px 3px 0px 3px;vertical-align:bottom;font-weight:bold;text-align:center;">Ut-value</td> <td data-sheets-value='{"1":2,"2":"LT-value"}' style="overflow:hidden;padding:0px 3px 0px 3px;vertical-align:bottom;font-weight:bold;text-align:center;">LT-value</td> <td data-sheets-value='{"1":2,"2":"g-value"}' style="overflow:hidden;padding:0px 3px 0px 3px;vertical-align:bottom;font-weight:bold;text-align:center;">g-value</td> <td data-sheets-value='{"1":2,"2":"Rw-value "}' style="overflow:hidden;padding:0px 3px 0px 3px;vertical-align:bottom;font-weight:bold;text-align:center;">Rw-value </td> </tr> <tr style="height:20px;"> <td style="overflow:hidden;padding:0px 3px 0px 3px;vertical-align:bottom;"></td> <td style="overflow:hidden;padding:0px 3px 0px 3px;vertical-align:bottom;"></td> <td style="overflow:hidden;padding:0px 3px 0px 3px;vertical-align:bottom;"></td> <td data-sheets-numberformat='{"1":2,"2":"0.00","3":1}' data-sheets-value='{"1":2,"2":"EN 1873 : 2014"}' style="overflow:hidden;padding:0px 3px 0px 3px;vertical-align:bottom;text-align:center;">EN 1873 : 2014</td> <td data-sheets-numberformat='{"1":2,"2":"0","3":1}' data-sheets-value='{"1":2,"2":"EN ISO 13468 EN 16153 EN 410"}' style="overflow:hidden;padding:0px 3px 0px 3px;vertical-align:bottom;text-align:center;">EN ISO 13468 EN 16153 EN 410</td> <td data-sheets-numberformat='{"1":2,"2":"0","3":1}' data-sheets-value='{"1":2,"2":"EN 410"}' style="overflow:hidden;padding:0px 3px 0px 3px;vertical-align:bottom;text-align:center;">EN 410</td> <td data-sheets-value='{"1":2,"2":"EN ISO 140-3\t\t"}' style="overflow:hidden;padding:0px 3px 0px 3px;vertical-align:bottom;text-align:center;">EN ISO 140-3 </td> </tr> <tr style="height:20px;"> <td data-sheets-value='{"1":2,"2":"Material"}' style="border-bottom:1px solid #000000;overflow:hidden;padding:0px 3px 0px 3px;vertical-align:bottom;background-color:#000000;font-weight:bold;color:#ffffff;">Material</td> <td data-sheets-value='{"1":2,"2":"Walls"}' style="border-bottom:1px solid #000000;overflow:hidden;padding:0px 3px 0px 3px;vertical-align:bottom;background-color:#000000;font-weight:bold;color:#ffffff;">Walls</td> <td data-sheets-value='{"1":2,"2":"Shells"}' style="border-bottom:1px solid #000000;overflow:hidden;padding:0px 3px 0px 3px;vertical-align:bottom;background-color:#000000;font-weight:bold;color:#ffffff;">Shells</td> <td data-sheets-numberformat='{"1":2,"2":"0.00","3":1}' data-sheets-value='{"1":2,"2":"(W/m²K)\t"}' style="border-bottom:1px solid #000000;overflow:hidden;padding:0px 3px 0px 3px;vertical-align:bottom;background-color:#000000;font-weight:bold;color:#ffffff;text-align:center;">(W/m²K) </td> <td data-sheets-numberformat='{"1":2,"2":"0","3":1}' data-sheets-value='{"1":2,"2":"(%)"}' style="border-bottom:1px solid #000000;overflow:hidden;padding:0px 3px 0px 3px;vertical-align:bottom;background-color:#000000;font-weight:bold;color:#ffffff;text-align:center;">(%)</td> <td data-sheets-numberformat='{"1":2,"2":"0","3":1}' data-sheets-value='{"1":2,"2":"(%)"}' style="border-bottom:1px solid #000000;overflow:hidden;padding:0px 3px 0px 3px;vertical-align:bottom;background-color:#000000;font-weight:bold;color:#ffffff;text-align:center;">(%)</td> <td data-sheets-value='{"1":2,"2":"(dB)"}' style="border-bottom:1px solid #000000;overflow:hidden;padding:0px 3px 0px 3px;vertical-align:bottom;background-color:#000000;font-weight:bold;color:#ffffff;text-align:center;">(dB)</td> </tr> <tr style="height:20px;"> <td data-sheets-value='{"1":2,"2":"Acrylic"}' style="border-left:1px solid #000000;overflow:hidden;padding:0px 3px 0px 3px;vertical-align:bottom;font-weight:bold;">Acrylic</td> <td data-sheets-value='{"1":2,"2":"Single-walled"}' style="overflow:hidden;padding:0px 3px 0px 3px;vertical-align:bottom;font-weight:bold;">Single-walled</td> <td data-sheets-value='{"1":2,"2":"Clear (H)"}' style="border-right:1px solid #000000;overflow:hidden;padding:0px 3px 0px 3px;vertical-align:bottom;font-weight:bold;">Clear (H)</td> <td data-sheets-numberformat='{"1":2,"2":"0.00","3":1}' data-sheets-value='{"1":3,"3":5.17}' style="overflow:hidden;padding:0px 3px 0px 3px;vertical-align:bottom;text-align:center;">5.17</td> <td data-sheets-numberformat='{"1":2,"2":"0","3":1}' data-sheets-value='{"1":3,"3":90}' style="overflow:hidden;padding:0px 3px 0px 3px;vertical-align:bottom;text-align:center;">90</td> <td data-sheets-numberformat='{"1":2,"2":"0","3":1}' data-sheets-value='{"1":3,"3":87}' style="overflow:hidden;padding:0px 3px 0px 3px;vertical-align:bottom;text-align:center;">87</td> <td data-sheets-numberformat='{"1":2,"2":"0","3":1}' data-sheets-value='{"1":2,"2":"-"}' style="border-right:1px solid #000000;overflow:hidden;padding:0px 3px 0px 3px;vertical-align:bottom;text-align:center;">-</td> </tr> <tr style="height:20px;"> <td data-sheets-value='{"1":2,"2":"PMMA"}' style="border-left:1px solid #000000;overflow:hidden;padding:0px 3px 0px 3px;vertical-align:bottom;font-weight:bold;">PMMA</td> <td data-sheets-value='{"1":2,"2":"Single-walled"}' style="overflow:hidden;padding:0px 3px 0px 3px;vertical-align:bottom;font-weight:bold;">Single-walled</td> <td data-sheets-value='{"1":2,"2":"Opal (O)"}' style="border-right:1px solid #000000;overflow:hidden;padding:0px 3px 0px 3px;vertical-align:bottom;font-weight:bold;">Opal (O)</td> <td data-sheets-numberformat='{"1":2,"2":"0.00","3":1}' data-sheets-value='{"1":3,"3":5.17}' style="overflow:hidden;padding:0px 3px 0px 3px;vertical-align:bottom;text-align:center;">5.17</td> <td data-sheets-numberformat='{"1":2,"2":"0","3":1}' data-sheets-value='{"1":3,"3":83}' style="overflow:hidden;padding:0px 3px 0px 3px;vertical-align:bottom;text-align:center;">83</td> <td data-sheets-numberformat='{"1":2,"2":"0","3":1}' data-sheets-value='{"1":3,"3":76}' style="overflow:hidden;padding:0px 3px 0px 3px;vertical-align:bottom;text-align:center;">76</td> <td data-sheets-numberformat='{"1":2,"2":"0","3":1}' data-sheets-value='{"1":2,"2":"-"}' style="border-right:1px solid #000000;overflow:hidden;padding:0px 3px 0px 3px;vertical-align:bottom;text-align:center;">-</td> </tr> <tr style="height:20px;"> <td style="border-left:1px solid #000000;overflow:hidden;padding:0px 3px 0px 3px;vertical-align:bottom;font-weight:bold;"></td> <td data-sheets-value='{"1":2,"2":"Double-walled"}' style="overflow:hidden;padding:0px 3px 0px 3px;vertical-align:bottom;font-weight:bold;">Double-walled</td> <td data-sheets-value='{"1":2,"2":"Clear (H/H)"}' style="border-right:1px solid #000000;overflow:hidden;padding:0px 3px 0px 3px;vertical-align:bottom;font-weight:bold;">Clear (H/H)</td> <td data-sheets-numberformat='{"1":2,"2":"0.00","3":1}' data-sheets-value='{"1":3,"3":2.9}' style="overflow:hidden;padding:0px 3px 0px 3px;vertical-align:bottom;text-align:center;">2.90</td> <td data-sheets-numberformat='{"1":2,"2":"0","3":1}' data-sheets-value='{"1":3,"3":81}' style="overflow:hidden;padding:0px 3px 0px 3px;vertical-align:bottom;text-align:center;">81</td> <td data-sheets-numberformat='{"1":2,"2":"0","3":1}' data-sheets-value='{"1":3,"3":75}' style="overflow:hidden;padding:0px 3px 0px 3px;vertical-align:bottom;text-align:center;">75</td> <td data-sheets-numberformat='{"1":2,"2":"0","3":1}' data-sheets-value='{"1":3,"3":20}' style="border-right:1px solid #000000;overflow:hidden;padding:0px 3px 0px 3px;vertical-align:bottom;text-align:center;">20</td> </tr> <tr style="height:20px;"> <td style="border-left:1px solid #000000;overflow:hidden;padding:0px 3px 0px 3px;vertical-align:bottom;font-weight:bold;"></td> <td data-sheets-value='{"1":2,"2":"Double-walled"}' style="overflow:hidden;padding:0px 3px 0px 3px;vertical-align:bottom;font-weight:bold;">Double-walled</td> <td data-sheets-value='{"1":2,"2":"Opal (O/O)"}' style="border-right:1px solid #000000;overflow:hidden;padding:0px 3px 0px 3px;vertical-align:bottom;font-weight:bold;">Opal (O/O)</td> <td data-sheets-numberformat='{"1":2,"2":"0.00","3":1}' data-sheets-value='{"1":3,"3":2.9}' style="overflow:hidden;padding:0px 3px 0px 3px;vertical-align:bottom;text-align:center;">2.90</td> <td data-sheets-numberformat='{"1":2,"2":"0","3":1}' data-sheets-value='{"1":3,"3":69}' style="overflow:hidden;padding:0px 3px 0px 3px;vertical-align:bottom;text-align:center;">69</td> <td data-sheets-numberformat='{"1":2,"2":"0","3":1}' data-sheets-value='{"1":3,"3":58}' style="overflow:hidden;padding:0px 3px 0px 3px;vertical-align:bottom;text-align:center;">58</td> <td data-sheets-numberformat='{"1":2,"2":"0","3":1}' data-sheets-value='{"1":3,"3":20}' style="border-right:1px solid #000000;overflow:hidden;padding:0px 3px 0px 3px;vertical-align:bottom;text-align:center;">20</td> </tr> <tr style="height:20px;"> <td style="border-left:1px solid #000000;overflow:hidden;padding:0px 3px 0px 3px;vertical-align:bottom;font-weight:bold;"></td> <td data-sheets-value='{"1":2,"2":"Triple-walled"}' style="overflow:hidden;padding:0px 3px 0px 3px;vertical-align:bottom;font-weight:bold;">Triple-walled</td> <td data-sheets-value='{"1":2,"2":"Clear (H/H/H)"}' style="border-right:1px solid #000000;overflow:hidden;padding:0px 3px 0px 3px;vertical-align:bottom;font-weight:bold;">Clear (H/H/H)</td> <td data-sheets-numberformat='{"1":2,"2":"0.00","3":1}' data-sheets-value='{"1":3,"3":1.7}' style="overflow:hidden;padding:0px 3px 0px 3px;vertical-align:bottom;text-align:center;">1.70</td> <td data-sheets-numberformat='{"1":2,"2":"0","3":1}' data-sheets-value='{"1":3,"3":73}' style="overflow:hidden;padding:0px 3px 0px 3px;vertical-align:bottom;text-align:center;">73</td> <td data-sheets-numberformat='{"1":2,"2":"0","3":1}' data-sheets-value='{"1":3,"3":65}' style="overflow:hidden;padding:0px 3px 0px 3px;vertical-align:bottom;text-align:center;">65</td> <td data-sheets-numberformat='{"1":2,"2":"0","3":1}' data-sheets-value='{"1":3,"3":22}' style="border-right:1px solid #000000;overflow:hidden;padding:0px 3px 0px 3px;vertical-align:bottom;text-align:center;">22</td> </tr> <tr style="height:20px;"> <td style="border-left:1px solid #000000;overflow:hidden;padding:0px 3px 0px 3px;vertical-align:bottom;font-weight:bold;"></td> <td data-sheets-value='{"1":2,"2":"Triple-walled"}' style="overflow:hidden;padding:0px 3px 0px 3px;vertical-align:bottom;font-weight:bold;">Triple-walled</td> <td data-sheets-value='{"1":2,"2":"Opal (O/H/O)"}' style="border-right:1px solid #000000;overflow:hidden;padding:0px 3px 0px 3px;vertical-align:bottom;font-weight:bold;">Opal (O/H/O)</td> <td data-sheets-numberformat='{"1":2,"2":"0.00","3":1}' data-sheets-value='{"1":3,"3":1.7}' style="overflow:hidden;padding:0px 3px 0px 3px;vertical-align:bottom;text-align:center;">1.70</td> <td data-sheets-numberformat='{"1":2,"2":"0","3":1}' data-sheets-value='{"1":3,"3":62}' style="overflow:hidden;padding:0px 3px 0px 3px;vertical-align:bottom;text-align:center;">62</td> <td data-sheets-numberformat='{"1":2,"2":"0","3":1}' data-sheets-value='{"1":3,"3":51}' style="overflow:hidden;padding:0px 3px 0px 3px;vertical-align:bottom;text-align:center;">51</td> <td data-sheets-numberformat='{"1":2,"2":"0","3":1}' data-sheets-value='{"1":3,"3":22}' style="border-right:1px solid #000000;overflow:hidden;padding:0px 3px 0px 3px;vertical-align:bottom;text-align:center;">22</td> </tr> <tr style="height:20px;"> <td style="border-left:1px solid #000000;overflow:hidden;padding:0px 3px 0px 3px;vertical-align:bottom;font-weight:bold;"></td> <td data-sheets-value='{"1":2,"2":"Four-walled"}' style="overflow:hidden;padding:0px 3px 0px 3px;vertical-align:bottom;font-weight:bold;">Four-walled</td> <td data-sheets-value='{"1":2,"2":"Clear (H/H/H/H)"}' style="border-right:1px solid #000000;overflow:hidden;padding:0px 3px 0px 3px;vertical-align:bottom;font-weight:bold;">Clear (H/H/H/H)</td> <td data-sheets-numberformat='{"1":2,"2":"0.00","3":1}' data-sheets-value='{"1":3,"3":1.28}' style="overflow:hidden;padding:0px 3px 0px 3px;vertical-align:bottom;text-align:center;">1.28</td> <td data-sheets-numberformat='{"1":2,"2":"0","3":1}' data-sheets-value='{"1":3,"3":64}' style="overflow:hidden;padding:0px 3px 0px 3px;vertical-align:bottom;text-align:center;">64</td> <td data-sheets-numberformat='{"1":2,"2":"0","3":1}' data-sheets-value='{"1":3,"3":54}' style="overflow:hidden;padding:0px 3px 0px 3px;vertical-align:bottom;text-align:center;">54</td> <td data-sheets-numberformat='{"1":2,"2":"0","3":1}' data-sheets-value='{"1":3,"3":23}' style="border-right:1px solid #000000;overflow:hidden;padding:0px 3px 0px 3px;vertical-align:bottom;text-align:center;">23</td> </tr> <tr style="height:20px;"> <td style="border-bottom:1px solid #000000;border-left:1px solid #000000;overflow:hidden;padding:0px 3px 0px 3px;vertical-align:bottom;"></td> <td data-sheets-value='{"1":2,"2":"Four-walled"}' style="border-bottom:1px solid #000000;overflow:hidden;padding:0px 3px 0px 3px;vertical-align:bottom;font-weight:bold;">Four-walled</td> <td data-sheets-value='{"1":2,"2":"Opal (H/H/O/H)"}' style="border-right:1px solid #000000;border-bottom:1px solid #000000;overflow:hidden;padding:0px 3px 0px 3px;vertical-align:bottom;font-weight:bold;">Opal (H/H/O/H)</td> <td data-sheets-numberformat='{"1":2,"2":"0.00","3":1}' data-sheets-value='{"1":3,"3":1.28}' style="border-bottom:1px solid #000000;overflow:hidden;padding:0px 3px 0px 3px;vertical-align:bottom;text-align:center;">1.28</td> <td data-sheets-numberformat='{"1":2,"2":"0","3":1}' data-sheets-value='{"1":3,"3":59}' style="border-bottom:1px solid #000000;overflow:hidden;padding:0px 3px 0px 3px;vertical-align:bottom;text-align:center;">59</td> <td data-sheets-numberformat='{"1":2,"2":"0","3":1}' data-sheets-value='{"1":3,"3":48}' style="border-bottom:1px solid #000000;overflow:hidden;padding:0px 3px 0px 3px;vertical-align:bottom;text-align:center;">48</td> <td data-sheets-numberformat='{"1":2,"2":"0","3":1}' data-sheets-value='{"1":3,"3":23}' style="border-right:1px solid #000000;border-bottom:1px solid #000000;overflow:hidden;padding:0px 3px 0px 3px;vertical-align:bottom;text-align:center;">23</td> </tr> <tr style="height:20px;"> <td data-sheets-value='{"1":2,"2":"Polycarbonate "}' style="border-left:1px solid #000000;overflow:hidden;padding:0px 3px 0px 3px;vertical-align:bottom;font-weight:bold;">Polycarbonate </td> <td data-sheets-value='{"1":2,"2":"Single-walled"}' style="overflow:hidden;padding:0px 3px 0px 3px;vertical-align:bottom;font-weight:bold;">Single-walled</td> <td data-sheets-value='{"1":2,"2":"Clear (A)"}' style="border-right:1px solid #000000;overflow:hidden;padding:0px 3px 0px 3px;vertical-align:bottom;font-weight:bold;">Clear (A)</td> <td data-sheets-numberformat='{"1":2,"2":"0.00","3":1}' data-sheets-value='{"1":3,"3":5.17}' style="overflow:hidden;padding:0px 3px 0px 3px;vertical-align:bottom;text-align:center;">5.17</td> <td data-sheets-numberformat='{"1":2,"2":"0","3":1}' data-sheets-value='{"1":3,"3":88}' style="overflow:hidden;padding:0px 3px 0px 3px;vertical-align:bottom;text-align:center;">88</td> <td data-sheets-numberformat='{"1":2,"2":"0","3":1}' data-sheets-value='{"1":3,"3":83}' style="overflow:hidden;padding:0px 3px 0px 3px;vertical-align:bottom;text-align:center;">83</td> <td data-sheets-numberformat='{"1":2,"2":"0","3":1}' data-sheets-value='{"1":2,"2":"-"}' style="border-right:1px solid #000000;overflow:hidden;padding:0px 3px 0px 3px;vertical-align:bottom;text-align:center;">-</td> </tr> <tr style="height:20px;"> <td data-sheets-value='{"1":2,"2":"PC"}' style="border-left:1px solid #000000;overflow:hidden;padding:0px 3px 0px 3px;vertical-align:bottom;font-weight:bold;">PC</td> <td data-sheets-value='{"1":2,"2":"Single-walled"}' style="overflow:hidden;padding:0px 3px 0px 3px;vertical-align:bottom;font-weight:bold;">Single-walled</td> <td data-sheets-value='{"1":2,"2":"Opal (D)"}' style="border-right:1px solid #000000;overflow:hidden;padding:0px 3px 0px 3px;vertical-align:bottom;font-weight:bold;">Opal (D)</td> <td data-sheets-numberformat='{"1":2,"2":"0.00","3":1}' data-sheets-value='{"1":3,"3":5.17}' style="overflow:hidden;padding:0px 3px 0px 3px;vertical-align:bottom;text-align:center;">5.17</td> <td data-sheets-numberformat='{"1":2,"2":"0","3":1}' data-sheets-value='{"1":3,"3":58}' style="overflow:hidden;padding:0px 3px 0px 3px;vertical-align:bottom;text-align:center;">58</td> <td data-sheets-numberformat='{"1":2,"2":"0","3":1}' data-sheets-value='{"1":3,"3":60}' style="overflow:hidden;padding:0px 3px 0px 3px;vertical-align:bottom;text-align:center;">60</td> <td data-sheets-numberformat='{"1":2,"2":"0","3":1}' data-sheets-value='{"1":2,"2":"-"}' style="border-right:1px solid #000000;overflow:hidden;padding:0px 3px 0px 3px;vertical-align:bottom;text-align:center;">-</td> </tr> <tr style="height:20px;"> <td style="border-left:1px solid #000000;overflow:hidden;padding:0px 3px 0px 3px;vertical-align:bottom;font-weight:bold;"></td> <td data-sheets-value='{"1":2,"2":"Double-walled"}' style="overflow:hidden;padding:0px 3px 0px 3px;vertical-align:bottom;font-weight:bold;">Double-walled</td> <td data-sheets-value='{"1":2,"2":"Clear (A/H)"}' style="border-right:1px solid #000000;overflow:hidden;padding:0px 3px 0px 3px;vertical-align:bottom;font-weight:bold;">Clear (A/H)</td> <td data-sheets-numberformat='{"1":2,"2":"0.00","3":1}' data-sheets-value='{"1":3,"3":2.9}' style="overflow:hidden;padding:0px 3px 0px 3px;vertical-align:bottom;text-align:center;">2.90</td> <td data-sheets-numberformat='{"1":2,"2":"0","3":1}' data-sheets-value='{"1":3,"3":79}' style="overflow:hidden;padding:0px 3px 0px 3px;vertical-align:bottom;text-align:center;">79</td> <td data-sheets-numberformat='{"1":2,"2":"0","3":1}' data-sheets-value='{"1":3,"3":72}' style="overflow:hidden;padding:0px 3px 0px 3px;vertical-align:bottom;text-align:center;">72</td> <td data-sheets-numberformat='{"1":2,"2":"0","3":1}' data-sheets-value='{"1":3,"3":20}' style="border-right:1px solid #000000;overflow:hidden;padding:0px 3px 0px 3px;vertical-align:bottom;text-align:center;">20</td> </tr> <tr style="height:20px;"> <td style="border-left:1px solid #000000;overflow:hidden;padding:0px 3px 0px 3px;vertical-align:bottom;font-weight:bold;"></td> <td data-sheets-value='{"1":2,"2":"Double-walled"}' style="overflow:hidden;padding:0px 3px 0px 3px;vertical-align:bottom;font-weight:bold;">Double-walled</td> <td data-sheets-value='{"1":2,"2":"Clear (A/A)"}' style="border-right:1px solid #000000;overflow:hidden;padding:0px 3px 0px 3px;vertical-align:bottom;font-weight:bold;">Clear (A/A)</td> <td data-sheets-numberformat='{"1":2,"2":"0.00","3":1}' data-sheets-value='{"1":3,"3":2.9}' style="overflow:hidden;padding:0px 3px 0px 3px;vertical-align:bottom;text-align:center;">2.90</td> <td data-sheets-numberformat='{"1":2,"2":"0","3":1}' data-sheets-value='{"1":3,"3":77}' style="overflow:hidden;padding:0px 3px 0px 3px;vertical-align:bottom;text-align:center;">77</td> <td data-sheets-numberformat='{"1":2,"2":"0","3":1}' data-sheets-value='{"1":3,"3":69}' style="overflow:hidden;padding:0px 3px 0px 3px;vertical-align:bottom;text-align:center;">69</td> <td data-sheets-numberformat='{"1":2,"2":"0","3":1}' data-sheets-value='{"1":3,"3":20}' style="border-right:1px solid #000000;overflow:hidden;padding:0px 3px 0px 3px;vertical-align:bottom;text-align:center;">20</td> </tr> <tr style="height:20px;"> <td style="border-left:1px solid #000000;overflow:hidden;padding:0px 3px 0px 3px;vertical-align:bottom;font-weight:bold;"></td> <td data-sheets-value='{"1":2,"2":"Double-walled"}' style="overflow:hidden;padding:0px 3px 0px 3px;vertical-align:bottom;font-weight:bold;">Double-walled</td> <td data-sheets-value='{"1":2,"2":"Opal (A/O)"}' style="border-right:1px solid #000000;overflow:hidden;padding:0px 3px 0px 3px;vertical-align:bottom;font-weight:bold;">Opal (A/O)</td> <td data-sheets-numberformat='{"1":2,"2":"0.00","3":1}' data-sheets-value='{"1":3,"3":2.9}' style="overflow:hidden;padding:0px 3px 0px 3px;vertical-align:bottom;text-align:center;">2.90</td> <td data-sheets-numberformat='{"1":2,"2":"0","3":1}' data-sheets-value='{"1":3,"3":73}' style="overflow:hidden;padding:0px 3px 0px 3px;vertical-align:bottom;text-align:center;">73</td> <td data-sheets-numberformat='{"1":2,"2":"0","3":1}' data-sheets-value='{"1":3,"3":63}' style="overflow:hidden;padding:0px 3px 0px 3px;vertical-align:bottom;text-align:center;">63</td> <td data-sheets-numberformat='{"1":2,"2":"0","3":1}' data-sheets-value='{"1":3,"3":20}' style="border-right:1px solid #000000;overflow:hidden;padding:0px 3px 0px 3px;vertical-align:bottom;text-align:center;">20</td> </tr> <tr style="height:20px;"> <td style="border-left:1px solid #000000;overflow:hidden;padding:0px 3px 0px 3px;vertical-align:bottom;font-weight:bold;"></td> <td data-sheets-value='{"1":2,"2":"Double-walled"}' style="overflow:hidden;padding:0px 3px 0px 3px;vertical-align:bottom;font-weight:bold;">Double-walled</td> <td data-sheets-value='{"1":2,"2":"Opal (A/D)"}' style="border-right:1px solid #000000;overflow:hidden;padding:0px 3px 0px 3px;vertical-align:bottom;font-weight:bold;">Opal (A/D)</td> <td data-sheets-numberformat='{"1":2,"2":"0.00","3":1}' data-sheets-value='{"1":3,"3":2.9}' style="overflow:hidden;padding:0px 3px 0px 3px;vertical-align:bottom;text-align:center;">2.90</td> <td data-sheets-numberformat='{"1":2,"2":"0","3":1}' data-sheets-value='{"1":3,"3":51}' style="overflow:hidden;padding:0px 3px 0px 3px;vertical-align:bottom;text-align:center;">51</td> <td data-sheets-numberformat='{"1":2,"2":"0","3":1}' data-sheets-value='{"1":3,"3":50}' style="overflow:hidden;padding:0px 3px 0px 3px;vertical-align:bottom;text-align:center;">50</td> <td data-sheets-numberformat='{"1":2,"2":"0","3":1}' data-sheets-value='{"1":3,"3":20}' style="border-right:1px solid #000000;overflow:hidden;padding:0px 3px 0px 3px;vertical-align:bottom;text-align:center;">20</td> </tr> <tr style="height:20px;"> <td style="border-left:1px solid #000000;overflow:hidden;padding:0px 3px 0px 3px;vertical-align:bottom;font-weight:bold;"></td> <td data-sheets-value='{"1":2,"2":"Triple-walled"}' style="overflow:hidden;padding:0px 3px 0px 3px;vertical-align:bottom;font-weight:bold;">Triple-walled</td> <td data-sheets-value='{"1":2,"2":"Clear (A/H/H)"}' style="border-right:1px solid #000000;overflow:hidden;padding:0px 3px 0px 3px;vertical-align:bottom;font-weight:bold;">Clear (A/H/H)</td> <td data-sheets-numberformat='{"1":2,"2":"0.00","3":1}' data-sheets-value='{"1":3,"3":1.7}' style="overflow:hidden;padding:0px 3px 0px 3px;vertical-align:bottom;text-align:center;">1.70</td> <td data-sheets-numberformat='{"1":2,"2":"0","3":1}' data-sheets-value='{"1":3,"3":71}' style="overflow:hidden;padding:0px 3px 0px 3px;vertical-align:bottom;text-align:center;">71</td> <td data-sheets-numberformat='{"1":2,"2":"0","3":1}' data-sheets-value='{"1":3,"3":63}' style="overflow:hidden;padding:0px 3px 0px 3px;vertical-align:bottom;text-align:center;">63</td> <td data-sheets-numberformat='{"1":2,"2":"0","3":1}' data-sheets-value='{"1":3,"3":22}' style="border-right:1px solid #000000;overflow:hidden;padding:0px 3px 0px 3px;vertical-align:bottom;text-align:center;">22</td> </tr> <tr style="height:20px;"> <td style="border-left:1px solid #000000;overflow:hidden;padding:0px 3px 0px 3px;vertical-align:bottom;font-weight:bold;"></td> <td data-sheets-value='{"1":2,"2":"Triple-walled"}' style="overflow:hidden;padding:0px 3px 0px 3px;vertical-align:bottom;font-weight:bold;">Triple-walled</td> <td data-sheets-value='{"1":2,"2":"Opal (A/O/O)"}' style="border-right:1px solid #000000;overflow:hidden;padding:0px 3px 0px 3px;vertical-align:bottom;font-weight:bold;">Opal (A/O/O)</td> <td data-sheets-numberformat='{"1":2,"2":"0.00","3":1}' data-sheets-value='{"1":3,"3":1.7}' style="overflow:hidden;padding:0px 3px 0px 3px;vertical-align:bottom;text-align:center;">1.70</td> <td data-sheets-numberformat='{"1":2,"2":"0","3":1}' data-sheets-value='{"1":3,"3":61}' style="overflow:hidden;padding:0px 3px 0px 3px;vertical-align:bottom;text-align:center;">61</td> <td data-sheets-numberformat='{"1":2,"2":"0","3":1}' data-sheets-value='{"1":3,"3":48}' style="overflow:hidden;padding:0px 3px 0px 3px;vertical-align:bottom;text-align:center;">48</td> <td data-sheets-numberformat='{"1":2,"2":"0","3":1}' data-sheets-value='{"1":3,"3":22}' style="border-right:1px solid #000000;overflow:hidden;padding:0px 3px 0px 3px;vertical-align:bottom;text-align:center;">22</td> </tr> <tr style="height:20px;"> <td style="border-left:1px solid #000000;overflow:hidden;padding:0px 3px 0px 3px;vertical-align:bottom;font-weight:bold;"></td> <td data-sheets-value='{"1":2,"2":"Four-walled"}' style="overflow:hidden;padding:0px 3px 0px 3px;vertical-align:bottom;font-weight:bold;">Four-walled</td> <td data-sheets-value='{"1":2,"2":"Clear (A/H/H/H)"}' style="border-right:1px solid #000000;overflow:hidden;padding:0px 3px 0px 3px;vertical-align:bottom;font-weight:bold;">Clear (A/H/H/H)</td> <td data-sheets-numberformat='{"1":2,"2":"0.00","3":1}' data-sheets-value='{"1":3,"3":1.28}' style="overflow:hidden;padding:0px 3px 0px 3px;vertical-align:bottom;text-align:center;">1.28</td> <td data-sheets-numberformat='{"1":2,"2":"0","3":1}' data-sheets-value='{"1":3,"3":64}' style="overflow:hidden;padding:0px 3px 0px 3px;vertical-align:bottom;text-align:center;">64</td> <td data-sheets-numberformat='{"1":2,"2":"0","3":1}' data-sheets-value='{"1":3,"3":52}' style="overflow:hidden;padding:0px 3px 0px 3px;vertical-align:bottom;text-align:center;">52</td> <td data-sheets-numberformat='{"1":2,"2":"0","3":1}' data-sheets-value='{"1":3,"3":23}' style="border-right:1px solid #000000;overflow:hidden;padding:0px 3px 0px 3px;vertical-align:bottom;text-align:center;">23</td> </tr> <tr style="height:20px;"> <td style="border-bottom:1px solid #000000;border-left:1px solid #000000;overflow:hidden;padding:0px 3px 0px 3px;vertical-align:bottom;"></td> <td data-sheets-value='{"1":2,"2":"Four-walled"}' style="border-bottom:1px solid #000000;overflow:hidden;padding:0px 3px 0px 3px;vertical-align:bottom;font-weight:bold;">Four-walled</td> <td data-sheets-value='{"1":2,"2":"Opal (A/H/O/H)"}' style="border-right:1px solid #000000;border-bottom:1px solid #000000;overflow:hidden;padding:0px 3px 0px 3px;vertical-align:bottom;font-weight:bold;">Opal (A/H/O/H)</td> <td data-sheets-numberformat='{"1":2,"2":"0.00","3":1}' data-sheets-value='{"1":3,"3":1.28}' style="border-bottom:1px solid #000000;overflow:hidden;padding:0px 3px 0px 3px;vertical-align:bottom;text-align:center;">1.28</td> <td data-sheets-numberformat='{"1":2,"2":"0","3":1}' data-sheets-value='{"1":3,"3":59}' style="border-bottom:1px solid #000000;overflow:hidden;padding:0px 3px 0px 3px;vertical-align:bottom;text-align:center;">59</td> <td data-sheets-numberformat='{"1":2,"2":"0","3":1}' data-sheets-value='{"1":3,"3":46}' style="border-bottom:1px solid #000000;overflow:hidden;padding:0px 3px 0px 3px;vertical-align:bottom;text-align:center;">46</td> <td data-sheets-numberformat='{"1":2,"2":"0","3":1}' data-sheets-value='{"1":3,"3":23}' style="border-right:1px solid #000000;border-bottom:1px solid #000000;overflow:hidden;padding:0px 3px 0px 3px;vertical-align:bottom;text-align:center;">23</td> </tr> <tr style="height:20px;"> <td data-sheets-value='{"1":2,"2":"Polycarbonate"}' style="border-left:1px solid #000000;overflow:hidden;padding:0px 3px 0px 3px;vertical-align:bottom;font-weight:bold;">Polycarbonate</td> <td data-sheets-value='{"1":2,"2":"Single-walled"}' style="overflow:hidden;padding:0px 3px 0px 3px;vertical-align:bottom;font-weight:bold;">Single-walled</td> <td data-sheets-value='{"1":2,"2":"Heatstop Opal (T)"}' style="border-right:1px solid #000000;overflow:hidden;padding:0px 3px 0px 3px;vertical-align:bottom;font-weight:bold;">Heatstop Opal (T)</td> <td data-sheets-numberformat='{"1":2,"2":"0.00","3":1}' data-sheets-value='{"1":3,"3":5.17}' style="overflow:hidden;padding:0px 3px 0px 3px;vertical-align:bottom;text-align:center;">5.17</td> <td data-sheets-numberformat='{"1":2,"2":"0","3":1}' data-sheets-value='{"1":3,"3":49}' style="overflow:hidden;padding:0px 3px 0px 3px;vertical-align:bottom;text-align:center;">49</td> <td data-sheets-numberformat='{"1":2,"2":"0","3":1}' data-sheets-value='{"1":3,"3":59}' style="overflow:hidden;padding:0px 3px 0px 3px;vertical-align:bottom;text-align:center;">59</td> <td data-sheets-numberformat='{"1":2,"2":"0","3":1}' data-sheets-value='{"1":2,"2":"-"}' style="border-right:1px solid #000000;overflow:hidden;padding:0px 3px 0px 3px;vertical-align:bottom;text-align:center;">-</td> </tr> <tr style="height:20px;"> <td data-sheets-value='{"1":2,"2":"Heatstop PC"}' style="border-left:1px solid #000000;overflow:hidden;padding:0px 3px 0px 3px;vertical-align:bottom;font-weight:bold;">Heatstop PC</td> <td data-sheets-value='{"1":2,"2":"Double-walled"}' style="overflow:hidden;padding:0px 3px 0px 3px;vertical-align:bottom;font-weight:bold;">Double-walled</td> <td data-sheets-value='{"1":2,"2":"Clear (T/H)"}' style="border-right:1px solid #000000;overflow:hidden;padding:0px 3px 0px 3px;vertical-align:bottom;font-weight:bold;">Clear (T/H)</td> <td data-sheets-numberformat='{"1":2,"2":"0.00","3":1}' data-sheets-value='{"1":3,"3":2.9}' style="overflow:hidden;padding:0px 3px 0px 3px;vertical-align:bottom;text-align:center;">2.90</td> <td data-sheets-numberformat='{"1":2,"2":"0","3":1}' data-sheets-value='{"1":3,"3":44}' style="overflow:hidden;padding:0px 3px 0px 3px;vertical-align:bottom;text-align:center;">44</td> <td data-sheets-numberformat='{"1":2,"2":"0","3":1}' data-sheets-value='{"1":3,"3":51}' style="overflow:hidden;padding:0px 3px 0px 3px;vertical-align:bottom;text-align:center;">51</td> <td data-sheets-numberformat='{"1":2,"2":"0","3":1}' data-sheets-value='{"1":3,"3":20}' style="border-right:1px solid #000000;overflow:hidden;padding:0px 3px 0px 3px;vertical-align:bottom;text-align:center;">20</td> </tr> <tr style="height:20px;"> <td style="border-left:1px solid #000000;overflow:hidden;padding:0px 3px 0px 3px;vertical-align:bottom;font-weight:bold;"></td> <td data-sheets-value='{"1":2,"2":"Double-walled"}' style="overflow:hidden;padding:0px 3px 0px 3px;vertical-align:bottom;font-weight:bold;">Double-walled</td> <td data-sheets-value='{"1":2,"2":"Opal (T/O)"}' style="border-right:1px solid #000000;overflow:hidden;padding:0px 3px 0px 3px;vertical-align:bottom;font-weight:bold;">Opal (T/O)</td> <td data-sheets-numberformat='{"1":2,"2":"0.00","3":1}' data-sheets-value='{"1":3,"3":2.9}' style="overflow:hidden;padding:0px 3px 0px 3px;vertical-align:bottom;text-align:center;">2.90</td> <td data-sheets-numberformat='{"1":2,"2":"0","3":1}' data-sheets-value='{"1":3,"3":41}' style="overflow:hidden;padding:0px 3px 0px 3px;vertical-align:bottom;text-align:center;">41</td> <td data-sheets-numberformat='{"1":2,"2":"0","3":1}' data-sheets-value='{"1":3,"3":45}' style="overflow:hidden;padding:0px 3px 0px 3px;vertical-align:bottom;text-align:center;">45</td> <td data-sheets-numberformat='{"1":2,"2":"0","3":1}' data-sheets-value='{"1":3,"3":20}' style="border-right:1px solid #000000;overflow:hidden;padding:0px 3px 0px 3px;vertical-align:bottom;text-align:center;">20</td> </tr> <tr style="height:20px;"> <td style="border-left:1px solid #000000;overflow:hidden;padding:0px 3px 0px 3px;vertical-align:bottom;font-weight:bold;"></td> <td data-sheets-value='{"1":2,"2":"Triple-walled"}' style="overflow:hidden; | skylux-160-ce-met-koepel-en-pvc-opstand-30-20-met-lm-motor-0700-x-1300-mm | 8586029990221 | 46872348623181
Smoke and heat exhaust (SHEV) | SHE system | Skylux | Skylux 160° CE with skylight and PVC curb 30/20 with LM-actuator 0700 x 1500 mm |  | 35253 | 5412970352532 | 3682.05 | Yes | 30-45 | 68.56 | 700 x 1500 mm | 1500 | 700 |  | PVC 30/20 (30 cm high & roof opening = 20 cm larger than daylight size) | Rectangular | 5.17 W/m²K - 1.28 W/m²K | 87% - 32% | 90% - 32% | 20dB - 23dB | 160° CE (for industry) | skylight | without spoiler | E | Single actuator | Maximum four-walled skylight possible for this product | Ut-value LT-value g-value Rw-value EN 1873 : 2014 EN ISO 13468 EN 16153 EN 410 EN 410 EN ISO 140-3 Material Walls Shells (W/m²K) (%) (%) (dB) Acrylic Single-walled Clear (H) 5.17 90 87 - PMMA Single-walled Opal (O) 5.17 83 76 - Double-walled Clear (H/H) 2.90 81 75 20 Double-walled Opal (O/O) 2.90 69 58 20 Triple-walled Clear (H/H/H) 1.70 73 65 22 Triple-walled Opal (O/H/O) 1.70 62 51 22 Four-walled Clear (H/H/H/H) 1.28 64 54 23 Four-walled Opal (H/H/O/H) 1.28 59 48 23 Polycarbonate Single-walled Clear (A) 5.17 88 83 - PC Single-walled Opal (D) 5.17 58 60 - Double-walled Clear (A/H) 2.90 79 72 20 Double-walled Clear (A/A) 2.90 77 69 20 Double-walled Opal (A/O) 2.90 73 63 20 Double-walled Opal (A/D) 2.90 51 50 20 Triple-walled Clear (A/H/H) 1.70 71 63 22 Triple-walled Opal (A/O/O) 1.70 61 48 22 Four-walled Clear (A/H/H/H) 1.28 64 52 23 Four-walled Opal (A/H/O/H) 1.28 59 46 23 Polycarbonate Single-walled Heatstop Opal (T) 5.17 49 59 - Heatstop PC Double-walled Clear (T/H) 2.90 44 51 20 Double-walled Opal (T/O) 2.90 41 45 20 Triple-walled Clear (T/H/H) 1.70 40 <td data-sheets-numberformat='{"1":2,"2":"0","3":1}' data-sheets-value='{"1":3,"3":44}' style="overflow:hidden;paddin | https://skylux.eu/en/products/skylux-160-ce-met-koepel-en-pvc-opstand-30-20-met-lm-motor-0700-x-1500-mm | https://skylux.eu/cdn/shop/files/Skylux-160deg-CE-met-koepel-en-pvc-opstand-3020-met-LM-motor-0700-x-1500-mm-RWA-systeem.jpg?v=1702980373&width=1600 | https://skylux.eu/cdn/shop/files/e5a82811-1bb0-48e4-a776-cacb59c7c092_aae4bbc3-4e97-43a2-8c4a-b3d1c9c826bd.jpg?v=1688551116&width=1600 | //skylux.eu/cdn/shop/files/E_MH_Mounting_instructions_Skylux_160_CE_LM.pdf?v=12406716259046007223 | //skylux.eu/cdn/shop/files/E_TD_Technical_File_Skylux_Skylux_160_CE_Electric.pdf?v=3667116872303399239 | <style type="text/css" id="isPasted"> <!--td { border: 1px solid #cccccc; } br { mso-data-placement: same-cell; } --> </style> <table border="1" cellpadding="0" cellspacing="0" dir="ltr" style="table-layout:fixed;font-size:10pt;font-family:Arial;border-collapse:collapse;border:none;"><tbody> <tr style="height:20px;"> <td style="overflow:hidden;padding:0px 3px 0px 3px;vertical-align:bottom;"></td> <td style="overflow:hidden;padding:0px 3px 0px 3px;vertical-align:bottom;"></td> <td style="overflow:hidden;padding:0px 3px 0px 3px;vertical-align:bottom;"></td> <td data-sheets-value='{"1":2,"2":"Ut-value"}' style="overflow:hidden;padding:0px 3px 0px 3px;vertical-align:bottom;font-weight:bold;text-align:center;">Ut-value</td> <td data-sheets-value='{"1":2,"2":"LT-value"}' style="overflow:hidden;padding:0px 3px 0px 3px;vertical-align:bottom;font-weight:bold;text-align:center;">LT-value</td> <td data-sheets-value='{"1":2,"2":"g-value"}' style="overflow:hidden;padding:0px 3px 0px 3px;vertical-align:bottom;font-weight:bold;text-align:center;">g-value</td> <td data-sheets-value='{"1":2,"2":"Rw-value "}' style="overflow:hidden;padding:0px 3px 0px 3px;vertical-align:bottom;font-weight:bold;text-align:center;">Rw-value </td> </tr> <tr style="height:20px;"> <td style="overflow:hidden;padding:0px 3px 0px 3px;vertical-align:bottom;"></td> <td style="overflow:hidden;padding:0px 3px 0px 3px;vertical-align:bottom;"></td> <td style="overflow:hidden;padding:0px 3px 0px 3px;vertical-align:bottom;"></td> <td data-sheets-numberformat='{"1":2,"2":"0.00","3":1}' data-sheets-value='{"1":2,"2":"EN 1873 : 2014"}' style="overflow:hidden;padding:0px 3px 0px 3px;vertical-align:bottom;text-align:center;">EN 1873 : 2014</td> <td data-sheets-numberformat='{"1":2,"2":"0","3":1}' data-sheets-value='{"1":2,"2":"EN ISO 13468 EN 16153 EN 410"}' style="overflow:hidden;padding:0px 3px 0px 3px;vertical-align:bottom;text-align:center;">EN ISO 13468 EN 16153 EN 410</td> <td data-sheets-numberformat='{"1":2,"2":"0","3":1}' data-sheets-value='{"1":2,"2":"EN 410"}' style="overflow:hidden;padding:0px 3px 0px 3px;vertical-align:bottom;text-align:center;">EN 410</td> <td data-sheets-value='{"1":2,"2":"EN ISO 140-3\t\t"}' style="overflow:hidden;padding:0px 3px 0px 3px;vertical-align:bottom;text-align:center;">EN ISO 140-3 </td> </tr> <tr style="height:20px;"> <td data-sheets-value='{"1":2,"2":"Material"}' style="border-bottom:1px solid #000000;overflow:hidden;padding:0px 3px 0px 3px;vertical-align:bottom;background-color:#000000;font-weight:bold;color:#ffffff;">Material</td> <td data-sheets-value='{"1":2,"2":"Walls"}' style="border-bottom:1px solid #000000;overflow:hidden;padding:0px 3px 0px 3px;vertical-align:bottom;background-color:#000000;font-weight:bold;color:#ffffff;">Walls</td> <td data-sheets-value='{"1":2,"2":"Shells"}' style="border-bottom:1px solid #000000;overflow:hidden;padding:0px 3px 0px 3px;vertical-align:bottom;background-color:#000000;font-weight:bold;color:#ffffff;">Shells</td> <td data-sheets-numberformat='{"1":2,"2":"0.00","3":1}' data-sheets-value='{"1":2,"2":"(W/m²K)\t"}' style="border-bottom:1px solid #000000;overflow:hidden;padding:0px 3px 0px 3px;vertical-align:bottom;background-color:#000000;font-weight:bold;color:#ffffff;text-align:center;">(W/m²K) </td> <td data-sheets-numberformat='{"1":2,"2":"0","3":1}' data-sheets-value='{"1":2,"2":"(%)"}' style="border-bottom:1px solid #000000;overflow:hidden;padding:0px 3px 0px 3px;vertical-align:bottom;background-color:#000000;font-weight:bold;color:#ffffff;text-align:center;">(%)</td> <td data-sheets-numberformat='{"1":2,"2":"0","3":1}' data-sheets-value='{"1":2,"2":"(%)"}' style="border-bottom:1px solid #000000;overflow:hidden;padding:0px 3px 0px 3px;vertical-align:bottom;background-color:#000000;font-weight:bold;color:#ffffff;text-align:center;">(%)</td> <td data-sheets-value='{"1":2,"2":"(dB)"}' style="border-bottom:1px solid #000000;overflow:hidden;padding:0px 3px 0px 3px;vertical-align:bottom;background-color:#000000;font-weight:bold;color:#ffffff;text-align:center;">(dB)</td> </tr> <tr style="height:20px;"> <td data-sheets-value='{"1":2,"2":"Acrylic"}' style="border-left:1px solid #000000;overflow:hidden;padding:0px 3px 0px 3px;vertical-align:bottom;font-weight:bold;">Acrylic</td> <td data-sheets-value='{"1":2,"2":"Single-walled"}' style="overflow:hidden;padding:0px 3px 0px 3px;vertical-align:bottom;font-weight:bold;">Single-walled</td> <td data-sheets-value='{"1":2,"2":"Clear (H)"}' style="border-right:1px solid #000000;overflow:hidden;padding:0px 3px 0px 3px;vertical-align:bottom;font-weight:bold;">Clear (H)</td> <td data-sheets-numberformat='{"1":2,"2":"0.00","3":1}' data-sheets-value='{"1":3,"3":5.17}' style="overflow:hidden;padding:0px 3px 0px 3px;vertical-align:bottom;text-align:center;">5.17</td> <td data-sheets-numberformat='{"1":2,"2":"0","3":1}' data-sheets-value='{"1":3,"3":90}' style="overflow:hidden;padding:0px 3px 0px 3px;vertical-align:bottom;text-align:center;">90</td> <td data-sheets-numberformat='{"1":2,"2":"0","3":1}' data-sheets-value='{"1":3,"3":87}' style="overflow:hidden;padding:0px 3px 0px 3px;vertical-align:bottom;text-align:center;">87</td> <td data-sheets-numberformat='{"1":2,"2":"0","3":1}' data-sheets-value='{"1":2,"2":"-"}' style="border-right:1px solid #000000;overflow:hidden;padding:0px 3px 0px 3px;vertical-align:bottom;text-align:center;">-</td> </tr> <tr style="height:20px;"> <td data-sheets-value='{"1":2,"2":"PMMA"}' style="border-left:1px solid #000000;overflow:hidden;padding:0px 3px 0px 3px;vertical-align:bottom;font-weight:bold;">PMMA</td> <td data-sheets-value='{"1":2,"2":"Single-walled"}' style="overflow:hidden;padding:0px 3px 0px 3px;vertical-align:bottom;font-weight:bold;">Single-walled</td> <td data-sheets-value='{"1":2,"2":"Opal (O)"}' style="border-right:1px solid #000000;overflow:hidden;padding:0px 3px 0px 3px;vertical-align:bottom;font-weight:bold;">Opal (O)</td> <td data-sheets-numberformat='{"1":2,"2":"0.00","3":1}' data-sheets-value='{"1":3,"3":5.17}' style="overflow:hidden;padding:0px 3px 0px 3px;vertical-align:bottom;text-align:center;">5.17</td> <td data-sheets-numberformat='{"1":2,"2":"0","3":1}' data-sheets-value='{"1":3,"3":83}' style="overflow:hidden;padding:0px 3px 0px 3px;vertical-align:bottom;text-align:center;">83</td> <td data-sheets-numberformat='{"1":2,"2":"0","3":1}' data-sheets-value='{"1":3,"3":76}' style="overflow:hidden;padding:0px 3px 0px 3px;vertical-align:bottom;text-align:center;">76</td> <td data-sheets-numberformat='{"1":2,"2":"0","3":1}' data-sheets-value='{"1":2,"2":"-"}' style="border-right:1px solid #000000;overflow:hidden;padding:0px 3px 0px 3px;vertical-align:bottom;text-align:center;">-</td> </tr> <tr style="height:20px;"> <td style="border-left:1px solid #000000;overflow:hidden;padding:0px 3px 0px 3px;vertical-align:bottom;font-weight:bold;"></td> <td data-sheets-value='{"1":2,"2":"Double-walled"}' style="overflow:hidden;padding:0px 3px 0px 3px;vertical-align:bottom;font-weight:bold;">Double-walled</td> <td data-sheets-value='{"1":2,"2":"Clear (H/H)"}' style="border-right:1px solid #000000;overflow:hidden;padding:0px 3px 0px 3px;vertical-align:bottom;font-weight:bold;">Clear (H/H)</td> <td data-sheets-numberformat='{"1":2,"2":"0.00","3":1}' data-sheets-value='{"1":3,"3":2.9}' style="overflow:hidden;padding:0px 3px 0px 3px;vertical-align:bottom;text-align:center;">2.90</td> <td data-sheets-numberformat='{"1":2,"2":"0","3":1}' data-sheets-value='{"1":3,"3":81}' style="overflow:hidden;padding:0px 3px 0px 3px;vertical-align:bottom;text-align:center;">81</td> <td data-sheets-numberformat='{"1":2,"2":"0","3":1}' data-sheets-value='{"1":3,"3":75}' style="overflow:hidden;padding:0px 3px 0px 3px;vertical-align:bottom;text-align:center;">75</td> <td data-sheets-numberformat='{"1":2,"2":"0","3":1}' data-sheets-value='{"1":3,"3":20}' style="border-right:1px solid #000000;overflow:hidden;padding:0px 3px 0px 3px;vertical-align:bottom;text-align:center;">20</td> </tr> <tr style="height:20px;"> <td style="border-left:1px solid #000000;overflow:hidden;padding:0px 3px 0px 3px;vertical-align:bottom;font-weight:bold;"></td> <td data-sheets-value='{"1":2,"2":"Double-walled"}' style="overflow:hidden;padding:0px 3px 0px 3px;vertical-align:bottom;font-weight:bold;">Double-walled</td> <td data-sheets-value='{"1":2,"2":"Opal (O/O)"}' style="border-right:1px solid #000000;overflow:hidden;padding:0px 3px 0px 3px;vertical-align:bottom;font-weight:bold;">Opal (O/O)</td> <td data-sheets-numberformat='{"1":2,"2":"0.00","3":1}' data-sheets-value='{"1":3,"3":2.9}' style="overflow:hidden;padding:0px 3px 0px 3px;vertical-align:bottom;text-align:center;">2.90</td> <td data-sheets-numberformat='{"1":2,"2":"0","3":1}' data-sheets-value='{"1":3,"3":69}' style="overflow:hidden;padding:0px 3px 0px 3px;vertical-align:bottom;text-align:center;">69</td> <td data-sheets-numberformat='{"1":2,"2":"0","3":1}' data-sheets-value='{"1":3,"3":58}' style="overflow:hidden;padding:0px 3px 0px 3px;vertical-align:bottom;text-align:center;">58</td> <td data-sheets-numberformat='{"1":2,"2":"0","3":1}' data-sheets-value='{"1":3,"3":20}' style="border-right:1px solid #000000;overflow:hidden;padding:0px 3px 0px 3px;vertical-align:bottom;text-align:center;">20</td> </tr> <tr style="height:20px;"> <td style="border-left:1px solid #000000;overflow:hidden;padding:0px 3px 0px 3px;vertical-align:bottom;font-weight:bold;"></td> <td data-sheets-value='{"1":2,"2":"Triple-walled"}' style="overflow:hidden;padding:0px 3px 0px 3px;vertical-align:bottom;font-weight:bold;">Triple-walled</td> <td data-sheets-value='{"1":2,"2":"Clear (H/H/H)"}' style="border-right:1px solid #000000;overflow:hidden;padding:0px 3px 0px 3px;vertical-align:bottom;font-weight:bold;">Clear (H/H/H)</td> <td data-sheets-numberformat='{"1":2,"2":"0.00","3":1}' data-sheets-value='{"1":3,"3":1.7}' style="overflow:hidden;padding:0px 3px 0px 3px;vertical-align:bottom;text-align:center;">1.70</td> <td data-sheets-numberformat='{"1":2,"2":"0","3":1}' data-sheets-value='{"1":3,"3":73}' style="overflow:hidden;padding:0px 3px 0px 3px;vertical-align:bottom;text-align:center;">73</td> <td data-sheets-numberformat='{"1":2,"2":"0","3":1}' data-sheets-value='{"1":3,"3":65}' style="overflow:hidden;padding:0px 3px 0px 3px;vertical-align:bottom;text-align:center;">65</td> <td data-sheets-numberformat='{"1":2,"2":"0","3":1}' data-sheets-value='{"1":3,"3":22}' style="border-right:1px solid #000000;overflow:hidden;padding:0px 3px 0px 3px;vertical-align:bottom;text-align:center;">22</td> </tr> <tr style="height:20px;"> <td style="border-left:1px solid #000000;overflow:hidden;padding:0px 3px 0px 3px;vertical-align:bottom;font-weight:bold;"></td> <td data-sheets-value='{"1":2,"2":"Triple-walled"}' style="overflow:hidden;padding:0px 3px 0px 3px;vertical-align:bottom;font-weight:bold;">Triple-walled</td> <td data-sheets-value='{"1":2,"2":"Opal (O/H/O)"}' style="border-right:1px solid #000000;overflow:hidden;padding:0px 3px 0px 3px;vertical-align:bottom;font-weight:bold;">Opal (O/H/O)</td> <td data-sheets-numberformat='{"1":2,"2":"0.00","3":1}' data-sheets-value='{"1":3,"3":1.7}' style="overflow:hidden;padding:0px 3px 0px 3px;vertical-align:bottom;text-align:center;">1.70</td> <td data-sheets-numberformat='{"1":2,"2":"0","3":1}' data-sheets-value='{"1":3,"3":62}' style="overflow:hidden;padding:0px 3px 0px 3px;vertical-align:bottom;text-align:center;">62</td> <td data-sheets-numberformat='{"1":2,"2":"0","3":1}' data-sheets-value='{"1":3,"3":51}' style="overflow:hidden;padding:0px 3px 0px 3px;vertical-align:bottom;text-align:center;">51</td> <td data-sheets-numberformat='{"1":2,"2":"0","3":1}' data-sheets-value='{"1":3,"3":22}' style="border-right:1px solid #000000;overflow:hidden;padding:0px 3px 0px 3px;vertical-align:bottom;text-align:center;">22</td> </tr> <tr style="height:20px;"> <td style="border-left:1px solid #000000;overflow:hidden;padding:0px 3px 0px 3px;vertical-align:bottom;font-weight:bold;"></td> <td data-sheets-value='{"1":2,"2":"Four-walled"}' style="overflow:hidden;padding:0px 3px 0px 3px;vertical-align:bottom;font-weight:bold;">Four-walled</td> <td data-sheets-value='{"1":2,"2":"Clear (H/H/H/H)"}' style="border-right:1px solid #000000;overflow:hidden;padding:0px 3px 0px 3px;vertical-align:bottom;font-weight:bold;">Clear (H/H/H/H)</td> <td data-sheets-numberformat='{"1":2,"2":"0.00","3":1}' data-sheets-value='{"1":3,"3":1.28}' style="overflow:hidden;padding:0px 3px 0px 3px;vertical-align:bottom;text-align:center;">1.28</td> <td data-sheets-numberformat='{"1":2,"2":"0","3":1}' data-sheets-value='{"1":3,"3":64}' style="overflow:hidden;padding:0px 3px 0px 3px;vertical-align:bottom;text-align:center;">64</td> <td data-sheets-numberformat='{"1":2,"2":"0","3":1}' data-sheets-value='{"1":3,"3":54}' style="overflow:hidden;padding:0px 3px 0px 3px;vertical-align:bottom;text-align:center;">54</td> <td data-sheets-numberformat='{"1":2,"2":"0","3":1}' data-sheets-value='{"1":3,"3":23}' style="border-right:1px solid #000000;overflow:hidden;padding:0px 3px 0px 3px;vertical-align:bottom;text-align:center;">23</td> </tr> <tr style="height:20px;"> <td style="border-bottom:1px solid #000000;border-left:1px solid #000000;overflow:hidden;padding:0px 3px 0px 3px;vertical-align:bottom;"></td> <td data-sheets-value='{"1":2,"2":"Four-walled"}' style="border-bottom:1px solid #000000;overflow:hidden;padding:0px 3px 0px 3px;vertical-align:bottom;font-weight:bold;">Four-walled</td> <td data-sheets-value='{"1":2,"2":"Opal (H/H/O/H)"}' style="border-right:1px solid #000000;border-bottom:1px solid #000000;overflow:hidden;padding:0px 3px 0px 3px;vertical-align:bottom;font-weight:bold;">Opal (H/H/O/H)</td> <td data-sheets-numberformat='{"1":2,"2":"0.00","3":1}' data-sheets-value='{"1":3,"3":1.28}' style="border-bottom:1px solid #000000;overflow:hidden;padding:0px 3px 0px 3px;vertical-align:bottom;text-align:center;">1.28</td> <td data-sheets-numberformat='{"1":2,"2":"0","3":1}' data-sheets-value='{"1":3,"3":59}' style="border-bottom:1px solid #000000;overflow:hidden;padding:0px 3px 0px 3px;vertical-align:bottom;text-align:center;">59</td> <td data-sheets-numberformat='{"1":2,"2":"0","3":1}' data-sheets-value='{"1":3,"3":48}' style="border-bottom:1px solid #000000;overflow:hidden;padding:0px 3px 0px 3px;vertical-align:bottom;text-align:center;">48</td> <td data-sheets-numberformat='{"1":2,"2":"0","3":1}' data-sheets-value='{"1":3,"3":23}' style="border-right:1px solid #000000;border-bottom:1px solid #000000;overflow:hidden;padding:0px 3px 0px 3px;vertical-align:bottom;text-align:center;">23</td> </tr> <tr style="height:20px;"> <td data-sheets-value='{"1":2,"2":"Polycarbonate "}' style="border-left:1px solid #000000;overflow:hidden;padding:0px 3px 0px 3px;vertical-align:bottom;font-weight:bold;">Polycarbonate </td> <td data-sheets-value='{"1":2,"2":"Single-walled"}' style="overflow:hidden;padding:0px 3px 0px 3px;vertical-align:bottom;font-weight:bold;">Single-walled</td> <td data-sheets-value='{"1":2,"2":"Clear (A)"}' style="border-right:1px solid #000000;overflow:hidden;padding:0px 3px 0px 3px;vertical-align:bottom;font-weight:bold;">Clear (A)</td> <td data-sheets-numberformat='{"1":2,"2":"0.00","3":1}' data-sheets-value='{"1":3,"3":5.17}' style="overflow:hidden;padding:0px 3px 0px 3px;vertical-align:bottom;text-align:center;">5.17</td> <td data-sheets-numberformat='{"1":2,"2":"0","3":1}' data-sheets-value='{"1":3,"3":88}' style="overflow:hidden;padding:0px 3px 0px 3px;vertical-align:bottom;text-align:center;">88</td> <td data-sheets-numberformat='{"1":2,"2":"0","3":1}' data-sheets-value='{"1":3,"3":83}' style="overflow:hidden;padding:0px 3px 0px 3px;vertical-align:bottom;text-align:center;">83</td> <td data-sheets-numberformat='{"1":2,"2":"0","3":1}' data-sheets-value='{"1":2,"2":"-"}' style="border-right:1px solid #000000;overflow:hidden;padding:0px 3px 0px 3px;vertical-align:bottom;text-align:center;">-</td> </tr> <tr style="height:20px;"> <td data-sheets-value='{"1":2,"2":"PC"}' style="border-left:1px solid #000000;overflow:hidden;padding:0px 3px 0px 3px;vertical-align:bottom;font-weight:bold;">PC</td> <td data-sheets-value='{"1":2,"2":"Single-walled"}' style="overflow:hidden;padding:0px 3px 0px 3px;vertical-align:bottom;font-weight:bold;">Single-walled</td> <td data-sheets-value='{"1":2,"2":"Opal (D)"}' style="border-right:1px solid #000000;overflow:hidden;padding:0px 3px 0px 3px;vertical-align:bottom;font-weight:bold;">Opal (D)</td> <td data-sheets-numberformat='{"1":2,"2":"0.00","3":1}' data-sheets-value='{"1":3,"3":5.17}' style="overflow:hidden;padding:0px 3px 0px 3px;vertical-align:bottom;text-align:center;">5.17</td> <td data-sheets-numberformat='{"1":2,"2":"0","3":1}' data-sheets-value='{"1":3,"3":58}' style="overflow:hidden;padding:0px 3px 0px 3px;vertical-align:bottom;text-align:center;">58</td> <td data-sheets-numberformat='{"1":2,"2":"0","3":1}' data-sheets-value='{"1":3,"3":60}' style="overflow:hidden;padding:0px 3px 0px 3px;vertical-align:bottom;text-align:center;">60</td> <td data-sheets-numberformat='{"1":2,"2":"0","3":1}' data-sheets-value='{"1":2,"2":"-"}' style="border-right:1px solid #000000;overflow:hidden;padding:0px 3px 0px 3px;vertical-align:bottom;text-align:center;">-</td> </tr> <tr style="height:20px;"> <td style="border-left:1px solid #000000;overflow:hidden;padding:0px 3px 0px 3px;vertical-align:bottom;font-weight:bold;"></td> <td data-sheets-value='{"1":2,"2":"Double-walled"}' style="overflow:hidden;padding:0px 3px 0px 3px;vertical-align:bottom;font-weight:bold;">Double-walled</td> <td data-sheets-value='{"1":2,"2":"Clear (A/H)"}' style="border-right:1px solid #000000;overflow:hidden;padding:0px 3px 0px 3px;vertical-align:bottom;font-weight:bold;">Clear (A/H)</td> <td data-sheets-numberformat='{"1":2,"2":"0.00","3":1}' data-sheets-value='{"1":3,"3":2.9}' style="overflow:hidden;padding:0px 3px 0px 3px;vertical-align:bottom;text-align:center;">2.90</td> <td data-sheets-numberformat='{"1":2,"2":"0","3":1}' data-sheets-value='{"1":3,"3":79}' style="overflow:hidden;padding:0px 3px 0px 3px;vertical-align:bottom;text-align:center;">79</td> <td data-sheets-numberformat='{"1":2,"2":"0","3":1}' data-sheets-value='{"1":3,"3":72}' style="overflow:hidden;padding:0px 3px 0px 3px;vertical-align:bottom;text-align:center;">72</td> <td data-sheets-numberformat='{"1":2,"2":"0","3":1}' data-sheets-value='{"1":3,"3":20}' style="border-right:1px solid #000000;overflow:hidden;padding:0px 3px 0px 3px;vertical-align:bottom;text-align:center;">20</td> </tr> <tr style="height:20px;"> <td style="border-left:1px solid #000000;overflow:hidden;padding:0px 3px 0px 3px;vertical-align:bottom;font-weight:bold;"></td> <td data-sheets-value='{"1":2,"2":"Double-walled"}' style="overflow:hidden;padding:0px 3px 0px 3px;vertical-align:bottom;font-weight:bold;">Double-walled</td> <td data-sheets-value='{"1":2,"2":"Clear (A/A)"}' style="border-right:1px solid #000000;overflow:hidden;padding:0px 3px 0px 3px;vertical-align:bottom;font-weight:bold;">Clear (A/A)</td> <td data-sheets-numberformat='{"1":2,"2":"0.00","3":1}' data-sheets-value='{"1":3,"3":2.9}' style="overflow:hidden;padding:0px 3px 0px 3px;vertical-align:bottom;text-align:center;">2.90</td> <td data-sheets-numberformat='{"1":2,"2":"0","3":1}' data-sheets-value='{"1":3,"3":77}' style="overflow:hidden;padding:0px 3px 0px 3px;vertical-align:bottom;text-align:center;">77</td> <td data-sheets-numberformat='{"1":2,"2":"0","3":1}' data-sheets-value='{"1":3,"3":69}' style="overflow:hidden;padding:0px 3px 0px 3px;vertical-align:bottom;text-align:center;">69</td> <td data-sheets-numberformat='{"1":2,"2":"0","3":1}' data-sheets-value='{"1":3,"3":20}' style="border-right:1px solid #000000;overflow:hidden;padding:0px 3px 0px 3px;vertical-align:bottom;text-align:center;">20</td> </tr> <tr style="height:20px;"> <td style="border-left:1px solid #000000;overflow:hidden;padding:0px 3px 0px 3px;vertical-align:bottom;font-weight:bold;"></td> <td data-sheets-value='{"1":2,"2":"Double-walled"}' style="overflow:hidden;padding:0px 3px 0px 3px;vertical-align:bottom;font-weight:bold;">Double-walled</td> <td data-sheets-value='{"1":2,"2":"Opal (A/O)"}' style="border-right:1px solid #000000;overflow:hidden;padding:0px 3px 0px 3px;vertical-align:bottom;font-weight:bold;">Opal (A/O)</td> <td data-sheets-numberformat='{"1":2,"2":"0.00","3":1}' data-sheets-value='{"1":3,"3":2.9}' style="overflow:hidden;padding:0px 3px 0px 3px;vertical-align:bottom;text-align:center;">2.90</td> <td data-sheets-numberformat='{"1":2,"2":"0","3":1}' data-sheets-value='{"1":3,"3":73}' style="overflow:hidden;padding:0px 3px 0px 3px;vertical-align:bottom;text-align:center;">73</td> <td data-sheets-numberformat='{"1":2,"2":"0","3":1}' data-sheets-value='{"1":3,"3":63}' style="overflow:hidden;padding:0px 3px 0px 3px;vertical-align:bottom;text-align:center;">63</td> <td data-sheets-numberformat='{"1":2,"2":"0","3":1}' data-sheets-value='{"1":3,"3":20}' style="border-right:1px solid #000000;overflow:hidden;padding:0px 3px 0px 3px;vertical-align:bottom;text-align:center;">20</td> </tr> <tr style="height:20px;"> <td style="border-left:1px solid #000000;overflow:hidden;padding:0px 3px 0px 3px;vertical-align:bottom;font-weight:bold;"></td> <td data-sheets-value='{"1":2,"2":"Double-walled"}' style="overflow:hidden;padding:0px 3px 0px 3px;vertical-align:bottom;font-weight:bold;">Double-walled</td> <td data-sheets-value='{"1":2,"2":"Opal (A/D)"}' style="border-right:1px solid #000000;overflow:hidden;padding:0px 3px 0px 3px;vertical-align:bottom;font-weight:bold;">Opal (A/D)</td> <td data-sheets-numberformat='{"1":2,"2":"0.00","3":1}' data-sheets-value='{"1":3,"3":2.9}' style="overflow:hidden;padding:0px 3px 0px 3px;vertical-align:bottom;text-align:center;">2.90</td> <td data-sheets-numberformat='{"1":2,"2":"0","3":1}' data-sheets-value='{"1":3,"3":51}' style="overflow:hidden;padding:0px 3px 0px 3px;vertical-align:bottom;text-align:center;">51</td> <td data-sheets-numberformat='{"1":2,"2":"0","3":1}' data-sheets-value='{"1":3,"3":50}' style="overflow:hidden;padding:0px 3px 0px 3px;vertical-align:bottom;text-align:center;">50</td> <td data-sheets-numberformat='{"1":2,"2":"0","3":1}' data-sheets-value='{"1":3,"3":20}' style="border-right:1px solid #000000;overflow:hidden;padding:0px 3px 0px 3px;vertical-align:bottom;text-align:center;">20</td> </tr> <tr style="height:20px;"> <td style="border-left:1px solid #000000;overflow:hidden;padding:0px 3px 0px 3px;vertical-align:bottom;font-weight:bold;"></td> <td data-sheets-value='{"1":2,"2":"Triple-walled"}' style="overflow:hidden;padding:0px 3px 0px 3px;vertical-align:bottom;font-weight:bold;">Triple-walled</td> <td data-sheets-value='{"1":2,"2":"Clear (A/H/H)"}' style="border-right:1px solid #000000;overflow:hidden;padding:0px 3px 0px 3px;vertical-align:bottom;font-weight:bold;">Clear (A/H/H)</td> <td data-sheets-numberformat='{"1":2,"2":"0.00","3":1}' data-sheets-value='{"1":3,"3":1.7}' style="overflow:hidden;padding:0px 3px 0px 3px;vertical-align:bottom;text-align:center;">1.70</td> <td data-sheets-numberformat='{"1":2,"2":"0","3":1}' data-sheets-value='{"1":3,"3":71}' style="overflow:hidden;padding:0px 3px 0px 3px;vertical-align:bottom;text-align:center;">71</td> <td data-sheets-numberformat='{"1":2,"2":"0","3":1}' data-sheets-value='{"1":3,"3":63}' style="overflow:hidden;padding:0px 3px 0px 3px;vertical-align:bottom;text-align:center;">63</td> <td data-sheets-numberformat='{"1":2,"2":"0","3":1}' data-sheets-value='{"1":3,"3":22}' style="border-right:1px solid #000000;overflow:hidden;padding:0px 3px 0px 3px;vertical-align:bottom;text-align:center;">22</td> </tr> <tr style="height:20px;"> <td style="border-left:1px solid #000000;overflow:hidden;padding:0px 3px 0px 3px;vertical-align:bottom;font-weight:bold;"></td> <td data-sheets-value='{"1":2,"2":"Triple-walled"}' style="overflow:hidden;padding:0px 3px 0px 3px;vertical-align:bottom;font-weight:bold;">Triple-walled</td> <td data-sheets-value='{"1":2,"2":"Opal (A/O/O)"}' style="border-right:1px solid #000000;overflow:hidden;padding:0px 3px 0px 3px;vertical-align:bottom;font-weight:bold;">Opal (A/O/O)</td> <td data-sheets-numberformat='{"1":2,"2":"0.00","3":1}' data-sheets-value='{"1":3,"3":1.7}' style="overflow:hidden;padding:0px 3px 0px 3px;vertical-align:bottom;text-align:center;">1.70</td> <td data-sheets-numberformat='{"1":2,"2":"0","3":1}' data-sheets-value='{"1":3,"3":61}' style="overflow:hidden;padding:0px 3px 0px 3px;vertical-align:bottom;text-align:center;">61</td> <td data-sheets-numberformat='{"1":2,"2":"0","3":1}' data-sheets-value='{"1":3,"3":48}' style="overflow:hidden;padding:0px 3px 0px 3px;vertical-align:bottom;text-align:center;">48</td> <td data-sheets-numberformat='{"1":2,"2":"0","3":1}' data-sheets-value='{"1":3,"3":22}' style="border-right:1px solid #000000;overflow:hidden;padding:0px 3px 0px 3px;vertical-align:bottom;text-align:center;">22</td> </tr> <tr style="height:20px;"> <td style="border-left:1px solid #000000;overflow:hidden;padding:0px 3px 0px 3px;vertical-align:bottom;font-weight:bold;"></td> <td data-sheets-value='{"1":2,"2":"Four-walled"}' style="overflow:hidden;padding:0px 3px 0px 3px;vertical-align:bottom;font-weight:bold;">Four-walled</td> <td data-sheets-value='{"1":2,"2":"Clear (A/H/H/H)"}' style="border-right:1px solid #000000;overflow:hidden;padding:0px 3px 0px 3px;vertical-align:bottom;font-weight:bold;">Clear (A/H/H/H)</td> <td data-sheets-numberformat='{"1":2,"2":"0.00","3":1}' data-sheets-value='{"1":3,"3":1.28}' style="overflow:hidden;padding:0px 3px 0px 3px;vertical-align:bottom;text-align:center;">1.28</td> <td data-sheets-numberformat='{"1":2,"2":"0","3":1}' data-sheets-value='{"1":3,"3":64}' style="overflow:hidden;padding:0px 3px 0px 3px;vertical-align:bottom;text-align:center;">64</td> <td data-sheets-numberformat='{"1":2,"2":"0","3":1}' data-sheets-value='{"1":3,"3":52}' style="overflow:hidden;padding:0px 3px 0px 3px;vertical-align:bottom;text-align:center;">52</td> <td data-sheets-numberformat='{"1":2,"2":"0","3":1}' data-sheets-value='{"1":3,"3":23}' style="border-right:1px solid #000000;overflow:hidden;padding:0px 3px 0px 3px;vertical-align:bottom;text-align:center;">23</td> </tr> <tr style="height:20px;"> <td style="border-bottom:1px solid #000000;border-left:1px solid #000000;overflow:hidden;padding:0px 3px 0px 3px;vertical-align:bottom;"></td> <td data-sheets-value='{"1":2,"2":"Four-walled"}' style="border-bottom:1px solid #000000;overflow:hidden;padding:0px 3px 0px 3px;vertical-align:bottom;font-weight:bold;">Four-walled</td> <td data-sheets-value='{"1":2,"2":"Opal (A/H/O/H)"}' style="border-right:1px solid #000000;border-bottom:1px solid #000000;overflow:hidden;padding:0px 3px 0px 3px;vertical-align:bottom;font-weight:bold;">Opal (A/H/O/H)</td> <td data-sheets-numberformat='{"1":2,"2":"0.00","3":1}' data-sheets-value='{"1":3,"3":1.28}' style="border-bottom:1px solid #000000;overflow:hidden;padding:0px 3px 0px 3px;vertical-align:bottom;text-align:center;">1.28</td> <td data-sheets-numberformat='{"1":2,"2":"0","3":1}' data-sheets-value='{"1":3,"3":59}' style="border-bottom:1px solid #000000;overflow:hidden;padding:0px 3px 0px 3px;vertical-align:bottom;text-align:center;">59</td> <td data-sheets-numberformat='{"1":2,"2":"0","3":1}' data-sheets-value='{"1":3,"3":46}' style="border-bottom:1px solid #000000;overflow:hidden;padding:0px 3px 0px 3px;vertical-align:bottom;text-align:center;">46</td> <td data-sheets-numberformat='{"1":2,"2":"0","3":1}' data-sheets-value='{"1":3,"3":23}' style="border-right:1px solid #000000;border-bottom:1px solid #000000;overflow:hidden;padding:0px 3px 0px 3px;vertical-align:bottom;text-align:center;">23</td> </tr> <tr style="height:20px;"> <td data-sheets-value='{"1":2,"2":"Polycarbonate"}' style="border-left:1px solid #000000;overflow:hidden;padding:0px 3px 0px 3px;vertical-align:bottom;font-weight:bold;">Polycarbonate</td> <td data-sheets-value='{"1":2,"2":"Single-walled"}' style="overflow:hidden;padding:0px 3px 0px 3px;vertical-align:bottom;font-weight:bold;">Single-walled</td> <td data-sheets-value='{"1":2,"2":"Heatstop Opal (T)"}' style="border-right:1px solid #000000;overflow:hidden;padding:0px 3px 0px 3px;vertical-align:bottom;font-weight:bold;">Heatstop Opal (T)</td> <td data-sheets-numberformat='{"1":2,"2":"0.00","3":1}' data-sheets-value='{"1":3,"3":5.17}' style="overflow:hidden;padding:0px 3px 0px 3px;vertical-align:bottom;text-align:center;">5.17</td> <td data-sheets-numberformat='{"1":2,"2":"0","3":1}' data-sheets-value='{"1":3,"3":49}' style="overflow:hidden;padding:0px 3px 0px 3px;vertical-align:bottom;text-align:center;">49</td> <td data-sheets-numberformat='{"1":2,"2":"0","3":1}' data-sheets-value='{"1":3,"3":59}' style="overflow:hidden;padding:0px 3px 0px 3px;vertical-align:bottom;text-align:center;">59</td> <td data-sheets-numberformat='{"1":2,"2":"0","3":1}' data-sheets-value='{"1":2,"2":"-"}' style="border-right:1px solid #000000;overflow:hidden;padding:0px 3px 0px 3px;vertical-align:bottom;text-align:center;">-</td> </tr> <tr style="height:20px;"> <td data-sheets-value='{"1":2,"2":"Heatstop PC"}' style="border-left:1px solid #000000;overflow:hidden;padding:0px 3px 0px 3px;vertical-align:bottom;font-weight:bold;">Heatstop PC</td> <td data-sheets-value='{"1":2,"2":"Double-walled"}' style="overflow:hidden;padding:0px 3px 0px 3px;vertical-align:bottom;font-weight:bold;">Double-walled</td> <td data-sheets-value='{"1":2,"2":"Clear (T/H)"}' style="border-right:1px solid #000000;overflow:hidden;padding:0px 3px 0px 3px;vertical-align:bottom;font-weight:bold;">Clear (T/H)</td> <td data-sheets-numberformat='{"1":2,"2":"0.00","3":1}' data-sheets-value='{"1":3,"3":2.9}' style="overflow:hidden;padding:0px 3px 0px 3px;vertical-align:bottom;text-align:center;">2.90</td> <td data-sheets-numberformat='{"1":2,"2":"0","3":1}' data-sheets-value='{"1":3,"3":44}' style="overflow:hidden;padding:0px 3px 0px 3px;vertical-align:bottom;text-align:center;">44</td> <td data-sheets-numberformat='{"1":2,"2":"0","3":1}' data-sheets-value='{"1":3,"3":51}' style="overflow:hidden;padding:0px 3px 0px 3px;vertical-align:bottom;text-align:center;">51</td> <td data-sheets-numberformat='{"1":2,"2":"0","3":1}' data-sheets-value='{"1":3,"3":20}' style="border-right:1px solid #000000;overflow:hidden;padding:0px 3px 0px 3px;vertical-align:bottom;text-align:center;">20</td> </tr> <tr style="height:20px;"> <td style="border-left:1px solid #000000;overflow:hidden;padding:0px 3px 0px 3px;vertical-align:bottom;font-weight:bold;"></td> <td data-sheets-value='{"1":2,"2":"Double-walled"}' style="overflow:hidden;padding:0px 3px 0px 3px;vertical-align:bottom;font-weight:bold;">Double-walled</td> <td data-sheets-value='{"1":2,"2":"Opal (T/O)"}' style="border-right:1px solid #000000;overflow:hidden;padding:0px 3px 0px 3px;vertical-align:bottom;font-weight:bold;">Opal (T/O)</td> <td data-sheets-numberformat='{"1":2,"2":"0.00","3":1}' data-sheets-value='{"1":3,"3":2.9}' style="overflow:hidden;padding:0px 3px 0px 3px;vertical-align:bottom;text-align:center;">2.90</td> <td data-sheets-numberformat='{"1":2,"2":"0","3":1}' data-sheets-value='{"1":3,"3":41}' style="overflow:hidden;padding:0px 3px 0px 3px;vertical-align:bottom;text-align:center;">41</td> <td data-sheets-numberformat='{"1":2,"2":"0","3":1}' data-sheets-value='{"1":3,"3":45}' style="overflow:hidden;padding:0px 3px 0px 3px;vertical-align:bottom;text-align:center;">45</td> <td data-sheets-numberformat='{"1":2,"2":"0","3":1}' data-sheets-value='{"1":3,"3":20}' style="border-right:1px solid #000000;overflow:hidden;padding:0px 3px 0px 3px;vertical-align:bottom;text-align:center;">20</td> </tr> <tr style="height:20px;"> <td style="border-left:1px solid #000000;overflow:hidden;padding:0px 3px 0px 3px;vertical-align:bottom;font-weight:bold;"></td> <td data-sheets-value='{"1":2,"2":"Triple-walled"}' style="overflow:hidden; | skylux-160-ce-met-koepel-en-pvc-opstand-30-20-met-lm-motor-0700-x-1500-mm | 8586030022989 | 46872348655949
Smoke and heat exhaust (SHEV) | SHE system | Skylux | Skylux 160° CE with skylight and PVC curb 30/20 with LM-actuator 0750 x 1050 mm |  | 50400 | 5412970504009 | 3506.6 | Yes | 30-45 | 62.7 | 750 x 1050 mm | 1050 | 750 |  | PVC 30/20 (30 cm high & roof opening = 20 cm larger than daylight size) | Rectangular | 5.17 W/m²K - 1.28 W/m²K | 87% - 32% | 90% - 32% | 20dB - 23dB | 160° CE (for industry) | skylight | without spoiler | E | Single actuator | Maximum four-walled skylight possible for this product | Ut-value LT-value g-value Rw-value EN 1873 : 2014 EN ISO 13468 EN 16153 EN 410 EN 410 EN ISO 140-3 Material Walls Shells (W/m²K) (%) (%) (dB) Acrylic Single-walled Clear (H) 5.17 90 87 - PMMA Single-walled Opal (O) 5.17 83 76 - Double-walled Clear (H/H) 2.90 81 75 20 Double-walled Opal (O/O) 2.90 69 58 20 Triple-walled Clear (H/H/H) 1.70 73 65 22 Triple-walled Opal (O/H/O) 1.70 62 51 22 Four-walled Clear (H/H/H/H) 1.28 64 54 23 Four-walled Opal (H/H/O/H) 1.28 59 48 23 Polycarbonate Single-walled Clear (A) 5.17 88 83 - PC Single-walled Opal (D) 5.17 58 60 - Double-walled Clear (A/H) 2.90 79 72 20 Double-walled Clear (A/A) 2.90 77 69 20 Double-walled Opal (A/O) 2.90 73 63 20 Double-walled Opal (A/D) 2.90 51 50 20 Triple-walled Clear (A/H/H) 1.70 71 63 22 Triple-walled Opal (A/O/O) 1.70 61 48 22 Four-walled Clear (A/H/H/H) 1.28 64 52 23 Four-walled Opal (A/H/O/H) 1.28 59 46 23 Polycarbonate Single-walled Heatstop Opal (T) 5.17 49 59 - Heatstop PC Double-walled Clear (T/H) 2.90 44 51 20 Double-walled Opal (T/O) 2.90 41 45 20 Triple-walled Clear (T/H/H) 1.70 40 <td data-sheets-numberformat='{"1":2,"2":"0","3":1}' data-sheets-value='{"1":3,"3":44}' style="overflow:hidden;paddin | https://skylux.eu/en/products/skylux-160-ce-met-koepel-en-pvc-opstand-30-20-met-lm-motor-0750-x-1050-mm | https://skylux.eu/cdn/shop/files/Skylux-160deg-CE-met-koepel-en-pvc-opstand-3020-met-LM-motor-0750-x-1050-mm-RWA-systeem.jpg?v=1702980378&width=1600 | https://skylux.eu/cdn/shop/files/e5a82811-1bb0-48e4-a776-cacb59c7c092_29e274e1-184c-4765-b2ee-8ac761281f14.jpg?v=1688551117&width=1600 | //skylux.eu/cdn/shop/files/E_MH_Mounting_instructions_Skylux_160_CE_LM.pdf?v=12406716259046007223 | //skylux.eu/cdn/shop/files/E_TD_Technical_File_Skylux_Skylux_160_CE_Electric.pdf?v=3667116872303399239 | <style type="text/css" id="isPasted"> <!--td { border: 1px solid #cccccc; } br { mso-data-placement: same-cell; } --> </style> <table border="1" cellpadding="0" cellspacing="0" dir="ltr" style="table-layout:fixed;font-size:10pt;font-family:Arial;border-collapse:collapse;border:none;"><tbody> <tr style="height:20px;"> <td style="overflow:hidden;padding:0px 3px 0px 3px;vertical-align:bottom;"></td> <td style="overflow:hidden;padding:0px 3px 0px 3px;vertical-align:bottom;"></td> <td style="overflow:hidden;padding:0px 3px 0px 3px;vertical-align:bottom;"></td> <td data-sheets-value='{"1":2,"2":"Ut-value"}' style="overflow:hidden;padding:0px 3px 0px 3px;vertical-align:bottom;font-weight:bold;text-align:center;">Ut-value</td> <td data-sheets-value='{"1":2,"2":"LT-value"}' style="overflow:hidden;padding:0px 3px 0px 3px;vertical-align:bottom;font-weight:bold;text-align:center;">LT-value</td> <td data-sheets-value='{"1":2,"2":"g-value"}' style="overflow:hidden;padding:0px 3px 0px 3px;vertical-align:bottom;font-weight:bold;text-align:center;">g-value</td> <td data-sheets-value='{"1":2,"2":"Rw-value "}' style="overflow:hidden;padding:0px 3px 0px 3px;vertical-align:bottom;font-weight:bold;text-align:center;">Rw-value </td> </tr> <tr style="height:20px;"> <td style="overflow:hidden;padding:0px 3px 0px 3px;vertical-align:bottom;"></td> <td style="overflow:hidden;padding:0px 3px 0px 3px;vertical-align:bottom;"></td> <td style="overflow:hidden;padding:0px 3px 0px 3px;vertical-align:bottom;"></td> <td data-sheets-numberformat='{"1":2,"2":"0.00","3":1}' data-sheets-value='{"1":2,"2":"EN 1873 : 2014"}' style="overflow:hidden;padding:0px 3px 0px 3px;vertical-align:bottom;text-align:center;">EN 1873 : 2014</td> <td data-sheets-numberformat='{"1":2,"2":"0","3":1}' data-sheets-value='{"1":2,"2":"EN ISO 13468 EN 16153 EN 410"}' style="overflow:hidden;padding:0px 3px 0px 3px;vertical-align:bottom;text-align:center;">EN ISO 13468 EN 16153 EN 410</td> <td data-sheets-numberformat='{"1":2,"2":"0","3":1}' data-sheets-value='{"1":2,"2":"EN 410"}' style="overflow:hidden;padding:0px 3px 0px 3px;vertical-align:bottom;text-align:center;">EN 410</td> <td data-sheets-value='{"1":2,"2":"EN ISO 140-3\t\t"}' style="overflow:hidden;padding:0px 3px 0px 3px;vertical-align:bottom;text-align:center;">EN ISO 140-3 </td> </tr> <tr style="height:20px;"> <td data-sheets-value='{"1":2,"2":"Material"}' style="border-bottom:1px solid #000000;overflow:hidden;padding:0px 3px 0px 3px;vertical-align:bottom;background-color:#000000;font-weight:bold;color:#ffffff;">Material</td> <td data-sheets-value='{"1":2,"2":"Walls"}' style="border-bottom:1px solid #000000;overflow:hidden;padding:0px 3px 0px 3px;vertical-align:bottom;background-color:#000000;font-weight:bold;color:#ffffff;">Walls</td> <td data-sheets-value='{"1":2,"2":"Shells"}' style="border-bottom:1px solid #000000;overflow:hidden;padding:0px 3px 0px 3px;vertical-align:bottom;background-color:#000000;font-weight:bold;color:#ffffff;">Shells</td> <td data-sheets-numberformat='{"1":2,"2":"0.00","3":1}' data-sheets-value='{"1":2,"2":"(W/m²K)\t"}' style="border-bottom:1px solid #000000;overflow:hidden;padding:0px 3px 0px 3px;vertical-align:bottom;background-color:#000000;font-weight:bold;color:#ffffff;text-align:center;">(W/m²K) </td> <td data-sheets-numberformat='{"1":2,"2":"0","3":1}' data-sheets-value='{"1":2,"2":"(%)"}' style="border-bottom:1px solid #000000;overflow:hidden;padding:0px 3px 0px 3px;vertical-align:bottom;background-color:#000000;font-weight:bold;color:#ffffff;text-align:center;">(%)</td> <td data-sheets-numberformat='{"1":2,"2":"0","3":1}' data-sheets-value='{"1":2,"2":"(%)"}' style="border-bottom:1px solid #000000;overflow:hidden;padding:0px 3px 0px 3px;vertical-align:bottom;background-color:#000000;font-weight:bold;color:#ffffff;text-align:center;">(%)</td> <td data-sheets-value='{"1":2,"2":"(dB)"}' style="border-bottom:1px solid #000000;overflow:hidden;padding:0px 3px 0px 3px;vertical-align:bottom;background-color:#000000;font-weight:bold;color:#ffffff;text-align:center;">(dB)</td> </tr> <tr style="height:20px;"> <td data-sheets-value='{"1":2,"2":"Acrylic"}' style="border-left:1px solid #000000;overflow:hidden;padding:0px 3px 0px 3px;vertical-align:bottom;font-weight:bold;">Acrylic</td> <td data-sheets-value='{"1":2,"2":"Single-walled"}' style="overflow:hidden;padding:0px 3px 0px 3px;vertical-align:bottom;font-weight:bold;">Single-walled</td> <td data-sheets-value='{"1":2,"2":"Clear (H)"}' style="border-right:1px solid #000000;overflow:hidden;padding:0px 3px 0px 3px;vertical-align:bottom;font-weight:bold;">Clear (H)</td> <td data-sheets-numberformat='{"1":2,"2":"0.00","3":1}' data-sheets-value='{"1":3,"3":5.17}' style="overflow:hidden;padding:0px 3px 0px 3px;vertical-align:bottom;text-align:center;">5.17</td> <td data-sheets-numberformat='{"1":2,"2":"0","3":1}' data-sheets-value='{"1":3,"3":90}' style="overflow:hidden;padding:0px 3px 0px 3px;vertical-align:bottom;text-align:center;">90</td> <td data-sheets-numberformat='{"1":2,"2":"0","3":1}' data-sheets-value='{"1":3,"3":87}' style="overflow:hidden;padding:0px 3px 0px 3px;vertical-align:bottom;text-align:center;">87</td> <td data-sheets-numberformat='{"1":2,"2":"0","3":1}' data-sheets-value='{"1":2,"2":"-"}' style="border-right:1px solid #000000;overflow:hidden;padding:0px 3px 0px 3px;vertical-align:bottom;text-align:center;">-</td> </tr> <tr style="height:20px;"> <td data-sheets-value='{"1":2,"2":"PMMA"}' style="border-left:1px solid #000000;overflow:hidden;padding:0px 3px 0px 3px;vertical-align:bottom;font-weight:bold;">PMMA</td> <td data-sheets-value='{"1":2,"2":"Single-walled"}' style="overflow:hidden;padding:0px 3px 0px 3px;vertical-align:bottom;font-weight:bold;">Single-walled</td> <td data-sheets-value='{"1":2,"2":"Opal (O)"}' style="border-right:1px solid #000000;overflow:hidden;padding:0px 3px 0px 3px;vertical-align:bottom;font-weight:bold;">Opal (O)</td> <td data-sheets-numberformat='{"1":2,"2":"0.00","3":1}' data-sheets-value='{"1":3,"3":5.17}' style="overflow:hidden;padding:0px 3px 0px 3px;vertical-align:bottom;text-align:center;">5.17</td> <td data-sheets-numberformat='{"1":2,"2":"0","3":1}' data-sheets-value='{"1":3,"3":83}' style="overflow:hidden;padding:0px 3px 0px 3px;vertical-align:bottom;text-align:center;">83</td> <td data-sheets-numberformat='{"1":2,"2":"0","3":1}' data-sheets-value='{"1":3,"3":76}' style="overflow:hidden;padding:0px 3px 0px 3px;vertical-align:bottom;text-align:center;">76</td> <td data-sheets-numberformat='{"1":2,"2":"0","3":1}' data-sheets-value='{"1":2,"2":"-"}' style="border-right:1px solid #000000;overflow:hidden;padding:0px 3px 0px 3px;vertical-align:bottom;text-align:center;">-</td> </tr> <tr style="height:20px;"> <td style="border-left:1px solid #000000;overflow:hidden;padding:0px 3px 0px 3px;vertical-align:bottom;font-weight:bold;"></td> <td data-sheets-value='{"1":2,"2":"Double-walled"}' style="overflow:hidden;padding:0px 3px 0px 3px;vertical-align:bottom;font-weight:bold;">Double-walled</td> <td data-sheets-value='{"1":2,"2":"Clear (H/H)"}' style="border-right:1px solid #000000;overflow:hidden;padding:0px 3px 0px 3px;vertical-align:bottom;font-weight:bold;">Clear (H/H)</td> <td data-sheets-numberformat='{"1":2,"2":"0.00","3":1}' data-sheets-value='{"1":3,"3":2.9}' style="overflow:hidden;padding:0px 3px 0px 3px;vertical-align:bottom;text-align:center;">2.90</td> <td data-sheets-numberformat='{"1":2,"2":"0","3":1}' data-sheets-value='{"1":3,"3":81}' style="overflow:hidden;padding:0px 3px 0px 3px;vertical-align:bottom;text-align:center;">81</td> <td data-sheets-numberformat='{"1":2,"2":"0","3":1}' data-sheets-value='{"1":3,"3":75}' style="overflow:hidden;padding:0px 3px 0px 3px;vertical-align:bottom;text-align:center;">75</td> <td data-sheets-numberformat='{"1":2,"2":"0","3":1}' data-sheets-value='{"1":3,"3":20}' style="border-right:1px solid #000000;overflow:hidden;padding:0px 3px 0px 3px;vertical-align:bottom;text-align:center;">20</td> </tr> <tr style="height:20px;"> <td style="border-left:1px solid #000000;overflow:hidden;padding:0px 3px 0px 3px;vertical-align:bottom;font-weight:bold;"></td> <td data-sheets-value='{"1":2,"2":"Double-walled"}' style="overflow:hidden;padding:0px 3px 0px 3px;vertical-align:bottom;font-weight:bold;">Double-walled</td> <td data-sheets-value='{"1":2,"2":"Opal (O/O)"}' style="border-right:1px solid #000000;overflow:hidden;padding:0px 3px 0px 3px;vertical-align:bottom;font-weight:bold;">Opal (O/O)</td> <td data-sheets-numberformat='{"1":2,"2":"0.00","3":1}' data-sheets-value='{"1":3,"3":2.9}' style="overflow:hidden;padding:0px 3px 0px 3px;vertical-align:bottom;text-align:center;">2.90</td> <td data-sheets-numberformat='{"1":2,"2":"0","3":1}' data-sheets-value='{"1":3,"3":69}' style="overflow:hidden;padding:0px 3px 0px 3px;vertical-align:bottom;text-align:center;">69</td> <td data-sheets-numberformat='{"1":2,"2":"0","3":1}' data-sheets-value='{"1":3,"3":58}' style="overflow:hidden;padding:0px 3px 0px 3px;vertical-align:bottom;text-align:center;">58</td> <td data-sheets-numberformat='{"1":2,"2":"0","3":1}' data-sheets-value='{"1":3,"3":20}' style="border-right:1px solid #000000;overflow:hidden;padding:0px 3px 0px 3px;vertical-align:bottom;text-align:center;">20</td> </tr> <tr style="height:20px;"> <td style="border-left:1px solid #000000;overflow:hidden;padding:0px 3px 0px 3px;vertical-align:bottom;font-weight:bold;"></td> <td data-sheets-value='{"1":2,"2":"Triple-walled"}' style="overflow:hidden;padding:0px 3px 0px 3px;vertical-align:bottom;font-weight:bold;">Triple-walled</td> <td data-sheets-value='{"1":2,"2":"Clear (H/H/H)"}' style="border-right:1px solid #000000;overflow:hidden;padding:0px 3px 0px 3px;vertical-align:bottom;font-weight:bold;">Clear (H/H/H)</td> <td data-sheets-numberformat='{"1":2,"2":"0.00","3":1}' data-sheets-value='{"1":3,"3":1.7}' style="overflow:hidden;padding:0px 3px 0px 3px;vertical-align:bottom;text-align:center;">1.70</td> <td data-sheets-numberformat='{"1":2,"2":"0","3":1}' data-sheets-value='{"1":3,"3":73}' style="overflow:hidden;padding:0px 3px 0px 3px;vertical-align:bottom;text-align:center;">73</td> <td data-sheets-numberformat='{"1":2,"2":"0","3":1}' data-sheets-value='{"1":3,"3":65}' style="overflow:hidden;padding:0px 3px 0px 3px;vertical-align:bottom;text-align:center;">65</td> <td data-sheets-numberformat='{"1":2,"2":"0","3":1}' data-sheets-value='{"1":3,"3":22}' style="border-right:1px solid #000000;overflow:hidden;padding:0px 3px 0px 3px;vertical-align:bottom;text-align:center;">22</td> </tr> <tr style="height:20px;"> <td style="border-left:1px solid #000000;overflow:hidden;padding:0px 3px 0px 3px;vertical-align:bottom;font-weight:bold;"></td> <td data-sheets-value='{"1":2,"2":"Triple-walled"}' style="overflow:hidden;padding:0px 3px 0px 3px;vertical-align:bottom;font-weight:bold;">Triple-walled</td> <td data-sheets-value='{"1":2,"2":"Opal (O/H/O)"}' style="border-right:1px solid #000000;overflow:hidden;padding:0px 3px 0px 3px;vertical-align:bottom;font-weight:bold;">Opal (O/H/O)</td> <td data-sheets-numberformat='{"1":2,"2":"0.00","3":1}' data-sheets-value='{"1":3,"3":1.7}' style="overflow:hidden;padding:0px 3px 0px 3px;vertical-align:bottom;text-align:center;">1.70</td> <td data-sheets-numberformat='{"1":2,"2":"0","3":1}' data-sheets-value='{"1":3,"3":62}' style="overflow:hidden;padding:0px 3px 0px 3px;vertical-align:bottom;text-align:center;">62</td> <td data-sheets-numberformat='{"1":2,"2":"0","3":1}' data-sheets-value='{"1":3,"3":51}' style="overflow:hidden;padding:0px 3px 0px 3px;vertical-align:bottom;text-align:center;">51</td> <td data-sheets-numberformat='{"1":2,"2":"0","3":1}' data-sheets-value='{"1":3,"3":22}' style="border-right:1px solid #000000;overflow:hidden;padding:0px 3px 0px 3px;vertical-align:bottom;text-align:center;">22</td> </tr> <tr style="height:20px;"> <td style="border-left:1px solid #000000;overflow:hidden;padding:0px 3px 0px 3px;vertical-align:bottom;font-weight:bold;"></td> <td data-sheets-value='{"1":2,"2":"Four-walled"}' style="overflow:hidden;padding:0px 3px 0px 3px;vertical-align:bottom;font-weight:bold;">Four-walled</td> <td data-sheets-value='{"1":2,"2":"Clear (H/H/H/H)"}' style="border-right:1px solid #000000;overflow:hidden;padding:0px 3px 0px 3px;vertical-align:bottom;font-weight:bold;">Clear (H/H/H/H)</td> <td data-sheets-numberformat='{"1":2,"2":"0.00","3":1}' data-sheets-value='{"1":3,"3":1.28}' style="overflow:hidden;padding:0px 3px 0px 3px;vertical-align:bottom;text-align:center;">1.28</td> <td data-sheets-numberformat='{"1":2,"2":"0","3":1}' data-sheets-value='{"1":3,"3":64}' style="overflow:hidden;padding:0px 3px 0px 3px;vertical-align:bottom;text-align:center;">64</td> <td data-sheets-numberformat='{"1":2,"2":"0","3":1}' data-sheets-value='{"1":3,"3":54}' style="overflow:hidden;padding:0px 3px 0px 3px;vertical-align:bottom;text-align:center;">54</td> <td data-sheets-numberformat='{"1":2,"2":"0","3":1}' data-sheets-value='{"1":3,"3":23}' style="border-right:1px solid #000000;overflow:hidden;padding:0px 3px 0px 3px;vertical-align:bottom;text-align:center;">23</td> </tr> <tr style="height:20px;"> <td style="border-bottom:1px solid #000000;border-left:1px solid #000000;overflow:hidden;padding:0px 3px 0px 3px;vertical-align:bottom;"></td> <td data-sheets-value='{"1":2,"2":"Four-walled"}' style="border-bottom:1px solid #000000;overflow:hidden;padding:0px 3px 0px 3px;vertical-align:bottom;font-weight:bold;">Four-walled</td> <td data-sheets-value='{"1":2,"2":"Opal (H/H/O/H)"}' style="border-right:1px solid #000000;border-bottom:1px solid #000000;overflow:hidden;padding:0px 3px 0px 3px;vertical-align:bottom;font-weight:bold;">Opal (H/H/O/H)</td> <td data-sheets-numberformat='{"1":2,"2":"0.00","3":1}' data-sheets-value='{"1":3,"3":1.28}' style="border-bottom:1px solid #000000;overflow:hidden;padding:0px 3px 0px 3px;vertical-align:bottom;text-align:center;">1.28</td> <td data-sheets-numberformat='{"1":2,"2":"0","3":1}' data-sheets-value='{"1":3,"3":59}' style="border-bottom:1px solid #000000;overflow:hidden;padding:0px 3px 0px 3px;vertical-align:bottom;text-align:center;">59</td> <td data-sheets-numberformat='{"1":2,"2":"0","3":1}' data-sheets-value='{"1":3,"3":48}' style="border-bottom:1px solid #000000;overflow:hidden;padding:0px 3px 0px 3px;vertical-align:bottom;text-align:center;">48</td> <td data-sheets-numberformat='{"1":2,"2":"0","3":1}' data-sheets-value='{"1":3,"3":23}' style="border-right:1px solid #000000;border-bottom:1px solid #000000;overflow:hidden;padding:0px 3px 0px 3px;vertical-align:bottom;text-align:center;">23</td> </tr> <tr style="height:20px;"> <td data-sheets-value='{"1":2,"2":"Polycarbonate "}' style="border-left:1px solid #000000;overflow:hidden;padding:0px 3px 0px 3px;vertical-align:bottom;font-weight:bold;">Polycarbonate </td> <td data-sheets-value='{"1":2,"2":"Single-walled"}' style="overflow:hidden;padding:0px 3px 0px 3px;vertical-align:bottom;font-weight:bold;">Single-walled</td> <td data-sheets-value='{"1":2,"2":"Clear (A)"}' style="border-right:1px solid #000000;overflow:hidden;padding:0px 3px 0px 3px;vertical-align:bottom;font-weight:bold;">Clear (A)</td> <td data-sheets-numberformat='{"1":2,"2":"0.00","3":1}' data-sheets-value='{"1":3,"3":5.17}' style="overflow:hidden;padding:0px 3px 0px 3px;vertical-align:bottom;text-align:center;">5.17</td> <td data-sheets-numberformat='{"1":2,"2":"0","3":1}' data-sheets-value='{"1":3,"3":88}' style="overflow:hidden;padding:0px 3px 0px 3px;vertical-align:bottom;text-align:center;">88</td> <td data-sheets-numberformat='{"1":2,"2":"0","3":1}' data-sheets-value='{"1":3,"3":83}' style="overflow:hidden;padding:0px 3px 0px 3px;vertical-align:bottom;text-align:center;">83</td> <td data-sheets-numberformat='{"1":2,"2":"0","3":1}' data-sheets-value='{"1":2,"2":"-"}' style="border-right:1px solid #000000;overflow:hidden;padding:0px 3px 0px 3px;vertical-align:bottom;text-align:center;">-</td> </tr> <tr style="height:20px;"> <td data-sheets-value='{"1":2,"2":"PC"}' style="border-left:1px solid #000000;overflow:hidden;padding:0px 3px 0px 3px;vertical-align:bottom;font-weight:bold;">PC</td> <td data-sheets-value='{"1":2,"2":"Single-walled"}' style="overflow:hidden;padding:0px 3px 0px 3px;vertical-align:bottom;font-weight:bold;">Single-walled</td> <td data-sheets-value='{"1":2,"2":"Opal (D)"}' style="border-right:1px solid #000000;overflow:hidden;padding:0px 3px 0px 3px;vertical-align:bottom;font-weight:bold;">Opal (D)</td> <td data-sheets-numberformat='{"1":2,"2":"0.00","3":1}' data-sheets-value='{"1":3,"3":5.17}' style="overflow:hidden;padding:0px 3px 0px 3px;vertical-align:bottom;text-align:center;">5.17</td> <td data-sheets-numberformat='{"1":2,"2":"0","3":1}' data-sheets-value='{"1":3,"3":58}' style="overflow:hidden;padding:0px 3px 0px 3px;vertical-align:bottom;text-align:center;">58</td> <td data-sheets-numberformat='{"1":2,"2":"0","3":1}' data-sheets-value='{"1":3,"3":60}' style="overflow:hidden;padding:0px 3px 0px 3px;vertical-align:bottom;text-align:center;">60</td> <td data-sheets-numberformat='{"1":2,"2":"0","3":1}' data-sheets-value='{"1":2,"2":"-"}' style="border-right:1px solid #000000;overflow:hidden;padding:0px 3px 0px 3px;vertical-align:bottom;text-align:center;">-</td> </tr> <tr style="height:20px;"> <td style="border-left:1px solid #000000;overflow:hidden;padding:0px 3px 0px 3px;vertical-align:bottom;font-weight:bold;"></td> <td data-sheets-value='{"1":2,"2":"Double-walled"}' style="overflow:hidden;padding:0px 3px 0px 3px;vertical-align:bottom;font-weight:bold;">Double-walled</td> <td data-sheets-value='{"1":2,"2":"Clear (A/H)"}' style="border-right:1px solid #000000;overflow:hidden;padding:0px 3px 0px 3px;vertical-align:bottom;font-weight:bold;">Clear (A/H)</td> <td data-sheets-numberformat='{"1":2,"2":"0.00","3":1}' data-sheets-value='{"1":3,"3":2.9}' style="overflow:hidden;padding:0px 3px 0px 3px;vertical-align:bottom;text-align:center;">2.90</td> <td data-sheets-numberformat='{"1":2,"2":"0","3":1}' data-sheets-value='{"1":3,"3":79}' style="overflow:hidden;padding:0px 3px 0px 3px;vertical-align:bottom;text-align:center;">79</td> <td data-sheets-numberformat='{"1":2,"2":"0","3":1}' data-sheets-value='{"1":3,"3":72}' style="overflow:hidden;padding:0px 3px 0px 3px;vertical-align:bottom;text-align:center;">72</td> <td data-sheets-numberformat='{"1":2,"2":"0","3":1}' data-sheets-value='{"1":3,"3":20}' style="border-right:1px solid #000000;overflow:hidden;padding:0px 3px 0px 3px;vertical-align:bottom;text-align:center;">20</td> </tr> <tr style="height:20px;"> <td style="border-left:1px solid #000000;overflow:hidden;padding:0px 3px 0px 3px;vertical-align:bottom;font-weight:bold;"></td> <td data-sheets-value='{"1":2,"2":"Double-walled"}' style="overflow:hidden;padding:0px 3px 0px 3px;vertical-align:bottom;font-weight:bold;">Double-walled</td> <td data-sheets-value='{"1":2,"2":"Clear (A/A)"}' style="border-right:1px solid #000000;overflow:hidden;padding:0px 3px 0px 3px;vertical-align:bottom;font-weight:bold;">Clear (A/A)</td> <td data-sheets-numberformat='{"1":2,"2":"0.00","3":1}' data-sheets-value='{"1":3,"3":2.9}' style="overflow:hidden;padding:0px 3px 0px 3px;vertical-align:bottom;text-align:center;">2.90</td> <td data-sheets-numberformat='{"1":2,"2":"0","3":1}' data-sheets-value='{"1":3,"3":77}' style="overflow:hidden;padding:0px 3px 0px 3px;vertical-align:bottom;text-align:center;">77</td> <td data-sheets-numberformat='{"1":2,"2":"0","3":1}' data-sheets-value='{"1":3,"3":69}' style="overflow:hidden;padding:0px 3px 0px 3px;vertical-align:bottom;text-align:center;">69</td> <td data-sheets-numberformat='{"1":2,"2":"0","3":1}' data-sheets-value='{"1":3,"3":20}' style="border-right:1px solid #000000;overflow:hidden;padding:0px 3px 0px 3px;vertical-align:bottom;text-align:center;">20</td> </tr> <tr style="height:20px;"> <td style="border-left:1px solid #000000;overflow:hidden;padding:0px 3px 0px 3px;vertical-align:bottom;font-weight:bold;"></td> <td data-sheets-value='{"1":2,"2":"Double-walled"}' style="overflow:hidden;padding:0px 3px 0px 3px;vertical-align:bottom;font-weight:bold;">Double-walled</td> <td data-sheets-value='{"1":2,"2":"Opal (A/O)"}' style="border-right:1px solid #000000;overflow:hidden;padding:0px 3px 0px 3px;vertical-align:bottom;font-weight:bold;">Opal (A/O)</td> <td data-sheets-numberformat='{"1":2,"2":"0.00","3":1}' data-sheets-value='{"1":3,"3":2.9}' style="overflow:hidden;padding:0px 3px 0px 3px;vertical-align:bottom;text-align:center;">2.90</td> <td data-sheets-numberformat='{"1":2,"2":"0","3":1}' data-sheets-value='{"1":3,"3":73}' style="overflow:hidden;padding:0px 3px 0px 3px;vertical-align:bottom;text-align:center;">73</td> <td data-sheets-numberformat='{"1":2,"2":"0","3":1}' data-sheets-value='{"1":3,"3":63}' style="overflow:hidden;padding:0px 3px 0px 3px;vertical-align:bottom;text-align:center;">63</td> <td data-sheets-numberformat='{"1":2,"2":"0","3":1}' data-sheets-value='{"1":3,"3":20}' style="border-right:1px solid #000000;overflow:hidden;padding:0px 3px 0px 3px;vertical-align:bottom;text-align:center;">20</td> </tr> <tr style="height:20px;"> <td style="border-left:1px solid #000000;overflow:hidden;padding:0px 3px 0px 3px;vertical-align:bottom;font-weight:bold;"></td> <td data-sheets-value='{"1":2,"2":"Double-walled"}' style="overflow:hidden;padding:0px 3px 0px 3px;vertical-align:bottom;font-weight:bold;">Double-walled</td> <td data-sheets-value='{"1":2,"2":"Opal (A/D)"}' style="border-right:1px solid #000000;overflow:hidden;padding:0px 3px 0px 3px;vertical-align:bottom;font-weight:bold;">Opal (A/D)</td> <td data-sheets-numberformat='{"1":2,"2":"0.00","3":1}' data-sheets-value='{"1":3,"3":2.9}' style="overflow:hidden;padding:0px 3px 0px 3px;vertical-align:bottom;text-align:center;">2.90</td> <td data-sheets-numberformat='{"1":2,"2":"0","3":1}' data-sheets-value='{"1":3,"3":51}' style="overflow:hidden;padding:0px 3px 0px 3px;vertical-align:bottom;text-align:center;">51</td> <td data-sheets-numberformat='{"1":2,"2":"0","3":1}' data-sheets-value='{"1":3,"3":50}' style="overflow:hidden;padding:0px 3px 0px 3px;vertical-align:bottom;text-align:center;">50</td> <td data-sheets-numberformat='{"1":2,"2":"0","3":1}' data-sheets-value='{"1":3,"3":20}' style="border-right:1px solid #000000;overflow:hidden;padding:0px 3px 0px 3px;vertical-align:bottom;text-align:center;">20</td> </tr> <tr style="height:20px;"> <td style="border-left:1px solid #000000;overflow:hidden;padding:0px 3px 0px 3px;vertical-align:bottom;font-weight:bold;"></td> <td data-sheets-value='{"1":2,"2":"Triple-walled"}' style="overflow:hidden;padding:0px 3px 0px 3px;vertical-align:bottom;font-weight:bold;">Triple-walled</td> <td data-sheets-value='{"1":2,"2":"Clear (A/H/H)"}' style="border-right:1px solid #000000;overflow:hidden;padding:0px 3px 0px 3px;vertical-align:bottom;font-weight:bold;">Clear (A/H/H)</td> <td data-sheets-numberformat='{"1":2,"2":"0.00","3":1}' data-sheets-value='{"1":3,"3":1.7}' style="overflow:hidden;padding:0px 3px 0px 3px;vertical-align:bottom;text-align:center;">1.70</td> <td data-sheets-numberformat='{"1":2,"2":"0","3":1}' data-sheets-value='{"1":3,"3":71}' style="overflow:hidden;padding:0px 3px 0px 3px;vertical-align:bottom;text-align:center;">71</td> <td data-sheets-numberformat='{"1":2,"2":"0","3":1}' data-sheets-value='{"1":3,"3":63}' style="overflow:hidden;padding:0px 3px 0px 3px;vertical-align:bottom;text-align:center;">63</td> <td data-sheets-numberformat='{"1":2,"2":"0","3":1}' data-sheets-value='{"1":3,"3":22}' style="border-right:1px solid #000000;overflow:hidden;padding:0px 3px 0px 3px;vertical-align:bottom;text-align:center;">22</td> </tr> <tr style="height:20px;"> <td style="border-left:1px solid #000000;overflow:hidden;padding:0px 3px 0px 3px;vertical-align:bottom;font-weight:bold;"></td> <td data-sheets-value='{"1":2,"2":"Triple-walled"}' style="overflow:hidden;padding:0px 3px 0px 3px;vertical-align:bottom;font-weight:bold;">Triple-walled</td> <td data-sheets-value='{"1":2,"2":"Opal (A/O/O)"}' style="border-right:1px solid #000000;overflow:hidden;padding:0px 3px 0px 3px;vertical-align:bottom;font-weight:bold;">Opal (A/O/O)</td> <td data-sheets-numberformat='{"1":2,"2":"0.00","3":1}' data-sheets-value='{"1":3,"3":1.7}' style="overflow:hidden;padding:0px 3px 0px 3px;vertical-align:bottom;text-align:center;">1.70</td> <td data-sheets-numberformat='{"1":2,"2":"0","3":1}' data-sheets-value='{"1":3,"3":61}' style="overflow:hidden;padding:0px 3px 0px 3px;vertical-align:bottom;text-align:center;">61</td> <td data-sheets-numberformat='{"1":2,"2":"0","3":1}' data-sheets-value='{"1":3,"3":48}' style="overflow:hidden;padding:0px 3px 0px 3px;vertical-align:bottom;text-align:center;">48</td> <td data-sheets-numberformat='{"1":2,"2":"0","3":1}' data-sheets-value='{"1":3,"3":22}' style="border-right:1px solid #000000;overflow:hidden;padding:0px 3px 0px 3px;vertical-align:bottom;text-align:center;">22</td> </tr> <tr style="height:20px;"> <td style="border-left:1px solid #000000;overflow:hidden;padding:0px 3px 0px 3px;vertical-align:bottom;font-weight:bold;"></td> <td data-sheets-value='{"1":2,"2":"Four-walled"}' style="overflow:hidden;padding:0px 3px 0px 3px;vertical-align:bottom;font-weight:bold;">Four-walled</td> <td data-sheets-value='{"1":2,"2":"Clear (A/H/H/H)"}' style="border-right:1px solid #000000;overflow:hidden;padding:0px 3px 0px 3px;vertical-align:bottom;font-weight:bold;">Clear (A/H/H/H)</td> <td data-sheets-numberformat='{"1":2,"2":"0.00","3":1}' data-sheets-value='{"1":3,"3":1.28}' style="overflow:hidden;padding:0px 3px 0px 3px;vertical-align:bottom;text-align:center;">1.28</td> <td data-sheets-numberformat='{"1":2,"2":"0","3":1}' data-sheets-value='{"1":3,"3":64}' style="overflow:hidden;padding:0px 3px 0px 3px;vertical-align:bottom;text-align:center;">64</td> <td data-sheets-numberformat='{"1":2,"2":"0","3":1}' data-sheets-value='{"1":3,"3":52}' style="overflow:hidden;padding:0px 3px 0px 3px;vertical-align:bottom;text-align:center;">52</td> <td data-sheets-numberformat='{"1":2,"2":"0","3":1}' data-sheets-value='{"1":3,"3":23}' style="border-right:1px solid #000000;overflow:hidden;padding:0px 3px 0px 3px;vertical-align:bottom;text-align:center;">23</td> </tr> <tr style="height:20px;"> <td style="border-bottom:1px solid #000000;border-left:1px solid #000000;overflow:hidden;padding:0px 3px 0px 3px;vertical-align:bottom;"></td> <td data-sheets-value='{"1":2,"2":"Four-walled"}' style="border-bottom:1px solid #000000;overflow:hidden;padding:0px 3px 0px 3px;vertical-align:bottom;font-weight:bold;">Four-walled</td> <td data-sheets-value='{"1":2,"2":"Opal (A/H/O/H)"}' style="border-right:1px solid #000000;border-bottom:1px solid #000000;overflow:hidden;padding:0px 3px 0px 3px;vertical-align:bottom;font-weight:bold;">Opal (A/H/O/H)</td> <td data-sheets-numberformat='{"1":2,"2":"0.00","3":1}' data-sheets-value='{"1":3,"3":1.28}' style="border-bottom:1px solid #000000;overflow:hidden;padding:0px 3px 0px 3px;vertical-align:bottom;text-align:center;">1.28</td> <td data-sheets-numberformat='{"1":2,"2":"0","3":1}' data-sheets-value='{"1":3,"3":59}' style="border-bottom:1px solid #000000;overflow:hidden;padding:0px 3px 0px 3px;vertical-align:bottom;text-align:center;">59</td> <td data-sheets-numberformat='{"1":2,"2":"0","3":1}' data-sheets-value='{"1":3,"3":46}' style="border-bottom:1px solid #000000;overflow:hidden;padding:0px 3px 0px 3px;vertical-align:bottom;text-align:center;">46</td> <td data-sheets-numberformat='{"1":2,"2":"0","3":1}' data-sheets-value='{"1":3,"3":23}' style="border-right:1px solid #000000;border-bottom:1px solid #000000;overflow:hidden;padding:0px 3px 0px 3px;vertical-align:bottom;text-align:center;">23</td> </tr> <tr style="height:20px;"> <td data-sheets-value='{"1":2,"2":"Polycarbonate"}' style="border-left:1px solid #000000;overflow:hidden;padding:0px 3px 0px 3px;vertical-align:bottom;font-weight:bold;">Polycarbonate</td> <td data-sheets-value='{"1":2,"2":"Single-walled"}' style="overflow:hidden;padding:0px 3px 0px 3px;vertical-align:bottom;font-weight:bold;">Single-walled</td> <td data-sheets-value='{"1":2,"2":"Heatstop Opal (T)"}' style="border-right:1px solid #000000;overflow:hidden;padding:0px 3px 0px 3px;vertical-align:bottom;font-weight:bold;">Heatstop Opal (T)</td> <td data-sheets-numberformat='{"1":2,"2":"0.00","3":1}' data-sheets-value='{"1":3,"3":5.17}' style="overflow:hidden;padding:0px 3px 0px 3px;vertical-align:bottom;text-align:center;">5.17</td> <td data-sheets-numberformat='{"1":2,"2":"0","3":1}' data-sheets-value='{"1":3,"3":49}' style="overflow:hidden;padding:0px 3px 0px 3px;vertical-align:bottom;text-align:center;">49</td> <td data-sheets-numberformat='{"1":2,"2":"0","3":1}' data-sheets-value='{"1":3,"3":59}' style="overflow:hidden;padding:0px 3px 0px 3px;vertical-align:bottom;text-align:center;">59</td> <td data-sheets-numberformat='{"1":2,"2":"0","3":1}' data-sheets-value='{"1":2,"2":"-"}' style="border-right:1px solid #000000;overflow:hidden;padding:0px 3px 0px 3px;vertical-align:bottom;text-align:center;">-</td> </tr> <tr style="height:20px;"> <td data-sheets-value='{"1":2,"2":"Heatstop PC"}' style="border-left:1px solid #000000;overflow:hidden;padding:0px 3px 0px 3px;vertical-align:bottom;font-weight:bold;">Heatstop PC</td> <td data-sheets-value='{"1":2,"2":"Double-walled"}' style="overflow:hidden;padding:0px 3px 0px 3px;vertical-align:bottom;font-weight:bold;">Double-walled</td> <td data-sheets-value='{"1":2,"2":"Clear (T/H)"}' style="border-right:1px solid #000000;overflow:hidden;padding:0px 3px 0px 3px;vertical-align:bottom;font-weight:bold;">Clear (T/H)</td> <td data-sheets-numberformat='{"1":2,"2":"0.00","3":1}' data-sheets-value='{"1":3,"3":2.9}' style="overflow:hidden;padding:0px 3px 0px 3px;vertical-align:bottom;text-align:center;">2.90</td> <td data-sheets-numberformat='{"1":2,"2":"0","3":1}' data-sheets-value='{"1":3,"3":44}' style="overflow:hidden;padding:0px 3px 0px 3px;vertical-align:bottom;text-align:center;">44</td> <td data-sheets-numberformat='{"1":2,"2":"0","3":1}' data-sheets-value='{"1":3,"3":51}' style="overflow:hidden;padding:0px 3px 0px 3px;vertical-align:bottom;text-align:center;">51</td> <td data-sheets-numberformat='{"1":2,"2":"0","3":1}' data-sheets-value='{"1":3,"3":20}' style="border-right:1px solid #000000;overflow:hidden;padding:0px 3px 0px 3px;vertical-align:bottom;text-align:center;">20</td> </tr> <tr style="height:20px;"> <td style="border-left:1px solid #000000;overflow:hidden;padding:0px 3px 0px 3px;vertical-align:bottom;font-weight:bold;"></td> <td data-sheets-value='{"1":2,"2":"Double-walled"}' style="overflow:hidden;padding:0px 3px 0px 3px;vertical-align:bottom;font-weight:bold;">Double-walled</td> <td data-sheets-value='{"1":2,"2":"Opal (T/O)"}' style="border-right:1px solid #000000;overflow:hidden;padding:0px 3px 0px 3px;vertical-align:bottom;font-weight:bold;">Opal (T/O)</td> <td data-sheets-numberformat='{"1":2,"2":"0.00","3":1}' data-sheets-value='{"1":3,"3":2.9}' style="overflow:hidden;padding:0px 3px 0px 3px;vertical-align:bottom;text-align:center;">2.90</td> <td data-sheets-numberformat='{"1":2,"2":"0","3":1}' data-sheets-value='{"1":3,"3":41}' style="overflow:hidden;padding:0px 3px 0px 3px;vertical-align:bottom;text-align:center;">41</td> <td data-sheets-numberformat='{"1":2,"2":"0","3":1}' data-sheets-value='{"1":3,"3":45}' style="overflow:hidden;padding:0px 3px 0px 3px;vertical-align:bottom;text-align:center;">45</td> <td data-sheets-numberformat='{"1":2,"2":"0","3":1}' data-sheets-value='{"1":3,"3":20}' style="border-right:1px solid #000000;overflow:hidden;padding:0px 3px 0px 3px;vertical-align:bottom;text-align:center;">20</td> </tr> <tr style="height:20px;"> <td style="border-left:1px solid #000000;overflow:hidden;padding:0px 3px 0px 3px;vertical-align:bottom;font-weight:bold;"></td> <td data-sheets-value='{"1":2,"2":"Triple-walled"}' style="overflow:hidden; | skylux-160-ce-met-koepel-en-pvc-opstand-30-20-met-lm-motor-0750-x-1050-mm | 8586030055757 | 46872348721485
Smoke and heat exhaust (SHEV) | SHE system | Skylux | Skylux 160° CE with skylight and PVC curb 30/20 with LM-actuator 0750 x 1250 mm |  | 36079 | 5412970360797 | 3550.15 | Yes | 30-45 | 64.35 | 750 x 1250 mm | 1250 | 750 |  | PVC 30/20 (30 cm high & roof opening = 20 cm larger than daylight size) | Rectangular | 5.17 W/m²K - 1.28 W/m²K | 87% - 32% | 90% - 32% | 20dB - 23dB | 160° CE (for industry) | skylight | without spoiler | E | Single actuator | Maximum four-walled skylight possible for this product | Ut-value LT-value g-value Rw-value EN 1873 : 2014 EN ISO 13468 EN 16153 EN 410 EN 410 EN ISO 140-3 Material Walls Shells (W/m²K) (%) (%) (dB) Acrylic Single-walled Clear (H) 5.17 90 87 - PMMA Single-walled Opal (O) 5.17 83 76 - Double-walled Clear (H/H) 2.90 81 75 20 Double-walled Opal (O/O) 2.90 69 58 20 Triple-walled Clear (H/H/H) 1.70 73 65 22 Triple-walled Opal (O/H/O) 1.70 62 51 22 Four-walled Clear (H/H/H/H) 1.28 64 54 23 Four-walled Opal (H/H/O/H) 1.28 59 48 23 Polycarbonate Single-walled Clear (A) 5.17 88 83 - PC Single-walled Opal (D) 5.17 58 60 - Double-walled Clear (A/H) 2.90 79 72 20 Double-walled Clear (A/A) 2.90 77 69 20 Double-walled Opal (A/O) 2.90 73 63 20 Double-walled Opal (A/D) 2.90 51 50 20 Triple-walled Clear (A/H/H) 1.70 71 63 22 Triple-walled Opal (A/O/O) 1.70 61 48 22 Four-walled Clear (A/H/H/H) 1.28 64 52 23 Four-walled Opal (A/H/O/H) 1.28 59 46 23 Polycarbonate Single-walled Heatstop Opal (T) 5.17 49 59 - Heatstop PC Double-walled Clear (T/H) 2.90 44 51 20 Double-walled Opal (T/O) 2.90 41 45 20 Triple-walled Clear (T/H/H) 1.70 40 <td data-sheets-numberformat='{"1":2,"2":"0","3":1}' data-sheets-value='{"1":3,"3":44}' style="overflow:hidden;paddin | https://skylux.eu/en/products/skylux-160-ce-met-koepel-en-pvc-opstand-30-20-met-lm-motor-0750-x-1250-mm | https://skylux.eu/cdn/shop/files/Skylux-160deg-CE-met-koepel-en-pvc-opstand-3020-met-LM-motor-0750-x-1250-mm-RWA-systeem.jpg?v=1702980384&width=1600 | https://skylux.eu/cdn/shop/files/e5a82811-1bb0-48e4-a776-cacb59c7c092_1887bafa-180a-4b02-bcd2-00e314a67400.jpg?v=1688551118&width=1600 | //skylux.eu/cdn/shop/files/E_MH_Mounting_instructions_Skylux_160_CE_LM.pdf?v=12406716259046007223 | //skylux.eu/cdn/shop/files/E_TD_Technical_File_Skylux_Skylux_160_CE_Electric.pdf?v=3667116872303399239 | <style type="text/css" id="isPasted"> <!--td { border: 1px solid #cccccc; } br { mso-data-placement: same-cell; } --> </style> <table border="1" cellpadding="0" cellspacing="0" dir="ltr" style="table-layout:fixed;font-size:10pt;font-family:Arial;border-collapse:collapse;border:none;"><tbody> <tr style="height:20px;"> <td style="overflow:hidden;padding:0px 3px 0px 3px;vertical-align:bottom;"></td> <td style="overflow:hidden;padding:0px 3px 0px 3px;vertical-align:bottom;"></td> <td style="overflow:hidden;padding:0px 3px 0px 3px;vertical-align:bottom;"></td> <td data-sheets-value='{"1":2,"2":"Ut-value"}' style="overflow:hidden;padding:0px 3px 0px 3px;vertical-align:bottom;font-weight:bold;text-align:center;">Ut-value</td> <td data-sheets-value='{"1":2,"2":"LT-value"}' style="overflow:hidden;padding:0px 3px 0px 3px;vertical-align:bottom;font-weight:bold;text-align:center;">LT-value</td> <td data-sheets-value='{"1":2,"2":"g-value"}' style="overflow:hidden;padding:0px 3px 0px 3px;vertical-align:bottom;font-weight:bold;text-align:center;">g-value</td> <td data-sheets-value='{"1":2,"2":"Rw-value "}' style="overflow:hidden;padding:0px 3px 0px 3px;vertical-align:bottom;font-weight:bold;text-align:center;">Rw-value </td> </tr> <tr style="height:20px;"> <td style="overflow:hidden;padding:0px 3px 0px 3px;vertical-align:bottom;"></td> <td style="overflow:hidden;padding:0px 3px 0px 3px;vertical-align:bottom;"></td> <td style="overflow:hidden;padding:0px 3px 0px 3px;vertical-align:bottom;"></td> <td data-sheets-numberformat='{"1":2,"2":"0.00","3":1}' data-sheets-value='{"1":2,"2":"EN 1873 : 2014"}' style="overflow:hidden;padding:0px 3px 0px 3px;vertical-align:bottom;text-align:center;">EN 1873 : 2014</td> <td data-sheets-numberformat='{"1":2,"2":"0","3":1}' data-sheets-value='{"1":2,"2":"EN ISO 13468 EN 16153 EN 410"}' style="overflow:hidden;padding:0px 3px 0px 3px;vertical-align:bottom;text-align:center;">EN ISO 13468 EN 16153 EN 410</td> <td data-sheets-numberformat='{"1":2,"2":"0","3":1}' data-sheets-value='{"1":2,"2":"EN 410"}' style="overflow:hidden;padding:0px 3px 0px 3px;vertical-align:bottom;text-align:center;">EN 410</td> <td data-sheets-value='{"1":2,"2":"EN ISO 140-3\t\t"}' style="overflow:hidden;padding:0px 3px 0px 3px;vertical-align:bottom;text-align:center;">EN ISO 140-3 </td> </tr> <tr style="height:20px;"> <td data-sheets-value='{"1":2,"2":"Material"}' style="border-bottom:1px solid #000000;overflow:hidden;padding:0px 3px 0px 3px;vertical-align:bottom;background-color:#000000;font-weight:bold;color:#ffffff;">Material</td> <td data-sheets-value='{"1":2,"2":"Walls"}' style="border-bottom:1px solid #000000;overflow:hidden;padding:0px 3px 0px 3px;vertical-align:bottom;background-color:#000000;font-weight:bold;color:#ffffff;">Walls</td> <td data-sheets-value='{"1":2,"2":"Shells"}' style="border-bottom:1px solid #000000;overflow:hidden;padding:0px 3px 0px 3px;vertical-align:bottom;background-color:#000000;font-weight:bold;color:#ffffff;">Shells</td> <td data-sheets-numberformat='{"1":2,"2":"0.00","3":1}' data-sheets-value='{"1":2,"2":"(W/m²K)\t"}' style="border-bottom:1px solid #000000;overflow:hidden;padding:0px 3px 0px 3px;vertical-align:bottom;background-color:#000000;font-weight:bold;color:#ffffff;text-align:center;">(W/m²K) </td> <td data-sheets-numberformat='{"1":2,"2":"0","3":1}' data-sheets-value='{"1":2,"2":"(%)"}' style="border-bottom:1px solid #000000;overflow:hidden;padding:0px 3px 0px 3px;vertical-align:bottom;background-color:#000000;font-weight:bold;color:#ffffff;text-align:center;">(%)</td> <td data-sheets-numberformat='{"1":2,"2":"0","3":1}' data-sheets-value='{"1":2,"2":"(%)"}' style="border-bottom:1px solid #000000;overflow:hidden;padding:0px 3px 0px 3px;vertical-align:bottom;background-color:#000000;font-weight:bold;color:#ffffff;text-align:center;">(%)</td> <td data-sheets-value='{"1":2,"2":"(dB)"}' style="border-bottom:1px solid #000000;overflow:hidden;padding:0px 3px 0px 3px;vertical-align:bottom;background-color:#000000;font-weight:bold;color:#ffffff;text-align:center;">(dB)</td> </tr> <tr style="height:20px;"> <td data-sheets-value='{"1":2,"2":"Acrylic"}' style="border-left:1px solid #000000;overflow:hidden;padding:0px 3px 0px 3px;vertical-align:bottom;font-weight:bold;">Acrylic</td> <td data-sheets-value='{"1":2,"2":"Single-walled"}' style="overflow:hidden;padding:0px 3px 0px 3px;vertical-align:bottom;font-weight:bold;">Single-walled</td> <td data-sheets-value='{"1":2,"2":"Clear (H)"}' style="border-right:1px solid #000000;overflow:hidden;padding:0px 3px 0px 3px;vertical-align:bottom;font-weight:bold;">Clear (H)</td> <td data-sheets-numberformat='{"1":2,"2":"0.00","3":1}' data-sheets-value='{"1":3,"3":5.17}' style="overflow:hidden;padding:0px 3px 0px 3px;vertical-align:bottom;text-align:center;">5.17</td> <td data-sheets-numberformat='{"1":2,"2":"0","3":1}' data-sheets-value='{"1":3,"3":90}' style="overflow:hidden;padding:0px 3px 0px 3px;vertical-align:bottom;text-align:center;">90</td> <td data-sheets-numberformat='{"1":2,"2":"0","3":1}' data-sheets-value='{"1":3,"3":87}' style="overflow:hidden;padding:0px 3px 0px 3px;vertical-align:bottom;text-align:center;">87</td> <td data-sheets-numberformat='{"1":2,"2":"0","3":1}' data-sheets-value='{"1":2,"2":"-"}' style="border-right:1px solid #000000;overflow:hidden;padding:0px 3px 0px 3px;vertical-align:bottom;text-align:center;">-</td> </tr> <tr style="height:20px;"> <td data-sheets-value='{"1":2,"2":"PMMA"}' style="border-left:1px solid #000000;overflow:hidden;padding:0px 3px 0px 3px;vertical-align:bottom;font-weight:bold;">PMMA</td> <td data-sheets-value='{"1":2,"2":"Single-walled"}' style="overflow:hidden;padding:0px 3px 0px 3px;vertical-align:bottom;font-weight:bold;">Single-walled</td> <td data-sheets-value='{"1":2,"2":"Opal (O)"}' style="border-right:1px solid #000000;overflow:hidden;padding:0px 3px 0px 3px;vertical-align:bottom;font-weight:bold;">Opal (O)</td> <td data-sheets-numberformat='{"1":2,"2":"0.00","3":1}' data-sheets-value='{"1":3,"3":5.17}' style="overflow:hidden;padding:0px 3px 0px 3px;vertical-align:bottom;text-align:center;">5.17</td> <td data-sheets-numberformat='{"1":2,"2":"0","3":1}' data-sheets-value='{"1":3,"3":83}' style="overflow:hidden;padding:0px 3px 0px 3px;vertical-align:bottom;text-align:center;">83</td> <td data-sheets-numberformat='{"1":2,"2":"0","3":1}' data-sheets-value='{"1":3,"3":76}' style="overflow:hidden;padding:0px 3px 0px 3px;vertical-align:bottom;text-align:center;">76</td> <td data-sheets-numberformat='{"1":2,"2":"0","3":1}' data-sheets-value='{"1":2,"2":"-"}' style="border-right:1px solid #000000;overflow:hidden;padding:0px 3px 0px 3px;vertical-align:bottom;text-align:center;">-</td> </tr> <tr style="height:20px;"> <td style="border-left:1px solid #000000;overflow:hidden;padding:0px 3px 0px 3px;vertical-align:bottom;font-weight:bold;"></td> <td data-sheets-value='{"1":2,"2":"Double-walled"}' style="overflow:hidden;padding:0px 3px 0px 3px;vertical-align:bottom;font-weight:bold;">Double-walled</td> <td data-sheets-value='{"1":2,"2":"Clear (H/H)"}' style="border-right:1px solid #000000;overflow:hidden;padding:0px 3px 0px 3px;vertical-align:bottom;font-weight:bold;">Clear (H/H)</td> <td data-sheets-numberformat='{"1":2,"2":"0.00","3":1}' data-sheets-value='{"1":3,"3":2.9}' style="overflow:hidden;padding:0px 3px 0px 3px;vertical-align:bottom;text-align:center;">2.90</td> <td data-sheets-numberformat='{"1":2,"2":"0","3":1}' data-sheets-value='{"1":3,"3":81}' style="overflow:hidden;padding:0px 3px 0px 3px;vertical-align:bottom;text-align:center;">81</td> <td data-sheets-numberformat='{"1":2,"2":"0","3":1}' data-sheets-value='{"1":3,"3":75}' style="overflow:hidden;padding:0px 3px 0px 3px;vertical-align:bottom;text-align:center;">75</td> <td data-sheets-numberformat='{"1":2,"2":"0","3":1}' data-sheets-value='{"1":3,"3":20}' style="border-right:1px solid #000000;overflow:hidden;padding:0px 3px 0px 3px;vertical-align:bottom;text-align:center;">20</td> </tr> <tr style="height:20px;"> <td style="border-left:1px solid #000000;overflow:hidden;padding:0px 3px 0px 3px;vertical-align:bottom;font-weight:bold;"></td> <td data-sheets-value='{"1":2,"2":"Double-walled"}' style="overflow:hidden;padding:0px 3px 0px 3px;vertical-align:bottom;font-weight:bold;">Double-walled</td> <td data-sheets-value='{"1":2,"2":"Opal (O/O)"}' style="border-right:1px solid #000000;overflow:hidden;padding:0px 3px 0px 3px;vertical-align:bottom;font-weight:bold;">Opal (O/O)</td> <td data-sheets-numberformat='{"1":2,"2":"0.00","3":1}' data-sheets-value='{"1":3,"3":2.9}' style="overflow:hidden;padding:0px 3px 0px 3px;vertical-align:bottom;text-align:center;">2.90</td> <td data-sheets-numberformat='{"1":2,"2":"0","3":1}' data-sheets-value='{"1":3,"3":69}' style="overflow:hidden;padding:0px 3px 0px 3px;vertical-align:bottom;text-align:center;">69</td> <td data-sheets-numberformat='{"1":2,"2":"0","3":1}' data-sheets-value='{"1":3,"3":58}' style="overflow:hidden;padding:0px 3px 0px 3px;vertical-align:bottom;text-align:center;">58</td> <td data-sheets-numberformat='{"1":2,"2":"0","3":1}' data-sheets-value='{"1":3,"3":20}' style="border-right:1px solid #000000;overflow:hidden;padding:0px 3px 0px 3px;vertical-align:bottom;text-align:center;">20</td> </tr> <tr style="height:20px;"> <td style="border-left:1px solid #000000;overflow:hidden;padding:0px 3px 0px 3px;vertical-align:bottom;font-weight:bold;"></td> <td data-sheets-value='{"1":2,"2":"Triple-walled"}' style="overflow:hidden;padding:0px 3px 0px 3px;vertical-align:bottom;font-weight:bold;">Triple-walled</td> <td data-sheets-value='{"1":2,"2":"Clear (H/H/H)"}' style="border-right:1px solid #000000;overflow:hidden;padding:0px 3px 0px 3px;vertical-align:bottom;font-weight:bold;">Clear (H/H/H)</td> <td data-sheets-numberformat='{"1":2,"2":"0.00","3":1}' data-sheets-value='{"1":3,"3":1.7}' style="overflow:hidden;padding:0px 3px 0px 3px;vertical-align:bottom;text-align:center;">1.70</td> <td data-sheets-numberformat='{"1":2,"2":"0","3":1}' data-sheets-value='{"1":3,"3":73}' style="overflow:hidden;padding:0px 3px 0px 3px;vertical-align:bottom;text-align:center;">73</td> <td data-sheets-numberformat='{"1":2,"2":"0","3":1}' data-sheets-value='{"1":3,"3":65}' style="overflow:hidden;padding:0px 3px 0px 3px;vertical-align:bottom;text-align:center;">65</td> <td data-sheets-numberformat='{"1":2,"2":"0","3":1}' data-sheets-value='{"1":3,"3":22}' style="border-right:1px solid #000000;overflow:hidden;padding:0px 3px 0px 3px;vertical-align:bottom;text-align:center;">22</td> </tr> <tr style="height:20px;"> <td style="border-left:1px solid #000000;overflow:hidden;padding:0px 3px 0px 3px;vertical-align:bottom;font-weight:bold;"></td> <td data-sheets-value='{"1":2,"2":"Triple-walled"}' style="overflow:hidden;padding:0px 3px 0px 3px;vertical-align:bottom;font-weight:bold;">Triple-walled</td> <td data-sheets-value='{"1":2,"2":"Opal (O/H/O)"}' style="border-right:1px solid #000000;overflow:hidden;padding:0px 3px 0px 3px;vertical-align:bottom;font-weight:bold;">Opal (O/H/O)</td> <td data-sheets-numberformat='{"1":2,"2":"0.00","3":1}' data-sheets-value='{"1":3,"3":1.7}' style="overflow:hidden;padding:0px 3px 0px 3px;vertical-align:bottom;text-align:center;">1.70</td> <td data-sheets-numberformat='{"1":2,"2":"0","3":1}' data-sheets-value='{"1":3,"3":62}' style="overflow:hidden;padding:0px 3px 0px 3px;vertical-align:bottom;text-align:center;">62</td> <td data-sheets-numberformat='{"1":2,"2":"0","3":1}' data-sheets-value='{"1":3,"3":51}' style="overflow:hidden;padding:0px 3px 0px 3px;vertical-align:bottom;text-align:center;">51</td> <td data-sheets-numberformat='{"1":2,"2":"0","3":1}' data-sheets-value='{"1":3,"3":22}' style="border-right:1px solid #000000;overflow:hidden;padding:0px 3px 0px 3px;vertical-align:bottom;text-align:center;">22</td> </tr> <tr style="height:20px;"> <td style="border-left:1px solid #000000;overflow:hidden;padding:0px 3px 0px 3px;vertical-align:bottom;font-weight:bold;"></td> <td data-sheets-value='{"1":2,"2":"Four-walled"}' style="overflow:hidden;padding:0px 3px 0px 3px;vertical-align:bottom;font-weight:bold;">Four-walled</td> <td data-sheets-value='{"1":2,"2":"Clear (H/H/H/H)"}' style="border-right:1px solid #000000;overflow:hidden;padding:0px 3px 0px 3px;vertical-align:bottom;font-weight:bold;">Clear (H/H/H/H)</td> <td data-sheets-numberformat='{"1":2,"2":"0.00","3":1}' data-sheets-value='{"1":3,"3":1.28}' style="overflow:hidden;padding:0px 3px 0px 3px;vertical-align:bottom;text-align:center;">1.28</td> <td data-sheets-numberformat='{"1":2,"2":"0","3":1}' data-sheets-value='{"1":3,"3":64}' style="overflow:hidden;padding:0px 3px 0px 3px;vertical-align:bottom;text-align:center;">64</td> <td data-sheets-numberformat='{"1":2,"2":"0","3":1}' data-sheets-value='{"1":3,"3":54}' style="overflow:hidden;padding:0px 3px 0px 3px;vertical-align:bottom;text-align:center;">54</td> <td data-sheets-numberformat='{"1":2,"2":"0","3":1}' data-sheets-value='{"1":3,"3":23}' style="border-right:1px solid #000000;overflow:hidden;padding:0px 3px 0px 3px;vertical-align:bottom;text-align:center;">23</td> </tr> <tr style="height:20px;"> <td style="border-bottom:1px solid #000000;border-left:1px solid #000000;overflow:hidden;padding:0px 3px 0px 3px;vertical-align:bottom;"></td> <td data-sheets-value='{"1":2,"2":"Four-walled"}' style="border-bottom:1px solid #000000;overflow:hidden;padding:0px 3px 0px 3px;vertical-align:bottom;font-weight:bold;">Four-walled</td> <td data-sheets-value='{"1":2,"2":"Opal (H/H/O/H)"}' style="border-right:1px solid #000000;border-bottom:1px solid #000000;overflow:hidden;padding:0px 3px 0px 3px;vertical-align:bottom;font-weight:bold;">Opal (H/H/O/H)</td> <td data-sheets-numberformat='{"1":2,"2":"0.00","3":1}' data-sheets-value='{"1":3,"3":1.28}' style="border-bottom:1px solid #000000;overflow:hidden;padding:0px 3px 0px 3px;vertical-align:bottom;text-align:center;">1.28</td> <td data-sheets-numberformat='{"1":2,"2":"0","3":1}' data-sheets-value='{"1":3,"3":59}' style="border-bottom:1px solid #000000;overflow:hidden;padding:0px 3px 0px 3px;vertical-align:bottom;text-align:center;">59</td> <td data-sheets-numberformat='{"1":2,"2":"0","3":1}' data-sheets-value='{"1":3,"3":48}' style="border-bottom:1px solid #000000;overflow:hidden;padding:0px 3px 0px 3px;vertical-align:bottom;text-align:center;">48</td> <td data-sheets-numberformat='{"1":2,"2":"0","3":1}' data-sheets-value='{"1":3,"3":23}' style="border-right:1px solid #000000;border-bottom:1px solid #000000;overflow:hidden;padding:0px 3px 0px 3px;vertical-align:bottom;text-align:center;">23</td> </tr> <tr style="height:20px;"> <td data-sheets-value='{"1":2,"2":"Polycarbonate "}' style="border-left:1px solid #000000;overflow:hidden;padding:0px 3px 0px 3px;vertical-align:bottom;font-weight:bold;">Polycarbonate </td> <td data-sheets-value='{"1":2,"2":"Single-walled"}' style="overflow:hidden;padding:0px 3px 0px 3px;vertical-align:bottom;font-weight:bold;">Single-walled</td> <td data-sheets-value='{"1":2,"2":"Clear (A)"}' style="border-right:1px solid #000000;overflow:hidden;padding:0px 3px 0px 3px;vertical-align:bottom;font-weight:bold;">Clear (A)</td> <td data-sheets-numberformat='{"1":2,"2":"0.00","3":1}' data-sheets-value='{"1":3,"3":5.17}' style="overflow:hidden;padding:0px 3px 0px 3px;vertical-align:bottom;text-align:center;">5.17</td> <td data-sheets-numberformat='{"1":2,"2":"0","3":1}' data-sheets-value='{"1":3,"3":88}' style="overflow:hidden;padding:0px 3px 0px 3px;vertical-align:bottom;text-align:center;">88</td> <td data-sheets-numberformat='{"1":2,"2":"0","3":1}' data-sheets-value='{"1":3,"3":83}' style="overflow:hidden;padding:0px 3px 0px 3px;vertical-align:bottom;text-align:center;">83</td> <td data-sheets-numberformat='{"1":2,"2":"0","3":1}' data-sheets-value='{"1":2,"2":"-"}' style="border-right:1px solid #000000;overflow:hidden;padding:0px 3px 0px 3px;vertical-align:bottom;text-align:center;">-</td> </tr> <tr style="height:20px;"> <td data-sheets-value='{"1":2,"2":"PC"}' style="border-left:1px solid #000000;overflow:hidden;padding:0px 3px 0px 3px;vertical-align:bottom;font-weight:bold;">PC</td> <td data-sheets-value='{"1":2,"2":"Single-walled"}' style="overflow:hidden;padding:0px 3px 0px 3px;vertical-align:bottom;font-weight:bold;">Single-walled</td> <td data-sheets-value='{"1":2,"2":"Opal (D)"}' style="border-right:1px solid #000000;overflow:hidden;padding:0px 3px 0px 3px;vertical-align:bottom;font-weight:bold;">Opal (D)</td> <td data-sheets-numberformat='{"1":2,"2":"0.00","3":1}' data-sheets-value='{"1":3,"3":5.17}' style="overflow:hidden;padding:0px 3px 0px 3px;vertical-align:bottom;text-align:center;">5.17</td> <td data-sheets-numberformat='{"1":2,"2":"0","3":1}' data-sheets-value='{"1":3,"3":58}' style="overflow:hidden;padding:0px 3px 0px 3px;vertical-align:bottom;text-align:center;">58</td> <td data-sheets-numberformat='{"1":2,"2":"0","3":1}' data-sheets-value='{"1":3,"3":60}' style="overflow:hidden;padding:0px 3px 0px 3px;vertical-align:bottom;text-align:center;">60</td> <td data-sheets-numberformat='{"1":2,"2":"0","3":1}' data-sheets-value='{"1":2,"2":"-"}' style="border-right:1px solid #000000;overflow:hidden;padding:0px 3px 0px 3px;vertical-align:bottom;text-align:center;">-</td> </tr> <tr style="height:20px;"> <td style="border-left:1px solid #000000;overflow:hidden;padding:0px 3px 0px 3px;vertical-align:bottom;font-weight:bold;"></td> <td data-sheets-value='{"1":2,"2":"Double-walled"}' style="overflow:hidden;padding:0px 3px 0px 3px;vertical-align:bottom;font-weight:bold;">Double-walled</td> <td data-sheets-value='{"1":2,"2":"Clear (A/H)"}' style="border-right:1px solid #000000;overflow:hidden;padding:0px 3px 0px 3px;vertical-align:bottom;font-weight:bold;">Clear (A/H)</td> <td data-sheets-numberformat='{"1":2,"2":"0.00","3":1}' data-sheets-value='{"1":3,"3":2.9}' style="overflow:hidden;padding:0px 3px 0px 3px;vertical-align:bottom;text-align:center;">2.90</td> <td data-sheets-numberformat='{"1":2,"2":"0","3":1}' data-sheets-value='{"1":3,"3":79}' style="overflow:hidden;padding:0px 3px 0px 3px;vertical-align:bottom;text-align:center;">79</td> <td data-sheets-numberformat='{"1":2,"2":"0","3":1}' data-sheets-value='{"1":3,"3":72}' style="overflow:hidden;padding:0px 3px 0px 3px;vertical-align:bottom;text-align:center;">72</td> <td data-sheets-numberformat='{"1":2,"2":"0","3":1}' data-sheets-value='{"1":3,"3":20}' style="border-right:1px solid #000000;overflow:hidden;padding:0px 3px 0px 3px;vertical-align:bottom;text-align:center;">20</td> </tr> <tr style="height:20px;"> <td style="border-left:1px solid #000000;overflow:hidden;padding:0px 3px 0px 3px;vertical-align:bottom;font-weight:bold;"></td> <td data-sheets-value='{"1":2,"2":"Double-walled"}' style="overflow:hidden;padding:0px 3px 0px 3px;vertical-align:bottom;font-weight:bold;">Double-walled</td> <td data-sheets-value='{"1":2,"2":"Clear (A/A)"}' style="border-right:1px solid #000000;overflow:hidden;padding:0px 3px 0px 3px;vertical-align:bottom;font-weight:bold;">Clear (A/A)</td> <td data-sheets-numberformat='{"1":2,"2":"0.00","3":1}' data-sheets-value='{"1":3,"3":2.9}' style="overflow:hidden;padding:0px 3px 0px 3px;vertical-align:bottom;text-align:center;">2.90</td> <td data-sheets-numberformat='{"1":2,"2":"0","3":1}' data-sheets-value='{"1":3,"3":77}' style="overflow:hidden;padding:0px 3px 0px 3px;vertical-align:bottom;text-align:center;">77</td> <td data-sheets-numberformat='{"1":2,"2":"0","3":1}' data-sheets-value='{"1":3,"3":69}' style="overflow:hidden;padding:0px 3px 0px 3px;vertical-align:bottom;text-align:center;">69</td> <td data-sheets-numberformat='{"1":2,"2":"0","3":1}' data-sheets-value='{"1":3,"3":20}' style="border-right:1px solid #000000;overflow:hidden;padding:0px 3px 0px 3px;vertical-align:bottom;text-align:center;">20</td> </tr> <tr style="height:20px;"> <td style="border-left:1px solid #000000;overflow:hidden;padding:0px 3px 0px 3px;vertical-align:bottom;font-weight:bold;"></td> <td data-sheets-value='{"1":2,"2":"Double-walled"}' style="overflow:hidden;padding:0px 3px 0px 3px;vertical-align:bottom;font-weight:bold;">Double-walled</td> <td data-sheets-value='{"1":2,"2":"Opal (A/O)"}' style="border-right:1px solid #000000;overflow:hidden;padding:0px 3px 0px 3px;vertical-align:bottom;font-weight:bold;">Opal (A/O)</td> <td data-sheets-numberformat='{"1":2,"2":"0.00","3":1}' data-sheets-value='{"1":3,"3":2.9}' style="overflow:hidden;padding:0px 3px 0px 3px;vertical-align:bottom;text-align:center;">2.90</td> <td data-sheets-numberformat='{"1":2,"2":"0","3":1}' data-sheets-value='{"1":3,"3":73}' style="overflow:hidden;padding:0px 3px 0px 3px;vertical-align:bottom;text-align:center;">73</td> <td data-sheets-numberformat='{"1":2,"2":"0","3":1}' data-sheets-value='{"1":3,"3":63}' style="overflow:hidden;padding:0px 3px 0px 3px;vertical-align:bottom;text-align:center;">63</td> <td data-sheets-numberformat='{"1":2,"2":"0","3":1}' data-sheets-value='{"1":3,"3":20}' style="border-right:1px solid #000000;overflow:hidden;padding:0px 3px 0px 3px;vertical-align:bottom;text-align:center;">20</td> </tr> <tr style="height:20px;"> <td style="border-left:1px solid #000000;overflow:hidden;padding:0px 3px 0px 3px;vertical-align:bottom;font-weight:bold;"></td> <td data-sheets-value='{"1":2,"2":"Double-walled"}' style="overflow:hidden;padding:0px 3px 0px 3px;vertical-align:bottom;font-weight:bold;">Double-walled</td> <td data-sheets-value='{"1":2,"2":"Opal (A/D)"}' style="border-right:1px solid #000000;overflow:hidden;padding:0px 3px 0px 3px;vertical-align:bottom;font-weight:bold;">Opal (A/D)</td> <td data-sheets-numberformat='{"1":2,"2":"0.00","3":1}' data-sheets-value='{"1":3,"3":2.9}' style="overflow:hidden;padding:0px 3px 0px 3px;vertical-align:bottom;text-align:center;">2.90</td> <td data-sheets-numberformat='{"1":2,"2":"0","3":1}' data-sheets-value='{"1":3,"3":51}' style="overflow:hidden;padding:0px 3px 0px 3px;vertical-align:bottom;text-align:center;">51</td> <td data-sheets-numberformat='{"1":2,"2":"0","3":1}' data-sheets-value='{"1":3,"3":50}' style="overflow:hidden;padding:0px 3px 0px 3px;vertical-align:bottom;text-align:center;">50</td> <td data-sheets-numberformat='{"1":2,"2":"0","3":1}' data-sheets-value='{"1":3,"3":20}' style="border-right:1px solid #000000;overflow:hidden;padding:0px 3px 0px 3px;vertical-align:bottom;text-align:center;">20</td> </tr> <tr style="height:20px;"> <td style="border-left:1px solid #000000;overflow:hidden;padding:0px 3px 0px 3px;vertical-align:bottom;font-weight:bold;"></td> <td data-sheets-value='{"1":2,"2":"Triple-walled"}' style="overflow:hidden;padding:0px 3px 0px 3px;vertical-align:bottom;font-weight:bold;">Triple-walled</td> <td data-sheets-value='{"1":2,"2":"Clear (A/H/H)"}' style="border-right:1px solid #000000;overflow:hidden;padding:0px 3px 0px 3px;vertical-align:bottom;font-weight:bold;">Clear (A/H/H)</td> <td data-sheets-numberformat='{"1":2,"2":"0.00","3":1}' data-sheets-value='{"1":3,"3":1.7}' style="overflow:hidden;padding:0px 3px 0px 3px;vertical-align:bottom;text-align:center;">1.70</td> <td data-sheets-numberformat='{"1":2,"2":"0","3":1}' data-sheets-value='{"1":3,"3":71}' style="overflow:hidden;padding:0px 3px 0px 3px;vertical-align:bottom;text-align:center;">71</td> <td data-sheets-numberformat='{"1":2,"2":"0","3":1}' data-sheets-value='{"1":3,"3":63}' style="overflow:hidden;padding:0px 3px 0px 3px;vertical-align:bottom;text-align:center;">63</td> <td data-sheets-numberformat='{"1":2,"2":"0","3":1}' data-sheets-value='{"1":3,"3":22}' style="border-right:1px solid #000000;overflow:hidden;padding:0px 3px 0px 3px;vertical-align:bottom;text-align:center;">22</td> </tr> <tr style="height:20px;"> <td style="border-left:1px solid #000000;overflow:hidden;padding:0px 3px 0px 3px;vertical-align:bottom;font-weight:bold;"></td> <td data-sheets-value='{"1":2,"2":"Triple-walled"}' style="overflow:hidden;padding:0px 3px 0px 3px;vertical-align:bottom;font-weight:bold;">Triple-walled</td> <td data-sheets-value='{"1":2,"2":"Opal (A/O/O)"}' style="border-right:1px solid #000000;overflow:hidden;padding:0px 3px 0px 3px;vertical-align:bottom;font-weight:bold;">Opal (A/O/O)</td> <td data-sheets-numberformat='{"1":2,"2":"0.00","3":1}' data-sheets-value='{"1":3,"3":1.7}' style="overflow:hidden;padding:0px 3px 0px 3px;vertical-align:bottom;text-align:center;">1.70</td> <td data-sheets-numberformat='{"1":2,"2":"0","3":1}' data-sheets-value='{"1":3,"3":61}' style="overflow:hidden;padding:0px 3px 0px 3px;vertical-align:bottom;text-align:center;">61</td> <td data-sheets-numberformat='{"1":2,"2":"0","3":1}' data-sheets-value='{"1":3,"3":48}' style="overflow:hidden;padding:0px 3px 0px 3px;vertical-align:bottom;text-align:center;">48</td> <td data-sheets-numberformat='{"1":2,"2":"0","3":1}' data-sheets-value='{"1":3,"3":22}' style="border-right:1px solid #000000;overflow:hidden;padding:0px 3px 0px 3px;vertical-align:bottom;text-align:center;">22</td> </tr> <tr style="height:20px;"> <td style="border-left:1px solid #000000;overflow:hidden;padding:0px 3px 0px 3px;vertical-align:bottom;font-weight:bold;"></td> <td data-sheets-value='{"1":2,"2":"Four-walled"}' style="overflow:hidden;padding:0px 3px 0px 3px;vertical-align:bottom;font-weight:bold;">Four-walled</td> <td data-sheets-value='{"1":2,"2":"Clear (A/H/H/H)"}' style="border-right:1px solid #000000;overflow:hidden;padding:0px 3px 0px 3px;vertical-align:bottom;font-weight:bold;">Clear (A/H/H/H)</td> <td data-sheets-numberformat='{"1":2,"2":"0.00","3":1}' data-sheets-value='{"1":3,"3":1.28}' style="overflow:hidden;padding:0px 3px 0px 3px;vertical-align:bottom;text-align:center;">1.28</td> <td data-sheets-numberformat='{"1":2,"2":"0","3":1}' data-sheets-value='{"1":3,"3":64}' style="overflow:hidden;padding:0px 3px 0px 3px;vertical-align:bottom;text-align:center;">64</td> <td data-sheets-numberformat='{"1":2,"2":"0","3":1}' data-sheets-value='{"1":3,"3":52}' style="overflow:hidden;padding:0px 3px 0px 3px;vertical-align:bottom;text-align:center;">52</td> <td data-sheets-numberformat='{"1":2,"2":"0","3":1}' data-sheets-value='{"1":3,"3":23}' style="border-right:1px solid #000000;overflow:hidden;padding:0px 3px 0px 3px;vertical-align:bottom;text-align:center;">23</td> </tr> <tr style="height:20px;"> <td style="border-bottom:1px solid #000000;border-left:1px solid #000000;overflow:hidden;padding:0px 3px 0px 3px;vertical-align:bottom;"></td> <td data-sheets-value='{"1":2,"2":"Four-walled"}' style="border-bottom:1px solid #000000;overflow:hidden;padding:0px 3px 0px 3px;vertical-align:bottom;font-weight:bold;">Four-walled</td> <td data-sheets-value='{"1":2,"2":"Opal (A/H/O/H)"}' style="border-right:1px solid #000000;border-bottom:1px solid #000000;overflow:hidden;padding:0px 3px 0px 3px;vertical-align:bottom;font-weight:bold;">Opal (A/H/O/H)</td> <td data-sheets-numberformat='{"1":2,"2":"0.00","3":1}' data-sheets-value='{"1":3,"3":1.28}' style="border-bottom:1px solid #000000;overflow:hidden;padding:0px 3px 0px 3px;vertical-align:bottom;text-align:center;">1.28</td> <td data-sheets-numberformat='{"1":2,"2":"0","3":1}' data-sheets-value='{"1":3,"3":59}' style="border-bottom:1px solid #000000;overflow:hidden;padding:0px 3px 0px 3px;vertical-align:bottom;text-align:center;">59</td> <td data-sheets-numberformat='{"1":2,"2":"0","3":1}' data-sheets-value='{"1":3,"3":46}' style="border-bottom:1px solid #000000;overflow:hidden;padding:0px 3px 0px 3px;vertical-align:bottom;text-align:center;">46</td> <td data-sheets-numberformat='{"1":2,"2":"0","3":1}' data-sheets-value='{"1":3,"3":23}' style="border-right:1px solid #000000;border-bottom:1px solid #000000;overflow:hidden;padding:0px 3px 0px 3px;vertical-align:bottom;text-align:center;">23</td> </tr> <tr style="height:20px;"> <td data-sheets-value='{"1":2,"2":"Polycarbonate"}' style="border-left:1px solid #000000;overflow:hidden;padding:0px 3px 0px 3px;vertical-align:bottom;font-weight:bold;">Polycarbonate</td> <td data-sheets-value='{"1":2,"2":"Single-walled"}' style="overflow:hidden;padding:0px 3px 0px 3px;vertical-align:bottom;font-weight:bold;">Single-walled</td> <td data-sheets-value='{"1":2,"2":"Heatstop Opal (T)"}' style="border-right:1px solid #000000;overflow:hidden;padding:0px 3px 0px 3px;vertical-align:bottom;font-weight:bold;">Heatstop Opal (T)</td> <td data-sheets-numberformat='{"1":2,"2":"0.00","3":1}' data-sheets-value='{"1":3,"3":5.17}' style="overflow:hidden;padding:0px 3px 0px 3px;vertical-align:bottom;text-align:center;">5.17</td> <td data-sheets-numberformat='{"1":2,"2":"0","3":1}' data-sheets-value='{"1":3,"3":49}' style="overflow:hidden;padding:0px 3px 0px 3px;vertical-align:bottom;text-align:center;">49</td> <td data-sheets-numberformat='{"1":2,"2":"0","3":1}' data-sheets-value='{"1":3,"3":59}' style="overflow:hidden;padding:0px 3px 0px 3px;vertical-align:bottom;text-align:center;">59</td> <td data-sheets-numberformat='{"1":2,"2":"0","3":1}' data-sheets-value='{"1":2,"2":"-"}' style="border-right:1px solid #000000;overflow:hidden;padding:0px 3px 0px 3px;vertical-align:bottom;text-align:center;">-</td> </tr> <tr style="height:20px;"> <td data-sheets-value='{"1":2,"2":"Heatstop PC"}' style="border-left:1px solid #000000;overflow:hidden;padding:0px 3px 0px 3px;vertical-align:bottom;font-weight:bold;">Heatstop PC</td> <td data-sheets-value='{"1":2,"2":"Double-walled"}' style="overflow:hidden;padding:0px 3px 0px 3px;vertical-align:bottom;font-weight:bold;">Double-walled</td> <td data-sheets-value='{"1":2,"2":"Clear (T/H)"}' style="border-right:1px solid #000000;overflow:hidden;padding:0px 3px 0px 3px;vertical-align:bottom;font-weight:bold;">Clear (T/H)</td> <td data-sheets-numberformat='{"1":2,"2":"0.00","3":1}' data-sheets-value='{"1":3,"3":2.9}' style="overflow:hidden;padding:0px 3px 0px 3px;vertical-align:bottom;text-align:center;">2.90</td> <td data-sheets-numberformat='{"1":2,"2":"0","3":1}' data-sheets-value='{"1":3,"3":44}' style="overflow:hidden;padding:0px 3px 0px 3px;vertical-align:bottom;text-align:center;">44</td> <td data-sheets-numberformat='{"1":2,"2":"0","3":1}' data-sheets-value='{"1":3,"3":51}' style="overflow:hidden;padding:0px 3px 0px 3px;vertical-align:bottom;text-align:center;">51</td> <td data-sheets-numberformat='{"1":2,"2":"0","3":1}' data-sheets-value='{"1":3,"3":20}' style="border-right:1px solid #000000;overflow:hidden;padding:0px 3px 0px 3px;vertical-align:bottom;text-align:center;">20</td> </tr> <tr style="height:20px;"> <td style="border-left:1px solid #000000;overflow:hidden;padding:0px 3px 0px 3px;vertical-align:bottom;font-weight:bold;"></td> <td data-sheets-value='{"1":2,"2":"Double-walled"}' style="overflow:hidden;padding:0px 3px 0px 3px;vertical-align:bottom;font-weight:bold;">Double-walled</td> <td data-sheets-value='{"1":2,"2":"Opal (T/O)"}' style="border-right:1px solid #000000;overflow:hidden;padding:0px 3px 0px 3px;vertical-align:bottom;font-weight:bold;">Opal (T/O)</td> <td data-sheets-numberformat='{"1":2,"2":"0.00","3":1}' data-sheets-value='{"1":3,"3":2.9}' style="overflow:hidden;padding:0px 3px 0px 3px;vertical-align:bottom;text-align:center;">2.90</td> <td data-sheets-numberformat='{"1":2,"2":"0","3":1}' data-sheets-value='{"1":3,"3":41}' style="overflow:hidden;padding:0px 3px 0px 3px;vertical-align:bottom;text-align:center;">41</td> <td data-sheets-numberformat='{"1":2,"2":"0","3":1}' data-sheets-value='{"1":3,"3":45}' style="overflow:hidden;padding:0px 3px 0px 3px;vertical-align:bottom;text-align:center;">45</td> <td data-sheets-numberformat='{"1":2,"2":"0","3":1}' data-sheets-value='{"1":3,"3":20}' style="border-right:1px solid #000000;overflow:hidden;padding:0px 3px 0px 3px;vertical-align:bottom;text-align:center;">20</td> </tr> <tr style="height:20px;"> <td style="border-left:1px solid #000000;overflow:hidden;padding:0px 3px 0px 3px;vertical-align:bottom;font-weight:bold;"></td> <td data-sheets-value='{"1":2,"2":"Triple-walled"}' style="overflow:hidden; | skylux-160-ce-met-koepel-en-pvc-opstand-30-20-met-lm-motor-0750-x-1250-mm | 8586030088525 | 46872348754253
Smoke and heat exhaust (SHEV) | SHE system | Skylux | Skylux 160° CE with skylight and PVC curb 30/20 with LM-actuator 0800 x 1100 mm |  | 34470 | 5412970344704 | 3501.75 | Yes | 30-45 | 62.95 | 800 x 1100 mm | 1100 | 800 |  | PVC 30/20 (30 cm high & roof opening = 20 cm larger than daylight size) | Rectangular | 5.17 W/m²K - 1.28 W/m²K | 87% - 32% | 90% - 32% | 20dB - 23dB | 160° CE (for industry) | skylight | without spoiler | E | Single actuator | Maximum four-walled skylight possible for this product | Ut-value LT-value g-value Rw-value EN 1873 : 2014 EN ISO 13468 EN 16153 EN 410 EN 410 EN ISO 140-3 Material Walls Shells (W/m²K) (%) (%) (dB) Acrylic Single-walled Clear (H) 5.17 90 87 - PMMA Single-walled Opal (O) 5.17 83 76 - Double-walled Clear (H/H) 2.90 81 75 20 Double-walled Opal (O/O) 2.90 69 58 20 Triple-walled Clear (H/H/H) 1.70 73 65 22 Triple-walled Opal (O/H/O) 1.70 62 51 22 Four-walled Clear (H/H/H/H) 1.28 64 54 23 Four-walled Opal (H/H/O/H) 1.28 59 48 23 Polycarbonate Single-walled Clear (A) 5.17 88 83 - PC Single-walled Opal (D) 5.17 58 60 - Double-walled Clear (A/H) 2.90 79 72 20 Double-walled Clear (A/A) 2.90 77 69 20 Double-walled Opal (A/O) 2.90 73 63 20 Double-walled Opal (A/D) 2.90 51 50 20 Triple-walled Clear (A/H/H) 1.70 71 63 22 Triple-walled Opal (A/O/O) 1.70 61 48 22 Four-walled Clear (A/H/H/H) 1.28 64 52 23 Four-walled Opal (A/H/O/H) 1.28 59 46 23 Polycarbonate Single-walled Heatstop Opal (T) 5.17 49 59 - Heatstop PC Double-walled Clear (T/H) 2.90 44 51 20 Double-walled Opal (T/O) 2.90 41 45 20 Triple-walled Clear (T/H/H) 1.70 40 <td data-sheets-numberformat='{"1":2,"2":"0","3":1}' data-sheets-value='{"1":3,"3":44}' style="overflow:hidden;paddin | https://skylux.eu/en/products/skylux-160-ce-met-koepel-en-pvc-opstand-30-20-met-lm-motor-0800-x-1100-mm | https://skylux.eu/cdn/shop/files/Skylux-160deg-CE-met-koepel-en-pvc-opstand-3020-met-LM-motor-0800-x-1100-mm-RWA-systeem.jpg?v=1702980390&width=1600 | https://skylux.eu/cdn/shop/files/e5a82811-1bb0-48e4-a776-cacb59c7c092_7511c35d-29e9-478e-9995-7543a676087c.jpg?v=1688551119&width=1600 | //skylux.eu/cdn/shop/files/E_MH_Mounting_instructions_Skylux_160_CE_LM.pdf?v=12406716259046007223 | //skylux.eu/cdn/shop/files/E_TD_Technical_File_Skylux_Skylux_160_CE_Electric.pdf?v=3667116872303399239 | <style type="text/css" id="isPasted"> <!--td { border: 1px solid #cccccc; } br { mso-data-placement: same-cell; } --> </style> <table border="1" cellpadding="0" cellspacing="0" dir="ltr" style="table-layout:fixed;font-size:10pt;font-family:Arial;border-collapse:collapse;border:none;"><tbody> <tr style="height:20px;"> <td style="overflow:hidden;padding:0px 3px 0px 3px;vertical-align:bottom;"></td> <td style="overflow:hidden;padding:0px 3px 0px 3px;vertical-align:bottom;"></td> <td style="overflow:hidden;padding:0px 3px 0px 3px;vertical-align:bottom;"></td> <td data-sheets-value='{"1":2,"2":"Ut-value"}' style="overflow:hidden;padding:0px 3px 0px 3px;vertical-align:bottom;font-weight:bold;text-align:center;">Ut-value</td> <td data-sheets-value='{"1":2,"2":"LT-value"}' style="overflow:hidden;padding:0px 3px 0px 3px;vertical-align:bottom;font-weight:bold;text-align:center;">LT-value</td> <td data-sheets-value='{"1":2,"2":"g-value"}' style="overflow:hidden;padding:0px 3px 0px 3px;vertical-align:bottom;font-weight:bold;text-align:center;">g-value</td> <td data-sheets-value='{"1":2,"2":"Rw-value "}' style="overflow:hidden;padding:0px 3px 0px 3px;vertical-align:bottom;font-weight:bold;text-align:center;">Rw-value </td> </tr> <tr style="height:20px;"> <td style="overflow:hidden;padding:0px 3px 0px 3px;vertical-align:bottom;"></td> <td style="overflow:hidden;padding:0px 3px 0px 3px;vertical-align:bottom;"></td> <td style="overflow:hidden;padding:0px 3px 0px 3px;vertical-align:bottom;"></td> <td data-sheets-numberformat='{"1":2,"2":"0.00","3":1}' data-sheets-value='{"1":2,"2":"EN 1873 : 2014"}' style="overflow:hidden;padding:0px 3px 0px 3px;vertical-align:bottom;text-align:center;">EN 1873 : 2014</td> <td data-sheets-numberformat='{"1":2,"2":"0","3":1}' data-sheets-value='{"1":2,"2":"EN ISO 13468 EN 16153 EN 410"}' style="overflow:hidden;padding:0px 3px 0px 3px;vertical-align:bottom;text-align:center;">EN ISO 13468 EN 16153 EN 410</td> <td data-sheets-numberformat='{"1":2,"2":"0","3":1}' data-sheets-value='{"1":2,"2":"EN 410"}' style="overflow:hidden;padding:0px 3px 0px 3px;vertical-align:bottom;text-align:center;">EN 410</td> <td data-sheets-value='{"1":2,"2":"EN ISO 140-3\t\t"}' style="overflow:hidden;padding:0px 3px 0px 3px;vertical-align:bottom;text-align:center;">EN ISO 140-3 </td> </tr> <tr style="height:20px;"> <td data-sheets-value='{"1":2,"2":"Material"}' style="border-bottom:1px solid #000000;overflow:hidden;padding:0px 3px 0px 3px;vertical-align:bottom;background-color:#000000;font-weight:bold;color:#ffffff;">Material</td> <td data-sheets-value='{"1":2,"2":"Walls"}' style="border-bottom:1px solid #000000;overflow:hidden;padding:0px 3px 0px 3px;vertical-align:bottom;background-color:#000000;font-weight:bold;color:#ffffff;">Walls</td> <td data-sheets-value='{"1":2,"2":"Shells"}' style="border-bottom:1px solid #000000;overflow:hidden;padding:0px 3px 0px 3px;vertical-align:bottom;background-color:#000000;font-weight:bold;color:#ffffff;">Shells</td> <td data-sheets-numberformat='{"1":2,"2":"0.00","3":1}' data-sheets-value='{"1":2,"2":"(W/m²K)\t"}' style="border-bottom:1px solid #000000;overflow:hidden;padding:0px 3px 0px 3px;vertical-align:bottom;background-color:#000000;font-weight:bold;color:#ffffff;text-align:center;">(W/m²K) </td> <td data-sheets-numberformat='{"1":2,"2":"0","3":1}' data-sheets-value='{"1":2,"2":"(%)"}' style="border-bottom:1px solid #000000;overflow:hidden;padding:0px 3px 0px 3px;vertical-align:bottom;background-color:#000000;font-weight:bold;color:#ffffff;text-align:center;">(%)</td> <td data-sheets-numberformat='{"1":2,"2":"0","3":1}' data-sheets-value='{"1":2,"2":"(%)"}' style="border-bottom:1px solid #000000;overflow:hidden;padding:0px 3px 0px 3px;vertical-align:bottom;background-color:#000000;font-weight:bold;color:#ffffff;text-align:center;">(%)</td> <td data-sheets-value='{"1":2,"2":"(dB)"}' style="border-bottom:1px solid #000000;overflow:hidden;padding:0px 3px 0px 3px;vertical-align:bottom;background-color:#000000;font-weight:bold;color:#ffffff;text-align:center;">(dB)</td> </tr> <tr style="height:20px;"> <td data-sheets-value='{"1":2,"2":"Acrylic"}' style="border-left:1px solid #000000;overflow:hidden;padding:0px 3px 0px 3px;vertical-align:bottom;font-weight:bold;">Acrylic</td> <td data-sheets-value='{"1":2,"2":"Single-walled"}' style="overflow:hidden;padding:0px 3px 0px 3px;vertical-align:bottom;font-weight:bold;">Single-walled</td> <td data-sheets-value='{"1":2,"2":"Clear (H)"}' style="border-right:1px solid #000000;overflow:hidden;padding:0px 3px 0px 3px;vertical-align:bottom;font-weight:bold;">Clear (H)</td> <td data-sheets-numberformat='{"1":2,"2":"0.00","3":1}' data-sheets-value='{"1":3,"3":5.17}' style="overflow:hidden;padding:0px 3px 0px 3px;vertical-align:bottom;text-align:center;">5.17</td> <td data-sheets-numberformat='{"1":2,"2":"0","3":1}' data-sheets-value='{"1":3,"3":90}' style="overflow:hidden;padding:0px 3px 0px 3px;vertical-align:bottom;text-align:center;">90</td> <td data-sheets-numberformat='{"1":2,"2":"0","3":1}' data-sheets-value='{"1":3,"3":87}' style="overflow:hidden;padding:0px 3px 0px 3px;vertical-align:bottom;text-align:center;">87</td> <td data-sheets-numberformat='{"1":2,"2":"0","3":1}' data-sheets-value='{"1":2,"2":"-"}' style="border-right:1px solid #000000;overflow:hidden;padding:0px 3px 0px 3px;vertical-align:bottom;text-align:center;">-</td> </tr> <tr style="height:20px;"> <td data-sheets-value='{"1":2,"2":"PMMA"}' style="border-left:1px solid #000000;overflow:hidden;padding:0px 3px 0px 3px;vertical-align:bottom;font-weight:bold;">PMMA</td> <td data-sheets-value='{"1":2,"2":"Single-walled"}' style="overflow:hidden;padding:0px 3px 0px 3px;vertical-align:bottom;font-weight:bold;">Single-walled</td> <td data-sheets-value='{"1":2,"2":"Opal (O)"}' style="border-right:1px solid #000000;overflow:hidden;padding:0px 3px 0px 3px;vertical-align:bottom;font-weight:bold;">Opal (O)</td> <td data-sheets-numberformat='{"1":2,"2":"0.00","3":1}' data-sheets-value='{"1":3,"3":5.17}' style="overflow:hidden;padding:0px 3px 0px 3px;vertical-align:bottom;text-align:center;">5.17</td> <td data-sheets-numberformat='{"1":2,"2":"0","3":1}' data-sheets-value='{"1":3,"3":83}' style="overflow:hidden;padding:0px 3px 0px 3px;vertical-align:bottom;text-align:center;">83</td> <td data-sheets-numberformat='{"1":2,"2":"0","3":1}' data-sheets-value='{"1":3,"3":76}' style="overflow:hidden;padding:0px 3px 0px 3px;vertical-align:bottom;text-align:center;">76</td> <td data-sheets-numberformat='{"1":2,"2":"0","3":1}' data-sheets-value='{"1":2,"2":"-"}' style="border-right:1px solid #000000;overflow:hidden;padding:0px 3px 0px 3px;vertical-align:bottom;text-align:center;">-</td> </tr> <tr style="height:20px;"> <td style="border-left:1px solid #000000;overflow:hidden;padding:0px 3px 0px 3px;vertical-align:bottom;font-weight:bold;"></td> <td data-sheets-value='{"1":2,"2":"Double-walled"}' style="overflow:hidden;padding:0px 3px 0px 3px;vertical-align:bottom;font-weight:bold;">Double-walled</td> <td data-sheets-value='{"1":2,"2":"Clear (H/H)"}' style="border-right:1px solid #000000;overflow:hidden;padding:0px 3px 0px 3px;vertical-align:bottom;font-weight:bold;">Clear (H/H)</td> <td data-sheets-numberformat='{"1":2,"2":"0.00","3":1}' data-sheets-value='{"1":3,"3":2.9}' style="overflow:hidden;padding:0px 3px 0px 3px;vertical-align:bottom;text-align:center;">2.90</td> <td data-sheets-numberformat='{"1":2,"2":"0","3":1}' data-sheets-value='{"1":3,"3":81}' style="overflow:hidden;padding:0px 3px 0px 3px;vertical-align:bottom;text-align:center;">81</td> <td data-sheets-numberformat='{"1":2,"2":"0","3":1}' data-sheets-value='{"1":3,"3":75}' style="overflow:hidden;padding:0px 3px 0px 3px;vertical-align:bottom;text-align:center;">75</td> <td data-sheets-numberformat='{"1":2,"2":"0","3":1}' data-sheets-value='{"1":3,"3":20}' style="border-right:1px solid #000000;overflow:hidden;padding:0px 3px 0px 3px;vertical-align:bottom;text-align:center;">20</td> </tr> <tr style="height:20px;"> <td style="border-left:1px solid #000000;overflow:hidden;padding:0px 3px 0px 3px;vertical-align:bottom;font-weight:bold;"></td> <td data-sheets-value='{"1":2,"2":"Double-walled"}' style="overflow:hidden;padding:0px 3px 0px 3px;vertical-align:bottom;font-weight:bold;">Double-walled</td> <td data-sheets-value='{"1":2,"2":"Opal (O/O)"}' style="border-right:1px solid #000000;overflow:hidden;padding:0px 3px 0px 3px;vertical-align:bottom;font-weight:bold;">Opal (O/O)</td> <td data-sheets-numberformat='{"1":2,"2":"0.00","3":1}' data-sheets-value='{"1":3,"3":2.9}' style="overflow:hidden;padding:0px 3px 0px 3px;vertical-align:bottom;text-align:center;">2.90</td> <td data-sheets-numberformat='{"1":2,"2":"0","3":1}' data-sheets-value='{"1":3,"3":69}' style="overflow:hidden;padding:0px 3px 0px 3px;vertical-align:bottom;text-align:center;">69</td> <td data-sheets-numberformat='{"1":2,"2":"0","3":1}' data-sheets-value='{"1":3,"3":58}' style="overflow:hidden;padding:0px 3px 0px 3px;vertical-align:bottom;text-align:center;">58</td> <td data-sheets-numberformat='{"1":2,"2":"0","3":1}' data-sheets-value='{"1":3,"3":20}' style="border-right:1px solid #000000;overflow:hidden;padding:0px 3px 0px 3px;vertical-align:bottom;text-align:center;">20</td> </tr> <tr style="height:20px;"> <td style="border-left:1px solid #000000;overflow:hidden;padding:0px 3px 0px 3px;vertical-align:bottom;font-weight:bold;"></td> <td data-sheets-value='{"1":2,"2":"Triple-walled"}' style="overflow:hidden;padding:0px 3px 0px 3px;vertical-align:bottom;font-weight:bold;">Triple-walled</td> <td data-sheets-value='{"1":2,"2":"Clear (H/H/H)"}' style="border-right:1px solid #000000;overflow:hidden;padding:0px 3px 0px 3px;vertical-align:bottom;font-weight:bold;">Clear (H/H/H)</td> <td data-sheets-numberformat='{"1":2,"2":"0.00","3":1}' data-sheets-value='{"1":3,"3":1.7}' style="overflow:hidden;padding:0px 3px 0px 3px;vertical-align:bottom;text-align:center;">1.70</td> <td data-sheets-numberformat='{"1":2,"2":"0","3":1}' data-sheets-value='{"1":3,"3":73}' style="overflow:hidden;padding:0px 3px 0px 3px;vertical-align:bottom;text-align:center;">73</td> <td data-sheets-numberformat='{"1":2,"2":"0","3":1}' data-sheets-value='{"1":3,"3":65}' style="overflow:hidden;padding:0px 3px 0px 3px;vertical-align:bottom;text-align:center;">65</td> <td data-sheets-numberformat='{"1":2,"2":"0","3":1}' data-sheets-value='{"1":3,"3":22}' style="border-right:1px solid #000000;overflow:hidden;padding:0px 3px 0px 3px;vertical-align:bottom;text-align:center;">22</td> </tr> <tr style="height:20px;"> <td style="border-left:1px solid #000000;overflow:hidden;padding:0px 3px 0px 3px;vertical-align:bottom;font-weight:bold;"></td> <td data-sheets-value='{"1":2,"2":"Triple-walled"}' style="overflow:hidden;padding:0px 3px 0px 3px;vertical-align:bottom;font-weight:bold;">Triple-walled</td> <td data-sheets-value='{"1":2,"2":"Opal (O/H/O)"}' style="border-right:1px solid #000000;overflow:hidden;padding:0px 3px 0px 3px;vertical-align:bottom;font-weight:bold;">Opal (O/H/O)</td> <td data-sheets-numberformat='{"1":2,"2":"0.00","3":1}' data-sheets-value='{"1":3,"3":1.7}' style="overflow:hidden;padding:0px 3px 0px 3px;vertical-align:bottom;text-align:center;">1.70</td> <td data-sheets-numberformat='{"1":2,"2":"0","3":1}' data-sheets-value='{"1":3,"3":62}' style="overflow:hidden;padding:0px 3px 0px 3px;vertical-align:bottom;text-align:center;">62</td> <td data-sheets-numberformat='{"1":2,"2":"0","3":1}' data-sheets-value='{"1":3,"3":51}' style="overflow:hidden;padding:0px 3px 0px 3px;vertical-align:bottom;text-align:center;">51</td> <td data-sheets-numberformat='{"1":2,"2":"0","3":1}' data-sheets-value='{"1":3,"3":22}' style="border-right:1px solid #000000;overflow:hidden;padding:0px 3px 0px 3px;vertical-align:bottom;text-align:center;">22</td> </tr> <tr style="height:20px;"> <td style="border-left:1px solid #000000;overflow:hidden;padding:0px 3px 0px 3px;vertical-align:bottom;font-weight:bold;"></td> <td data-sheets-value='{"1":2,"2":"Four-walled"}' style="overflow:hidden;padding:0px 3px 0px 3px;vertical-align:bottom;font-weight:bold;">Four-walled</td> <td data-sheets-value='{"1":2,"2":"Clear (H/H/H/H)"}' style="border-right:1px solid #000000;overflow:hidden;padding:0px 3px 0px 3px;vertical-align:bottom;font-weight:bold;">Clear (H/H/H/H)</td> <td data-sheets-numberformat='{"1":2,"2":"0.00","3":1}' data-sheets-value='{"1":3,"3":1.28}' style="overflow:hidden;padding:0px 3px 0px 3px;vertical-align:bottom;text-align:center;">1.28</td> <td data-sheets-numberformat='{"1":2,"2":"0","3":1}' data-sheets-value='{"1":3,"3":64}' style="overflow:hidden;padding:0px 3px 0px 3px;vertical-align:bottom;text-align:center;">64</td> <td data-sheets-numberformat='{"1":2,"2":"0","3":1}' data-sheets-value='{"1":3,"3":54}' style="overflow:hidden;padding:0px 3px 0px 3px;vertical-align:bottom;text-align:center;">54</td> <td data-sheets-numberformat='{"1":2,"2":"0","3":1}' data-sheets-value='{"1":3,"3":23}' style="border-right:1px solid #000000;overflow:hidden;padding:0px 3px 0px 3px;vertical-align:bottom;text-align:center;">23</td> </tr> <tr style="height:20px;"> <td style="border-bottom:1px solid #000000;border-left:1px solid #000000;overflow:hidden;padding:0px 3px 0px 3px;vertical-align:bottom;"></td> <td data-sheets-value='{"1":2,"2":"Four-walled"}' style="border-bottom:1px solid #000000;overflow:hidden;padding:0px 3px 0px 3px;vertical-align:bottom;font-weight:bold;">Four-walled</td> <td data-sheets-value='{"1":2,"2":"Opal (H/H/O/H)"}' style="border-right:1px solid #000000;border-bottom:1px solid #000000;overflow:hidden;padding:0px 3px 0px 3px;vertical-align:bottom;font-weight:bold;">Opal (H/H/O/H)</td> <td data-sheets-numberformat='{"1":2,"2":"0.00","3":1}' data-sheets-value='{"1":3,"3":1.28}' style="border-bottom:1px solid #000000;overflow:hidden;padding:0px 3px 0px 3px;vertical-align:bottom;text-align:center;">1.28</td> <td data-sheets-numberformat='{"1":2,"2":"0","3":1}' data-sheets-value='{"1":3,"3":59}' style="border-bottom:1px solid #000000;overflow:hidden;padding:0px 3px 0px 3px;vertical-align:bottom;text-align:center;">59</td> <td data-sheets-numberformat='{"1":2,"2":"0","3":1}' data-sheets-value='{"1":3,"3":48}' style="border-bottom:1px solid #000000;overflow:hidden;padding:0px 3px 0px 3px;vertical-align:bottom;text-align:center;">48</td> <td data-sheets-numberformat='{"1":2,"2":"0","3":1}' data-sheets-value='{"1":3,"3":23}' style="border-right:1px solid #000000;border-bottom:1px solid #000000;overflow:hidden;padding:0px 3px 0px 3px;vertical-align:bottom;text-align:center;">23</td> </tr> <tr style="height:20px;"> <td data-sheets-value='{"1":2,"2":"Polycarbonate "}' style="border-left:1px solid #000000;overflow:hidden;padding:0px 3px 0px 3px;vertical-align:bottom;font-weight:bold;">Polycarbonate </td> <td data-sheets-value='{"1":2,"2":"Single-walled"}' style="overflow:hidden;padding:0px 3px 0px 3px;vertical-align:bottom;font-weight:bold;">Single-walled</td> <td data-sheets-value='{"1":2,"2":"Clear (A)"}' style="border-right:1px solid #000000;overflow:hidden;padding:0px 3px 0px 3px;vertical-align:bottom;font-weight:bold;">Clear (A)</td> <td data-sheets-numberformat='{"1":2,"2":"0.00","3":1}' data-sheets-value='{"1":3,"3":5.17}' style="overflow:hidden;padding:0px 3px 0px 3px;vertical-align:bottom;text-align:center;">5.17</td> <td data-sheets-numberformat='{"1":2,"2":"0","3":1}' data-sheets-value='{"1":3,"3":88}' style="overflow:hidden;padding:0px 3px 0px 3px;vertical-align:bottom;text-align:center;">88</td> <td data-sheets-numberformat='{"1":2,"2":"0","3":1}' data-sheets-value='{"1":3,"3":83}' style="overflow:hidden;padding:0px 3px 0px 3px;vertical-align:bottom;text-align:center;">83</td> <td data-sheets-numberformat='{"1":2,"2":"0","3":1}' data-sheets-value='{"1":2,"2":"-"}' style="border-right:1px solid #000000;overflow:hidden;padding:0px 3px 0px 3px;vertical-align:bottom;text-align:center;">-</td> </tr> <tr style="height:20px;"> <td data-sheets-value='{"1":2,"2":"PC"}' style="border-left:1px solid #000000;overflow:hidden;padding:0px 3px 0px 3px;vertical-align:bottom;font-weight:bold;">PC</td> <td data-sheets-value='{"1":2,"2":"Single-walled"}' style="overflow:hidden;padding:0px 3px 0px 3px;vertical-align:bottom;font-weight:bold;">Single-walled</td> <td data-sheets-value='{"1":2,"2":"Opal (D)"}' style="border-right:1px solid #000000;overflow:hidden;padding:0px 3px 0px 3px;vertical-align:bottom;font-weight:bold;">Opal (D)</td> <td data-sheets-numberformat='{"1":2,"2":"0.00","3":1}' data-sheets-value='{"1":3,"3":5.17}' style="overflow:hidden;padding:0px 3px 0px 3px;vertical-align:bottom;text-align:center;">5.17</td> <td data-sheets-numberformat='{"1":2,"2":"0","3":1}' data-sheets-value='{"1":3,"3":58}' style="overflow:hidden;padding:0px 3px 0px 3px;vertical-align:bottom;text-align:center;">58</td> <td data-sheets-numberformat='{"1":2,"2":"0","3":1}' data-sheets-value='{"1":3,"3":60}' style="overflow:hidden;padding:0px 3px 0px 3px;vertical-align:bottom;text-align:center;">60</td> <td data-sheets-numberformat='{"1":2,"2":"0","3":1}' data-sheets-value='{"1":2,"2":"-"}' style="border-right:1px solid #000000;overflow:hidden;padding:0px 3px 0px 3px;vertical-align:bottom;text-align:center;">-</td> </tr> <tr style="height:20px;"> <td style="border-left:1px solid #000000;overflow:hidden;padding:0px 3px 0px 3px;vertical-align:bottom;font-weight:bold;"></td> <td data-sheets-value='{"1":2,"2":"Double-walled"}' style="overflow:hidden;padding:0px 3px 0px 3px;vertical-align:bottom;font-weight:bold;">Double-walled</td> <td data-sheets-value='{"1":2,"2":"Clear (A/H)"}' style="border-right:1px solid #000000;overflow:hidden;padding:0px 3px 0px 3px;vertical-align:bottom;font-weight:bold;">Clear (A/H)</td> <td data-sheets-numberformat='{"1":2,"2":"0.00","3":1}' data-sheets-value='{"1":3,"3":2.9}' style="overflow:hidden;padding:0px 3px 0px 3px;vertical-align:bottom;text-align:center;">2.90</td> <td data-sheets-numberformat='{"1":2,"2":"0","3":1}' data-sheets-value='{"1":3,"3":79}' style="overflow:hidden;padding:0px 3px 0px 3px;vertical-align:bottom;text-align:center;">79</td> <td data-sheets-numberformat='{"1":2,"2":"0","3":1}' data-sheets-value='{"1":3,"3":72}' style="overflow:hidden;padding:0px 3px 0px 3px;vertical-align:bottom;text-align:center;">72</td> <td data-sheets-numberformat='{"1":2,"2":"0","3":1}' data-sheets-value='{"1":3,"3":20}' style="border-right:1px solid #000000;overflow:hidden;padding:0px 3px 0px 3px;vertical-align:bottom;text-align:center;">20</td> </tr> <tr style="height:20px;"> <td style="border-left:1px solid #000000;overflow:hidden;padding:0px 3px 0px 3px;vertical-align:bottom;font-weight:bold;"></td> <td data-sheets-value='{"1":2,"2":"Double-walled"}' style="overflow:hidden;padding:0px 3px 0px 3px;vertical-align:bottom;font-weight:bold;">Double-walled</td> <td data-sheets-value='{"1":2,"2":"Clear (A/A)"}' style="border-right:1px solid #000000;overflow:hidden;padding:0px 3px 0px 3px;vertical-align:bottom;font-weight:bold;">Clear (A/A)</td> <td data-sheets-numberformat='{"1":2,"2":"0.00","3":1}' data-sheets-value='{"1":3,"3":2.9}' style="overflow:hidden;padding:0px 3px 0px 3px;vertical-align:bottom;text-align:center;">2.90</td> <td data-sheets-numberformat='{"1":2,"2":"0","3":1}' data-sheets-value='{"1":3,"3":77}' style="overflow:hidden;padding:0px 3px 0px 3px;vertical-align:bottom;text-align:center;">77</td> <td data-sheets-numberformat='{"1":2,"2":"0","3":1}' data-sheets-value='{"1":3,"3":69}' style="overflow:hidden;padding:0px 3px 0px 3px;vertical-align:bottom;text-align:center;">69</td> <td data-sheets-numberformat='{"1":2,"2":"0","3":1}' data-sheets-value='{"1":3,"3":20}' style="border-right:1px solid #000000;overflow:hidden;padding:0px 3px 0px 3px;vertical-align:bottom;text-align:center;">20</td> </tr> <tr style="height:20px;"> <td style="border-left:1px solid #000000;overflow:hidden;padding:0px 3px 0px 3px;vertical-align:bottom;font-weight:bold;"></td> <td data-sheets-value='{"1":2,"2":"Double-walled"}' style="overflow:hidden;padding:0px 3px 0px 3px;vertical-align:bottom;font-weight:bold;">Double-walled</td> <td data-sheets-value='{"1":2,"2":"Opal (A/O)"}' style="border-right:1px solid #000000;overflow:hidden;padding:0px 3px 0px 3px;vertical-align:bottom;font-weight:bold;">Opal (A/O)</td> <td data-sheets-numberformat='{"1":2,"2":"0.00","3":1}' data-sheets-value='{"1":3,"3":2.9}' style="overflow:hidden;padding:0px 3px 0px 3px;vertical-align:bottom;text-align:center;">2.90</td> <td data-sheets-numberformat='{"1":2,"2":"0","3":1}' data-sheets-value='{"1":3,"3":73}' style="overflow:hidden;padding:0px 3px 0px 3px;vertical-align:bottom;text-align:center;">73</td> <td data-sheets-numberformat='{"1":2,"2":"0","3":1}' data-sheets-value='{"1":3,"3":63}' style="overflow:hidden;padding:0px 3px 0px 3px;vertical-align:bottom;text-align:center;">63</td> <td data-sheets-numberformat='{"1":2,"2":"0","3":1}' data-sheets-value='{"1":3,"3":20}' style="border-right:1px solid #000000;overflow:hidden;padding:0px 3px 0px 3px;vertical-align:bottom;text-align:center;">20</td> </tr> <tr style="height:20px;"> <td style="border-left:1px solid #000000;overflow:hidden;padding:0px 3px 0px 3px;vertical-align:bottom;font-weight:bold;"></td> <td data-sheets-value='{"1":2,"2":"Double-walled"}' style="overflow:hidden;padding:0px 3px 0px 3px;vertical-align:bottom;font-weight:bold;">Double-walled</td> <td data-sheets-value='{"1":2,"2":"Opal (A/D)"}' style="border-right:1px solid #000000;overflow:hidden;padding:0px 3px 0px 3px;vertical-align:bottom;font-weight:bold;">Opal (A/D)</td> <td data-sheets-numberformat='{"1":2,"2":"0.00","3":1}' data-sheets-value='{"1":3,"3":2.9}' style="overflow:hidden;padding:0px 3px 0px 3px;vertical-align:bottom;text-align:center;">2.90</td> <td data-sheets-numberformat='{"1":2,"2":"0","3":1}' data-sheets-value='{"1":3,"3":51}' style="overflow:hidden;padding:0px 3px 0px 3px;vertical-align:bottom;text-align:center;">51</td> <td data-sheets-numberformat='{"1":2,"2":"0","3":1}' data-sheets-value='{"1":3,"3":50}' style="overflow:hidden;padding:0px 3px 0px 3px;vertical-align:bottom;text-align:center;">50</td> <td data-sheets-numberformat='{"1":2,"2":"0","3":1}' data-sheets-value='{"1":3,"3":20}' style="border-right:1px solid #000000;overflow:hidden;padding:0px 3px 0px 3px;vertical-align:bottom;text-align:center;">20</td> </tr> <tr style="height:20px;"> <td style="border-left:1px solid #000000;overflow:hidden;padding:0px 3px 0px 3px;vertical-align:bottom;font-weight:bold;"></td> <td data-sheets-value='{"1":2,"2":"Triple-walled"}' style="overflow:hidden;padding:0px 3px 0px 3px;vertical-align:bottom;font-weight:bold;">Triple-walled</td> <td data-sheets-value='{"1":2,"2":"Clear (A/H/H)"}' style="border-right:1px solid #000000;overflow:hidden;padding:0px 3px 0px 3px;vertical-align:bottom;font-weight:bold;">Clear (A/H/H)</td> <td data-sheets-numberformat='{"1":2,"2":"0.00","3":1}' data-sheets-value='{"1":3,"3":1.7}' style="overflow:hidden;padding:0px 3px 0px 3px;vertical-align:bottom;text-align:center;">1.70</td> <td data-sheets-numberformat='{"1":2,"2":"0","3":1}' data-sheets-value='{"1":3,"3":71}' style="overflow:hidden;padding:0px 3px 0px 3px;vertical-align:bottom;text-align:center;">71</td> <td data-sheets-numberformat='{"1":2,"2":"0","3":1}' data-sheets-value='{"1":3,"3":63}' style="overflow:hidden;padding:0px 3px 0px 3px;vertical-align:bottom;text-align:center;">63</td> <td data-sheets-numberformat='{"1":2,"2":"0","3":1}' data-sheets-value='{"1":3,"3":22}' style="border-right:1px solid #000000;overflow:hidden;padding:0px 3px 0px 3px;vertical-align:bottom;text-align:center;">22</td> </tr> <tr style="height:20px;"> <td style="border-left:1px solid #000000;overflow:hidden;padding:0px 3px 0px 3px;vertical-align:bottom;font-weight:bold;"></td> <td data-sheets-value='{"1":2,"2":"Triple-walled"}' style="overflow:hidden;padding:0px 3px 0px 3px;vertical-align:bottom;font-weight:bold;">Triple-walled</td> <td data-sheets-value='{"1":2,"2":"Opal (A/O/O)"}' style="border-right:1px solid #000000;overflow:hidden;padding:0px 3px 0px 3px;vertical-align:bottom;font-weight:bold;">Opal (A/O/O)</td> <td data-sheets-numberformat='{"1":2,"2":"0.00","3":1}' data-sheets-value='{"1":3,"3":1.7}' style="overflow:hidden;padding:0px 3px 0px 3px;vertical-align:bottom;text-align:center;">1.70</td> <td data-sheets-numberformat='{"1":2,"2":"0","3":1}' data-sheets-value='{"1":3,"3":61}' style="overflow:hidden;padding:0px 3px 0px 3px;vertical-align:bottom;text-align:center;">61</td> <td data-sheets-numberformat='{"1":2,"2":"0","3":1}' data-sheets-value='{"1":3,"3":48}' style="overflow:hidden;padding:0px 3px 0px 3px;vertical-align:bottom;text-align:center;">48</td> <td data-sheets-numberformat='{"1":2,"2":"0","3":1}' data-sheets-value='{"1":3,"3":22}' style="border-right:1px solid #000000;overflow:hidden;padding:0px 3px 0px 3px;vertical-align:bottom;text-align:center;">22</td> </tr> <tr style="height:20px;"> <td style="border-left:1px solid #000000;overflow:hidden;padding:0px 3px 0px 3px;vertical-align:bottom;font-weight:bold;"></td> <td data-sheets-value='{"1":2,"2":"Four-walled"}' style="overflow:hidden;padding:0px 3px 0px 3px;vertical-align:bottom;font-weight:bold;">Four-walled</td> <td data-sheets-value='{"1":2,"2":"Clear (A/H/H/H)"}' style="border-right:1px solid #000000;overflow:hidden;padding:0px 3px 0px 3px;vertical-align:bottom;font-weight:bold;">Clear (A/H/H/H)</td> <td data-sheets-numberformat='{"1":2,"2":"0.00","3":1}' data-sheets-value='{"1":3,"3":1.28}' style="overflow:hidden;padding:0px 3px 0px 3px;vertical-align:bottom;text-align:center;">1.28</td> <td data-sheets-numberformat='{"1":2,"2":"0","3":1}' data-sheets-value='{"1":3,"3":64}' style="overflow:hidden;padding:0px 3px 0px 3px;vertical-align:bottom;text-align:center;">64</td> <td data-sheets-numberformat='{"1":2,"2":"0","3":1}' data-sheets-value='{"1":3,"3":52}' style="overflow:hidden;padding:0px 3px 0px 3px;vertical-align:bottom;text-align:center;">52</td> <td data-sheets-numberformat='{"1":2,"2":"0","3":1}' data-sheets-value='{"1":3,"3":23}' style="border-right:1px solid #000000;overflow:hidden;padding:0px 3px 0px 3px;vertical-align:bottom;text-align:center;">23</td> </tr> <tr style="height:20px;"> <td style="border-bottom:1px solid #000000;border-left:1px solid #000000;overflow:hidden;padding:0px 3px 0px 3px;vertical-align:bottom;"></td> <td data-sheets-value='{"1":2,"2":"Four-walled"}' style="border-bottom:1px solid #000000;overflow:hidden;padding:0px 3px 0px 3px;vertical-align:bottom;font-weight:bold;">Four-walled</td> <td data-sheets-value='{"1":2,"2":"Opal (A/H/O/H)"}' style="border-right:1px solid #000000;border-bottom:1px solid #000000;overflow:hidden;padding:0px 3px 0px 3px;vertical-align:bottom;font-weight:bold;">Opal (A/H/O/H)</td> <td data-sheets-numberformat='{"1":2,"2":"0.00","3":1}' data-sheets-value='{"1":3,"3":1.28}' style="border-bottom:1px solid #000000;overflow:hidden;padding:0px 3px 0px 3px;vertical-align:bottom;text-align:center;">1.28</td> <td data-sheets-numberformat='{"1":2,"2":"0","3":1}' data-sheets-value='{"1":3,"3":59}' style="border-bottom:1px solid #000000;overflow:hidden;padding:0px 3px 0px 3px;vertical-align:bottom;text-align:center;">59</td> <td data-sheets-numberformat='{"1":2,"2":"0","3":1}' data-sheets-value='{"1":3,"3":46}' style="border-bottom:1px solid #000000;overflow:hidden;padding:0px 3px 0px 3px;vertical-align:bottom;text-align:center;">46</td> <td data-sheets-numberformat='{"1":2,"2":"0","3":1}' data-sheets-value='{"1":3,"3":23}' style="border-right:1px solid #000000;border-bottom:1px solid #000000;overflow:hidden;padding:0px 3px 0px 3px;vertical-align:bottom;text-align:center;">23</td> </tr> <tr style="height:20px;"> <td data-sheets-value='{"1":2,"2":"Polycarbonate"}' style="border-left:1px solid #000000;overflow:hidden;padding:0px 3px 0px 3px;vertical-align:bottom;font-weight:bold;">Polycarbonate</td> <td data-sheets-value='{"1":2,"2":"Single-walled"}' style="overflow:hidden;padding:0px 3px 0px 3px;vertical-align:bottom;font-weight:bold;">Single-walled</td> <td data-sheets-value='{"1":2,"2":"Heatstop Opal (T)"}' style="border-right:1px solid #000000;overflow:hidden;padding:0px 3px 0px 3px;vertical-align:bottom;font-weight:bold;">Heatstop Opal (T)</td> <td data-sheets-numberformat='{"1":2,"2":"0.00","3":1}' data-sheets-value='{"1":3,"3":5.17}' style="overflow:hidden;padding:0px 3px 0px 3px;vertical-align:bottom;text-align:center;">5.17</td> <td data-sheets-numberformat='{"1":2,"2":"0","3":1}' data-sheets-value='{"1":3,"3":49}' style="overflow:hidden;padding:0px 3px 0px 3px;vertical-align:bottom;text-align:center;">49</td> <td data-sheets-numberformat='{"1":2,"2":"0","3":1}' data-sheets-value='{"1":3,"3":59}' style="overflow:hidden;padding:0px 3px 0px 3px;vertical-align:bottom;text-align:center;">59</td> <td data-sheets-numberformat='{"1":2,"2":"0","3":1}' data-sheets-value='{"1":2,"2":"-"}' style="border-right:1px solid #000000;overflow:hidden;padding:0px 3px 0px 3px;vertical-align:bottom;text-align:center;">-</td> </tr> <tr style="height:20px;"> <td data-sheets-value='{"1":2,"2":"Heatstop PC"}' style="border-left:1px solid #000000;overflow:hidden;padding:0px 3px 0px 3px;vertical-align:bottom;font-weight:bold;">Heatstop PC</td> <td data-sheets-value='{"1":2,"2":"Double-walled"}' style="overflow:hidden;padding:0px 3px 0px 3px;vertical-align:bottom;font-weight:bold;">Double-walled</td> <td data-sheets-value='{"1":2,"2":"Clear (T/H)"}' style="border-right:1px solid #000000;overflow:hidden;padding:0px 3px 0px 3px;vertical-align:bottom;font-weight:bold;">Clear (T/H)</td> <td data-sheets-numberformat='{"1":2,"2":"0.00","3":1}' data-sheets-value='{"1":3,"3":2.9}' style="overflow:hidden;padding:0px 3px 0px 3px;vertical-align:bottom;text-align:center;">2.90</td> <td data-sheets-numberformat='{"1":2,"2":"0","3":1}' data-sheets-value='{"1":3,"3":44}' style="overflow:hidden;padding:0px 3px 0px 3px;vertical-align:bottom;text-align:center;">44</td> <td data-sheets-numberformat='{"1":2,"2":"0","3":1}' data-sheets-value='{"1":3,"3":51}' style="overflow:hidden;padding:0px 3px 0px 3px;vertical-align:bottom;text-align:center;">51</td> <td data-sheets-numberformat='{"1":2,"2":"0","3":1}' data-sheets-value='{"1":3,"3":20}' style="border-right:1px solid #000000;overflow:hidden;padding:0px 3px 0px 3px;vertical-align:bottom;text-align:center;">20</td> </tr> <tr style="height:20px;"> <td style="border-left:1px solid #000000;overflow:hidden;padding:0px 3px 0px 3px;vertical-align:bottom;font-weight:bold;"></td> <td data-sheets-value='{"1":2,"2":"Double-walled"}' style="overflow:hidden;padding:0px 3px 0px 3px;vertical-align:bottom;font-weight:bold;">Double-walled</td> <td data-sheets-value='{"1":2,"2":"Opal (T/O)"}' style="border-right:1px solid #000000;overflow:hidden;padding:0px 3px 0px 3px;vertical-align:bottom;font-weight:bold;">Opal (T/O)</td> <td data-sheets-numberformat='{"1":2,"2":"0.00","3":1}' data-sheets-value='{"1":3,"3":2.9}' style="overflow:hidden;padding:0px 3px 0px 3px;vertical-align:bottom;text-align:center;">2.90</td> <td data-sheets-numberformat='{"1":2,"2":"0","3":1}' data-sheets-value='{"1":3,"3":41}' style="overflow:hidden;padding:0px 3px 0px 3px;vertical-align:bottom;text-align:center;">41</td> <td data-sheets-numberformat='{"1":2,"2":"0","3":1}' data-sheets-value='{"1":3,"3":45}' style="overflow:hidden;padding:0px 3px 0px 3px;vertical-align:bottom;text-align:center;">45</td> <td data-sheets-numberformat='{"1":2,"2":"0","3":1}' data-sheets-value='{"1":3,"3":20}' style="border-right:1px solid #000000;overflow:hidden;padding:0px 3px 0px 3px;vertical-align:bottom;text-align:center;">20</td> </tr> <tr style="height:20px;"> <td style="border-left:1px solid #000000;overflow:hidden;padding:0px 3px 0px 3px;vertical-align:bottom;font-weight:bold;"></td> <td data-sheets-value='{"1":2,"2":"Triple-walled"}' style="overflow:hidden; | skylux-160-ce-met-koepel-en-pvc-opstand-30-20-met-lm-motor-0800-x-1100-mm | 8586030121293 | 46872348787021
Smoke and heat exhaust (SHEV) | SHE system | Skylux | Skylux 160° CE with skylight and PVC curb 30/20 with LM-actuator 0800 x 1300 mm |  | 33697 | 5412970336976 | 3614.3 | Yes | 30-45 | 66.56 | 800 x 1300 mm | 1300 | 800 |  | PVC 30/20 (30 cm high & roof opening = 20 cm larger than daylight size) | Rectangular | 5.17 W/m²K - 1.28 W/m²K | 87% - 32% | 90% - 32% | 20dB - 23dB | 160° CE (for industry) | skylight | without spoiler | E | Single actuator | Maximum four-walled skylight possible for this product | Ut-value LT-value g-value Rw-value EN 1873 : 2014 EN ISO 13468 EN 16153 EN 410 EN 410 EN ISO 140-3 Material Walls Shells (W/m²K) (%) (%) (dB) Acrylic Single-walled Clear (H) 5.17 90 87 - PMMA Single-walled Opal (O) 5.17 83 76 - Double-walled Clear (H/H) 2.90 81 75 20 Double-walled Opal (O/O) 2.90 69 58 20 Triple-walled Clear (H/H/H) 1.70 73 65 22 Triple-walled Opal (O/H/O) 1.70 62 51 22 Four-walled Clear (H/H/H/H) 1.28 64 54 23 Four-walled Opal (H/H/O/H) 1.28 59 48 23 Polycarbonate Single-walled Clear (A) 5.17 88 83 - PC Single-walled Opal (D) 5.17 58 60 - Double-walled Clear (A/H) 2.90 79 72 20 Double-walled Clear (A/A) 2.90 77 69 20 Double-walled Opal (A/O) 2.90 73 63 20 Double-walled Opal (A/D) 2.90 51 50 20 Triple-walled Clear (A/H/H) 1.70 71 63 22 Triple-walled Opal (A/O/O) 1.70 61 48 22 Four-walled Clear (A/H/H/H) 1.28 64 52 23 Four-walled Opal (A/H/O/H) 1.28 59 46 23 Polycarbonate Single-walled Heatstop Opal (T) 5.17 49 59 - Heatstop PC Double-walled Clear (T/H) 2.90 44 51 20 Double-walled Opal (T/O) 2.90 41 45 20 Triple-walled Clear (T/H/H) 1.70 40 <td data-sheets-numberformat='{"1":2,"2":"0","3":1}' data-sheets-value='{"1":3,"3":44}' style="overflow:hidden;paddin | https://skylux.eu/en/products/skylux-160-ce-met-koepel-en-pvc-opstand-30-20-met-lm-motor-0800-x-1300-mm | https://skylux.eu/cdn/shop/files/Skylux-160deg-CE-met-koepel-en-pvc-opstand-3020-met-LM-motor-0800-x-1300-mm-RWA-systeem.jpg?v=1702980394&width=1600 | https://skylux.eu/cdn/shop/files/e5a82811-1bb0-48e4-a776-cacb59c7c092_4fdecf64-9496-4229-ae35-c03efecd20c9.jpg?v=1688551120&width=1600 | //skylux.eu/cdn/shop/files/E_MH_Mounting_instructions_Skylux_160_CE_LM.pdf?v=12406716259046007223 | //skylux.eu/cdn/shop/files/E_TD_Technical_File_Skylux_Skylux_160_CE_Electric.pdf?v=3667116872303399239 | <style type="text/css" id="isPasted"> <!--td { border: 1px solid #cccccc; } br { mso-data-placement: same-cell; } --> </style> <table border="1" cellpadding="0" cellspacing="0" dir="ltr" style="table-layout:fixed;font-size:10pt;font-family:Arial;border-collapse:collapse;border:none;"><tbody> <tr style="height:20px;"> <td style="overflow:hidden;padding:0px 3px 0px 3px;vertical-align:bottom;"></td> <td style="overflow:hidden;padding:0px 3px 0px 3px;vertical-align:bottom;"></td> <td style="overflow:hidden;padding:0px 3px 0px 3px;vertical-align:bottom;"></td> <td data-sheets-value='{"1":2,"2":"Ut-value"}' style="overflow:hidden;padding:0px 3px 0px 3px;vertical-align:bottom;font-weight:bold;text-align:center;">Ut-value</td> <td data-sheets-value='{"1":2,"2":"LT-value"}' style="overflow:hidden;padding:0px 3px 0px 3px;vertical-align:bottom;font-weight:bold;text-align:center;">LT-value</td> <td data-sheets-value='{"1":2,"2":"g-value"}' style="overflow:hidden;padding:0px 3px 0px 3px;vertical-align:bottom;font-weight:bold;text-align:center;">g-value</td> <td data-sheets-value='{"1":2,"2":"Rw-value "}' style="overflow:hidden;padding:0px 3px 0px 3px;vertical-align:bottom;font-weight:bold;text-align:center;">Rw-value </td> </tr> <tr style="height:20px;"> <td style="overflow:hidden;padding:0px 3px 0px 3px;vertical-align:bottom;"></td> <td style="overflow:hidden;padding:0px 3px 0px 3px;vertical-align:bottom;"></td> <td style="overflow:hidden;padding:0px 3px 0px 3px;vertical-align:bottom;"></td> <td data-sheets-numberformat='{"1":2,"2":"0.00","3":1}' data-sheets-value='{"1":2,"2":"EN 1873 : 2014"}' style="overflow:hidden;padding:0px 3px 0px 3px;vertical-align:bottom;text-align:center;">EN 1873 : 2014</td> <td data-sheets-numberformat='{"1":2,"2":"0","3":1}' data-sheets-value='{"1":2,"2":"EN ISO 13468 EN 16153 EN 410"}' style="overflow:hidden;padding:0px 3px 0px 3px;vertical-align:bottom;text-align:center;">EN ISO 13468 EN 16153 EN 410</td> <td data-sheets-numberformat='{"1":2,"2":"0","3":1}' data-sheets-value='{"1":2,"2":"EN 410"}' style="overflow:hidden;padding:0px 3px 0px 3px;vertical-align:bottom;text-align:center;">EN 410</td> <td data-sheets-value='{"1":2,"2":"EN ISO 140-3\t\t"}' style="overflow:hidden;padding:0px 3px 0px 3px;vertical-align:bottom;text-align:center;">EN ISO 140-3 </td> </tr> <tr style="height:20px;"> <td data-sheets-value='{"1":2,"2":"Material"}' style="border-bottom:1px solid #000000;overflow:hidden;padding:0px 3px 0px 3px;vertical-align:bottom;background-color:#000000;font-weight:bold;color:#ffffff;">Material</td> <td data-sheets-value='{"1":2,"2":"Walls"}' style="border-bottom:1px solid #000000;overflow:hidden;padding:0px 3px 0px 3px;vertical-align:bottom;background-color:#000000;font-weight:bold;color:#ffffff;">Walls</td> <td data-sheets-value='{"1":2,"2":"Shells"}' style="border-bottom:1px solid #000000;overflow:hidden;padding:0px 3px 0px 3px;vertical-align:bottom;background-color:#000000;font-weight:bold;color:#ffffff;">Shells</td> <td data-sheets-numberformat='{"1":2,"2":"0.00","3":1}' data-sheets-value='{"1":2,"2":"(W/m²K)\t"}' style="border-bottom:1px solid #000000;overflow:hidden;padding:0px 3px 0px 3px;vertical-align:bottom;background-color:#000000;font-weight:bold;color:#ffffff;text-align:center;">(W/m²K) </td> <td data-sheets-numberformat='{"1":2,"2":"0","3":1}' data-sheets-value='{"1":2,"2":"(%)"}' style="border-bottom:1px solid #000000;overflow:hidden;padding:0px 3px 0px 3px;vertical-align:bottom;background-color:#000000;font-weight:bold;color:#ffffff;text-align:center;">(%)</td> <td data-sheets-numberformat='{"1":2,"2":"0","3":1}' data-sheets-value='{"1":2,"2":"(%)"}' style="border-bottom:1px solid #000000;overflow:hidden;padding:0px 3px 0px 3px;vertical-align:bottom;background-color:#000000;font-weight:bold;color:#ffffff;text-align:center;">(%)</td> <td data-sheets-value='{"1":2,"2":"(dB)"}' style="border-bottom:1px solid #000000;overflow:hidden;padding:0px 3px 0px 3px;vertical-align:bottom;background-color:#000000;font-weight:bold;color:#ffffff;text-align:center;">(dB)</td> </tr> <tr style="height:20px;"> <td data-sheets-value='{"1":2,"2":"Acrylic"}' style="border-left:1px solid #000000;overflow:hidden;padding:0px 3px 0px 3px;vertical-align:bottom;font-weight:bold;">Acrylic</td> <td data-sheets-value='{"1":2,"2":"Single-walled"}' style="overflow:hidden;padding:0px 3px 0px 3px;vertical-align:bottom;font-weight:bold;">Single-walled</td> <td data-sheets-value='{"1":2,"2":"Clear (H)"}' style="border-right:1px solid #000000;overflow:hidden;padding:0px 3px 0px 3px;vertical-align:bottom;font-weight:bold;">Clear (H)</td> <td data-sheets-numberformat='{"1":2,"2":"0.00","3":1}' data-sheets-value='{"1":3,"3":5.17}' style="overflow:hidden;padding:0px 3px 0px 3px;vertical-align:bottom;text-align:center;">5.17</td> <td data-sheets-numberformat='{"1":2,"2":"0","3":1}' data-sheets-value='{"1":3,"3":90}' style="overflow:hidden;padding:0px 3px 0px 3px;vertical-align:bottom;text-align:center;">90</td> <td data-sheets-numberformat='{"1":2,"2":"0","3":1}' data-sheets-value='{"1":3,"3":87}' style="overflow:hidden;padding:0px 3px 0px 3px;vertical-align:bottom;text-align:center;">87</td> <td data-sheets-numberformat='{"1":2,"2":"0","3":1}' data-sheets-value='{"1":2,"2":"-"}' style="border-right:1px solid #000000;overflow:hidden;padding:0px 3px 0px 3px;vertical-align:bottom;text-align:center;">-</td> </tr> <tr style="height:20px;"> <td data-sheets-value='{"1":2,"2":"PMMA"}' style="border-left:1px solid #000000;overflow:hidden;padding:0px 3px 0px 3px;vertical-align:bottom;font-weight:bold;">PMMA</td> <td data-sheets-value='{"1":2,"2":"Single-walled"}' style="overflow:hidden;padding:0px 3px 0px 3px;vertical-align:bottom;font-weight:bold;">Single-walled</td> <td data-sheets-value='{"1":2,"2":"Opal (O)"}' style="border-right:1px solid #000000;overflow:hidden;padding:0px 3px 0px 3px;vertical-align:bottom;font-weight:bold;">Opal (O)</td> <td data-sheets-numberformat='{"1":2,"2":"0.00","3":1}' data-sheets-value='{"1":3,"3":5.17}' style="overflow:hidden;padding:0px 3px 0px 3px;vertical-align:bottom;text-align:center;">5.17</td> <td data-sheets-numberformat='{"1":2,"2":"0","3":1}' data-sheets-value='{"1":3,"3":83}' style="overflow:hidden;padding:0px 3px 0px 3px;vertical-align:bottom;text-align:center;">83</td> <td data-sheets-numberformat='{"1":2,"2":"0","3":1}' data-sheets-value='{"1":3,"3":76}' style="overflow:hidden;padding:0px 3px 0px 3px;vertical-align:bottom;text-align:center;">76</td> <td data-sheets-numberformat='{"1":2,"2":"0","3":1}' data-sheets-value='{"1":2,"2":"-"}' style="border-right:1px solid #000000;overflow:hidden;padding:0px 3px 0px 3px;vertical-align:bottom;text-align:center;">-</td> </tr> <tr style="height:20px;"> <td style="border-left:1px solid #000000;overflow:hidden;padding:0px 3px 0px 3px;vertical-align:bottom;font-weight:bold;"></td> <td data-sheets-value='{"1":2,"2":"Double-walled"}' style="overflow:hidden;padding:0px 3px 0px 3px;vertical-align:bottom;font-weight:bold;">Double-walled</td> <td data-sheets-value='{"1":2,"2":"Clear (H/H)"}' style="border-right:1px solid #000000;overflow:hidden;padding:0px 3px 0px 3px;vertical-align:bottom;font-weight:bold;">Clear (H/H)</td> <td data-sheets-numberformat='{"1":2,"2":"0.00","3":1}' data-sheets-value='{"1":3,"3":2.9}' style="overflow:hidden;padding:0px 3px 0px 3px;vertical-align:bottom;text-align:center;">2.90</td> <td data-sheets-numberformat='{"1":2,"2":"0","3":1}' data-sheets-value='{"1":3,"3":81}' style="overflow:hidden;padding:0px 3px 0px 3px;vertical-align:bottom;text-align:center;">81</td> <td data-sheets-numberformat='{"1":2,"2":"0","3":1}' data-sheets-value='{"1":3,"3":75}' style="overflow:hidden;padding:0px 3px 0px 3px;vertical-align:bottom;text-align:center;">75</td> <td data-sheets-numberformat='{"1":2,"2":"0","3":1}' data-sheets-value='{"1":3,"3":20}' style="border-right:1px solid #000000;overflow:hidden;padding:0px 3px 0px 3px;vertical-align:bottom;text-align:center;">20</td> </tr> <tr style="height:20px;"> <td style="border-left:1px solid #000000;overflow:hidden;padding:0px 3px 0px 3px;vertical-align:bottom;font-weight:bold;"></td> <td data-sheets-value='{"1":2,"2":"Double-walled"}' style="overflow:hidden;padding:0px 3px 0px 3px;vertical-align:bottom;font-weight:bold;">Double-walled</td> <td data-sheets-value='{"1":2,"2":"Opal (O/O)"}' style="border-right:1px solid #000000;overflow:hidden;padding:0px 3px 0px 3px;vertical-align:bottom;font-weight:bold;">Opal (O/O)</td> <td data-sheets-numberformat='{"1":2,"2":"0.00","3":1}' data-sheets-value='{"1":3,"3":2.9}' style="overflow:hidden;padding:0px 3px 0px 3px;vertical-align:bottom;text-align:center;">2.90</td> <td data-sheets-numberformat='{"1":2,"2":"0","3":1}' data-sheets-value='{"1":3,"3":69}' style="overflow:hidden;padding:0px 3px 0px 3px;vertical-align:bottom;text-align:center;">69</td> <td data-sheets-numberformat='{"1":2,"2":"0","3":1}' data-sheets-value='{"1":3,"3":58}' style="overflow:hidden;padding:0px 3px 0px 3px;vertical-align:bottom;text-align:center;">58</td> <td data-sheets-numberformat='{"1":2,"2":"0","3":1}' data-sheets-value='{"1":3,"3":20}' style="border-right:1px solid #000000;overflow:hidden;padding:0px 3px 0px 3px;vertical-align:bottom;text-align:center;">20</td> </tr> <tr style="height:20px;"> <td style="border-left:1px solid #000000;overflow:hidden;padding:0px 3px 0px 3px;vertical-align:bottom;font-weight:bold;"></td> <td data-sheets-value='{"1":2,"2":"Triple-walled"}' style="overflow:hidden;padding:0px 3px 0px 3px;vertical-align:bottom;font-weight:bold;">Triple-walled</td> <td data-sheets-value='{"1":2,"2":"Clear (H/H/H)"}' style="border-right:1px solid #000000;overflow:hidden;padding:0px 3px 0px 3px;vertical-align:bottom;font-weight:bold;">Clear (H/H/H)</td> <td data-sheets-numberformat='{"1":2,"2":"0.00","3":1}' data-sheets-value='{"1":3,"3":1.7}' style="overflow:hidden;padding:0px 3px 0px 3px;vertical-align:bottom;text-align:center;">1.70</td> <td data-sheets-numberformat='{"1":2,"2":"0","3":1}' data-sheets-value='{"1":3,"3":73}' style="overflow:hidden;padding:0px 3px 0px 3px;vertical-align:bottom;text-align:center;">73</td> <td data-sheets-numberformat='{"1":2,"2":"0","3":1}' data-sheets-value='{"1":3,"3":65}' style="overflow:hidden;padding:0px 3px 0px 3px;vertical-align:bottom;text-align:center;">65</td> <td data-sheets-numberformat='{"1":2,"2":"0","3":1}' data-sheets-value='{"1":3,"3":22}' style="border-right:1px solid #000000;overflow:hidden;padding:0px 3px 0px 3px;vertical-align:bottom;text-align:center;">22</td> </tr> <tr style="height:20px;"> <td style="border-left:1px solid #000000;overflow:hidden;padding:0px 3px 0px 3px;vertical-align:bottom;font-weight:bold;"></td> <td data-sheets-value='{"1":2,"2":"Triple-walled"}' style="overflow:hidden;padding:0px 3px 0px 3px;vertical-align:bottom;font-weight:bold;">Triple-walled</td> <td data-sheets-value='{"1":2,"2":"Opal (O/H/O)"}' style="border-right:1px solid #000000;overflow:hidden;padding:0px 3px 0px 3px;vertical-align:bottom;font-weight:bold;">Opal (O/H/O)</td> <td data-sheets-numberformat='{"1":2,"2":"0.00","3":1}' data-sheets-value='{"1":3,"3":1.7}' style="overflow:hidden;padding:0px 3px 0px 3px;vertical-align:bottom;text-align:center;">1.70</td> <td data-sheets-numberformat='{"1":2,"2":"0","3":1}' data-sheets-value='{"1":3,"3":62}' style="overflow:hidden;padding:0px 3px 0px 3px;vertical-align:bottom;text-align:center;">62</td> <td data-sheets-numberformat='{"1":2,"2":"0","3":1}' data-sheets-value='{"1":3,"3":51}' style="overflow:hidden;padding:0px 3px 0px 3px;vertical-align:bottom;text-align:center;">51</td> <td data-sheets-numberformat='{"1":2,"2":"0","3":1}' data-sheets-value='{"1":3,"3":22}' style="border-right:1px solid #000000;overflow:hidden;padding:0px 3px 0px 3px;vertical-align:bottom;text-align:center;">22</td> </tr> <tr style="height:20px;"> <td style="border-left:1px solid #000000;overflow:hidden;padding:0px 3px 0px 3px;vertical-align:bottom;font-weight:bold;"></td> <td data-sheets-value='{"1":2,"2":"Four-walled"}' style="overflow:hidden;padding:0px 3px 0px 3px;vertical-align:bottom;font-weight:bold;">Four-walled</td> <td data-sheets-value='{"1":2,"2":"Clear (H/H/H/H)"}' style="border-right:1px solid #000000;overflow:hidden;padding:0px 3px 0px 3px;vertical-align:bottom;font-weight:bold;">Clear (H/H/H/H)</td> <td data-sheets-numberformat='{"1":2,"2":"0.00","3":1}' data-sheets-value='{"1":3,"3":1.28}' style="overflow:hidden;padding:0px 3px 0px 3px;vertical-align:bottom;text-align:center;">1.28</td> <td data-sheets-numberformat='{"1":2,"2":"0","3":1}' data-sheets-value='{"1":3,"3":64}' style="overflow:hidden;padding:0px 3px 0px 3px;vertical-align:bottom;text-align:center;">64</td> <td data-sheets-numberformat='{"1":2,"2":"0","3":1}' data-sheets-value='{"1":3,"3":54}' style="overflow:hidden;padding:0px 3px 0px 3px;vertical-align:bottom;text-align:center;">54</td> <td data-sheets-numberformat='{"1":2,"2":"0","3":1}' data-sheets-value='{"1":3,"3":23}' style="border-right:1px solid #000000;overflow:hidden;padding:0px 3px 0px 3px;vertical-align:bottom;text-align:center;">23</td> </tr> <tr style="height:20px;"> <td style="border-bottom:1px solid #000000;border-left:1px solid #000000;overflow:hidden;padding:0px 3px 0px 3px;vertical-align:bottom;"></td> <td data-sheets-value='{"1":2,"2":"Four-walled"}' style="border-bottom:1px solid #000000;overflow:hidden;padding:0px 3px 0px 3px;vertical-align:bottom;font-weight:bold;">Four-walled</td> <td data-sheets-value='{"1":2,"2":"Opal (H/H/O/H)"}' style="border-right:1px solid #000000;border-bottom:1px solid #000000;overflow:hidden;padding:0px 3px 0px 3px;vertical-align:bottom;font-weight:bold;">Opal (H/H/O/H)</td> <td data-sheets-numberformat='{"1":2,"2":"0.00","3":1}' data-sheets-value='{"1":3,"3":1.28}' style="border-bottom:1px solid #000000;overflow:hidden;padding:0px 3px 0px 3px;vertical-align:bottom;text-align:center;">1.28</td> <td data-sheets-numberformat='{"1":2,"2":"0","3":1}' data-sheets-value='{"1":3,"3":59}' style="border-bottom:1px solid #000000;overflow:hidden;padding:0px 3px 0px 3px;vertical-align:bottom;text-align:center;">59</td> <td data-sheets-numberformat='{"1":2,"2":"0","3":1}' data-sheets-value='{"1":3,"3":48}' style="border-bottom:1px solid #000000;overflow:hidden;padding:0px 3px 0px 3px;vertical-align:bottom;text-align:center;">48</td> <td data-sheets-numberformat='{"1":2,"2":"0","3":1}' data-sheets-value='{"1":3,"3":23}' style="border-right:1px solid #000000;border-bottom:1px solid #000000;overflow:hidden;padding:0px 3px 0px 3px;vertical-align:bottom;text-align:center;">23</td> </tr> <tr style="height:20px;"> <td data-sheets-value='{"1":2,"2":"Polycarbonate "}' style="border-left:1px solid #000000;overflow:hidden;padding:0px 3px 0px 3px;vertical-align:bottom;font-weight:bold;">Polycarbonate </td> <td data-sheets-value='{"1":2,"2":"Single-walled"}' style="overflow:hidden;padding:0px 3px 0px 3px;vertical-align:bottom;font-weight:bold;">Single-walled</td> <td data-sheets-value='{"1":2,"2":"Clear (A)"}' style="border-right:1px solid #000000;overflow:hidden;padding:0px 3px 0px 3px;vertical-align:bottom;font-weight:bold;">Clear (A)</td> <td data-sheets-numberformat='{"1":2,"2":"0.00","3":1}' data-sheets-value='{"1":3,"3":5.17}' style="overflow:hidden;padding:0px 3px 0px 3px;vertical-align:bottom;text-align:center;">5.17</td> <td data-sheets-numberformat='{"1":2,"2":"0","3":1}' data-sheets-value='{"1":3,"3":88}' style="overflow:hidden;padding:0px 3px 0px 3px;vertical-align:bottom;text-align:center;">88</td> <td data-sheets-numberformat='{"1":2,"2":"0","3":1}' data-sheets-value='{"1":3,"3":83}' style="overflow:hidden;padding:0px 3px 0px 3px;vertical-align:bottom;text-align:center;">83</td> <td data-sheets-numberformat='{"1":2,"2":"0","3":1}' data-sheets-value='{"1":2,"2":"-"}' style="border-right:1px solid #000000;overflow:hidden;padding:0px 3px 0px 3px;vertical-align:bottom;text-align:center;">-</td> </tr> <tr style="height:20px;"> <td data-sheets-value='{"1":2,"2":"PC"}' style="border-left:1px solid #000000;overflow:hidden;padding:0px 3px 0px 3px;vertical-align:bottom;font-weight:bold;">PC</td> <td data-sheets-value='{"1":2,"2":"Single-walled"}' style="overflow:hidden;padding:0px 3px 0px 3px;vertical-align:bottom;font-weight:bold;">Single-walled</td> <td data-sheets-value='{"1":2,"2":"Opal (D)"}' style="border-right:1px solid #000000;overflow:hidden;padding:0px 3px 0px 3px;vertical-align:bottom;font-weight:bold;">Opal (D)</td> <td data-sheets-numberformat='{"1":2,"2":"0.00","3":1}' data-sheets-value='{"1":3,"3":5.17}' style="overflow:hidden;padding:0px 3px 0px 3px;vertical-align:bottom;text-align:center;">5.17</td> <td data-sheets-numberformat='{"1":2,"2":"0","3":1}' data-sheets-value='{"1":3,"3":58}' style="overflow:hidden;padding:0px 3px 0px 3px;vertical-align:bottom;text-align:center;">58</td> <td data-sheets-numberformat='{"1":2,"2":"0","3":1}' data-sheets-value='{"1":3,"3":60}' style="overflow:hidden;padding:0px 3px 0px 3px;vertical-align:bottom;text-align:center;">60</td> <td data-sheets-numberformat='{"1":2,"2":"0","3":1}' data-sheets-value='{"1":2,"2":"-"}' style="border-right:1px solid #000000;overflow:hidden;padding:0px 3px 0px 3px;vertical-align:bottom;text-align:center;">-</td> </tr> <tr style="height:20px;"> <td style="border-left:1px solid #000000;overflow:hidden;padding:0px 3px 0px 3px;vertical-align:bottom;font-weight:bold;"></td> <td data-sheets-value='{"1":2,"2":"Double-walled"}' style="overflow:hidden;padding:0px 3px 0px 3px;vertical-align:bottom;font-weight:bold;">Double-walled</td> <td data-sheets-value='{"1":2,"2":"Clear (A/H)"}' style="border-right:1px solid #000000;overflow:hidden;padding:0px 3px 0px 3px;vertical-align:bottom;font-weight:bold;">Clear (A/H)</td> <td data-sheets-numberformat='{"1":2,"2":"0.00","3":1}' data-sheets-value='{"1":3,"3":2.9}' style="overflow:hidden;padding:0px 3px 0px 3px;vertical-align:bottom;text-align:center;">2.90</td> <td data-sheets-numberformat='{"1":2,"2":"0","3":1}' data-sheets-value='{"1":3,"3":79}' style="overflow:hidden;padding:0px 3px 0px 3px;vertical-align:bottom;text-align:center;">79</td> <td data-sheets-numberformat='{"1":2,"2":"0","3":1}' data-sheets-value='{"1":3,"3":72}' style="overflow:hidden;padding:0px 3px 0px 3px;vertical-align:bottom;text-align:center;">72</td> <td data-sheets-numberformat='{"1":2,"2":"0","3":1}' data-sheets-value='{"1":3,"3":20}' style="border-right:1px solid #000000;overflow:hidden;padding:0px 3px 0px 3px;vertical-align:bottom;text-align:center;">20</td> </tr> <tr style="height:20px;"> <td style="border-left:1px solid #000000;overflow:hidden;padding:0px 3px 0px 3px;vertical-align:bottom;font-weight:bold;"></td> <td data-sheets-value='{"1":2,"2":"Double-walled"}' style="overflow:hidden;padding:0px 3px 0px 3px;vertical-align:bottom;font-weight:bold;">Double-walled</td> <td data-sheets-value='{"1":2,"2":"Clear (A/A)"}' style="border-right:1px solid #000000;overflow:hidden;padding:0px 3px 0px 3px;vertical-align:bottom;font-weight:bold;">Clear (A/A)</td> <td data-sheets-numberformat='{"1":2,"2":"0.00","3":1}' data-sheets-value='{"1":3,"3":2.9}' style="overflow:hidden;padding:0px 3px 0px 3px;vertical-align:bottom;text-align:center;">2.90</td> <td data-sheets-numberformat='{"1":2,"2":"0","3":1}' data-sheets-value='{"1":3,"3":77}' style="overflow:hidden;padding:0px 3px 0px 3px;vertical-align:bottom;text-align:center;">77</td> <td data-sheets-numberformat='{"1":2,"2":"0","3":1}' data-sheets-value='{"1":3,"3":69}' style="overflow:hidden;padding:0px 3px 0px 3px;vertical-align:bottom;text-align:center;">69</td> <td data-sheets-numberformat='{"1":2,"2":"0","3":1}' data-sheets-value='{"1":3,"3":20}' style="border-right:1px solid #000000;overflow:hidden;padding:0px 3px 0px 3px;vertical-align:bottom;text-align:center;">20</td> </tr> <tr style="height:20px;"> <td style="border-left:1px solid #000000;overflow:hidden;padding:0px 3px 0px 3px;vertical-align:bottom;font-weight:bold;"></td> <td data-sheets-value='{"1":2,"2":"Double-walled"}' style="overflow:hidden;padding:0px 3px 0px 3px;vertical-align:bottom;font-weight:bold;">Double-walled</td> <td data-sheets-value='{"1":2,"2":"Opal (A/O)"}' style="border-right:1px solid #000000;overflow:hidden;padding:0px 3px 0px 3px;vertical-align:bottom;font-weight:bold;">Opal (A/O)</td> <td data-sheets-numberformat='{"1":2,"2":"0.00","3":1}' data-sheets-value='{"1":3,"3":2.9}' style="overflow:hidden;padding:0px 3px 0px 3px;vertical-align:bottom;text-align:center;">2.90</td> <td data-sheets-numberformat='{"1":2,"2":"0","3":1}' data-sheets-value='{"1":3,"3":73}' style="overflow:hidden;padding:0px 3px 0px 3px;vertical-align:bottom;text-align:center;">73</td> <td data-sheets-numberformat='{"1":2,"2":"0","3":1}' data-sheets-value='{"1":3,"3":63}' style="overflow:hidden;padding:0px 3px 0px 3px;vertical-align:bottom;text-align:center;">63</td> <td data-sheets-numberformat='{"1":2,"2":"0","3":1}' data-sheets-value='{"1":3,"3":20}' style="border-right:1px solid #000000;overflow:hidden;padding:0px 3px 0px 3px;vertical-align:bottom;text-align:center;">20</td> </tr> <tr style="height:20px;"> <td style="border-left:1px solid #000000;overflow:hidden;padding:0px 3px 0px 3px;vertical-align:bottom;font-weight:bold;"></td> <td data-sheets-value='{"1":2,"2":"Double-walled"}' style="overflow:hidden;padding:0px 3px 0px 3px;vertical-align:bottom;font-weight:bold;">Double-walled</td> <td data-sheets-value='{"1":2,"2":"Opal (A/D)"}' style="border-right:1px solid #000000;overflow:hidden;padding:0px 3px 0px 3px;vertical-align:bottom;font-weight:bold;">Opal (A/D)</td> <td data-sheets-numberformat='{"1":2,"2":"0.00","3":1}' data-sheets-value='{"1":3,"3":2.9}' style="overflow:hidden;padding:0px 3px 0px 3px;vertical-align:bottom;text-align:center;">2.90</td> <td data-sheets-numberformat='{"1":2,"2":"0","3":1}' data-sheets-value='{"1":3,"3":51}' style="overflow:hidden;padding:0px 3px 0px 3px;vertical-align:bottom;text-align:center;">51</td> <td data-sheets-numberformat='{"1":2,"2":"0","3":1}' data-sheets-value='{"1":3,"3":50}' style="overflow:hidden;padding:0px 3px 0px 3px;vertical-align:bottom;text-align:center;">50</td> <td data-sheets-numberformat='{"1":2,"2":"0","3":1}' data-sheets-value='{"1":3,"3":20}' style="border-right:1px solid #000000;overflow:hidden;padding:0px 3px 0px 3px;vertical-align:bottom;text-align:center;">20</td> </tr> <tr style="height:20px;"> <td style="border-left:1px solid #000000;overflow:hidden;padding:0px 3px 0px 3px;vertical-align:bottom;font-weight:bold;"></td> <td data-sheets-value='{"1":2,"2":"Triple-walled"}' style="overflow:hidden;padding:0px 3px 0px 3px;vertical-align:bottom;font-weight:bold;">Triple-walled</td> <td data-sheets-value='{"1":2,"2":"Clear (A/H/H)"}' style="border-right:1px solid #000000;overflow:hidden;padding:0px 3px 0px 3px;vertical-align:bottom;font-weight:bold;">Clear (A/H/H)</td> <td data-sheets-numberformat='{"1":2,"2":"0.00","3":1}' data-sheets-value='{"1":3,"3":1.7}' style="overflow:hidden;padding:0px 3px 0px 3px;vertical-align:bottom;text-align:center;">1.70</td> <td data-sheets-numberformat='{"1":2,"2":"0","3":1}' data-sheets-value='{"1":3,"3":71}' style="overflow:hidden;padding:0px 3px 0px 3px;vertical-align:bottom;text-align:center;">71</td> <td data-sheets-numberformat='{"1":2,"2":"0","3":1}' data-sheets-value='{"1":3,"3":63}' style="overflow:hidden;padding:0px 3px 0px 3px;vertical-align:bottom;text-align:center;">63</td> <td data-sheets-numberformat='{"1":2,"2":"0","3":1}' data-sheets-value='{"1":3,"3":22}' style="border-right:1px solid #000000;overflow:hidden;padding:0px 3px 0px 3px;vertical-align:bottom;text-align:center;">22</td> </tr> <tr style="height:20px;"> <td style="border-left:1px solid #000000;overflow:hidden;padding:0px 3px 0px 3px;vertical-align:bottom;font-weight:bold;"></td> <td data-sheets-value='{"1":2,"2":"Triple-walled"}' style="overflow:hidden;padding:0px 3px 0px 3px;vertical-align:bottom;font-weight:bold;">Triple-walled</td> <td data-sheets-value='{"1":2,"2":"Opal (A/O/O)"}' style="border-right:1px solid #000000;overflow:hidden;padding:0px 3px 0px 3px;vertical-align:bottom;font-weight:bold;">Opal (A/O/O)</td> <td data-sheets-numberformat='{"1":2,"2":"0.00","3":1}' data-sheets-value='{"1":3,"3":1.7}' style="overflow:hidden;padding:0px 3px 0px 3px;vertical-align:bottom;text-align:center;">1.70</td> <td data-sheets-numberformat='{"1":2,"2":"0","3":1}' data-sheets-value='{"1":3,"3":61}' style="overflow:hidden;padding:0px 3px 0px 3px;vertical-align:bottom;text-align:center;">61</td> <td data-sheets-numberformat='{"1":2,"2":"0","3":1}' data-sheets-value='{"1":3,"3":48}' style="overflow:hidden;padding:0px 3px 0px 3px;vertical-align:bottom;text-align:center;">48</td> <td data-sheets-numberformat='{"1":2,"2":"0","3":1}' data-sheets-value='{"1":3,"3":22}' style="border-right:1px solid #000000;overflow:hidden;padding:0px 3px 0px 3px;vertical-align:bottom;text-align:center;">22</td> </tr> <tr style="height:20px;"> <td style="border-left:1px solid #000000;overflow:hidden;padding:0px 3px 0px 3px;vertical-align:bottom;font-weight:bold;"></td> <td data-sheets-value='{"1":2,"2":"Four-walled"}' style="overflow:hidden;padding:0px 3px 0px 3px;vertical-align:bottom;font-weight:bold;">Four-walled</td> <td data-sheets-value='{"1":2,"2":"Clear (A/H/H/H)"}' style="border-right:1px solid #000000;overflow:hidden;padding:0px 3px 0px 3px;vertical-align:bottom;font-weight:bold;">Clear (A/H/H/H)</td> <td data-sheets-numberformat='{"1":2,"2":"0.00","3":1}' data-sheets-value='{"1":3,"3":1.28}' style="overflow:hidden;padding:0px 3px 0px 3px;vertical-align:bottom;text-align:center;">1.28</td> <td data-sheets-numberformat='{"1":2,"2":"0","3":1}' data-sheets-value='{"1":3,"3":64}' style="overflow:hidden;padding:0px 3px 0px 3px;vertical-align:bottom;text-align:center;">64</td> <td data-sheets-numberformat='{"1":2,"2":"0","3":1}' data-sheets-value='{"1":3,"3":52}' style="overflow:hidden;padding:0px 3px 0px 3px;vertical-align:bottom;text-align:center;">52</td> <td data-sheets-numberformat='{"1":2,"2":"0","3":1}' data-sheets-value='{"1":3,"3":23}' style="border-right:1px solid #000000;overflow:hidden;padding:0px 3px 0px 3px;vertical-align:bottom;text-align:center;">23</td> </tr> <tr style="height:20px;"> <td style="border-bottom:1px solid #000000;border-left:1px solid #000000;overflow:hidden;padding:0px 3px 0px 3px;vertical-align:bottom;"></td> <td data-sheets-value='{"1":2,"2":"Four-walled"}' style="border-bottom:1px solid #000000;overflow:hidden;padding:0px 3px 0px 3px;vertical-align:bottom;font-weight:bold;">Four-walled</td> <td data-sheets-value='{"1":2,"2":"Opal (A/H/O/H)"}' style="border-right:1px solid #000000;border-bottom:1px solid #000000;overflow:hidden;padding:0px 3px 0px 3px;vertical-align:bottom;font-weight:bold;">Opal (A/H/O/H)</td> <td data-sheets-numberformat='{"1":2,"2":"0.00","3":1}' data-sheets-value='{"1":3,"3":1.28}' style="border-bottom:1px solid #000000;overflow:hidden;padding:0px 3px 0px 3px;vertical-align:bottom;text-align:center;">1.28</td> <td data-sheets-numberformat='{"1":2,"2":"0","3":1}' data-sheets-value='{"1":3,"3":59}' style="border-bottom:1px solid #000000;overflow:hidden;padding:0px 3px 0px 3px;vertical-align:bottom;text-align:center;">59</td> <td data-sheets-numberformat='{"1":2,"2":"0","3":1}' data-sheets-value='{"1":3,"3":46}' style="border-bottom:1px solid #000000;overflow:hidden;padding:0px 3px 0px 3px;vertical-align:bottom;text-align:center;">46</td> <td data-sheets-numberformat='{"1":2,"2":"0","3":1}' data-sheets-value='{"1":3,"3":23}' style="border-right:1px solid #000000;border-bottom:1px solid #000000;overflow:hidden;padding:0px 3px 0px 3px;vertical-align:bottom;text-align:center;">23</td> </tr> <tr style="height:20px;"> <td data-sheets-value='{"1":2,"2":"Polycarbonate"}' style="border-left:1px solid #000000;overflow:hidden;padding:0px 3px 0px 3px;vertical-align:bottom;font-weight:bold;">Polycarbonate</td> <td data-sheets-value='{"1":2,"2":"Single-walled"}' style="overflow:hidden;padding:0px 3px 0px 3px;vertical-align:bottom;font-weight:bold;">Single-walled</td> <td data-sheets-value='{"1":2,"2":"Heatstop Opal (T)"}' style="border-right:1px solid #000000;overflow:hidden;padding:0px 3px 0px 3px;vertical-align:bottom;font-weight:bold;">Heatstop Opal (T)</td> <td data-sheets-numberformat='{"1":2,"2":"0.00","3":1}' data-sheets-value='{"1":3,"3":5.17}' style="overflow:hidden;padding:0px 3px 0px 3px;vertical-align:bottom;text-align:center;">5.17</td> <td data-sheets-numberformat='{"1":2,"2":"0","3":1}' data-sheets-value='{"1":3,"3":49}' style="overflow:hidden;padding:0px 3px 0px 3px;vertical-align:bottom;text-align:center;">49</td> <td data-sheets-numberformat='{"1":2,"2":"0","3":1}' data-sheets-value='{"1":3,"3":59}' style="overflow:hidden;padding:0px 3px 0px 3px;vertical-align:bottom;text-align:center;">59</td> <td data-sheets-numberformat='{"1":2,"2":"0","3":1}' data-sheets-value='{"1":2,"2":"-"}' style="border-right:1px solid #000000;overflow:hidden;padding:0px 3px 0px 3px;vertical-align:bottom;text-align:center;">-</td> </tr> <tr style="height:20px;"> <td data-sheets-value='{"1":2,"2":"Heatstop PC"}' style="border-left:1px solid #000000;overflow:hidden;padding:0px 3px 0px 3px;vertical-align:bottom;font-weight:bold;">Heatstop PC</td> <td data-sheets-value='{"1":2,"2":"Double-walled"}' style="overflow:hidden;padding:0px 3px 0px 3px;vertical-align:bottom;font-weight:bold;">Double-walled</td> <td data-sheets-value='{"1":2,"2":"Clear (T/H)"}' style="border-right:1px solid #000000;overflow:hidden;padding:0px 3px 0px 3px;vertical-align:bottom;font-weight:bold;">Clear (T/H)</td> <td data-sheets-numberformat='{"1":2,"2":"0.00","3":1}' data-sheets-value='{"1":3,"3":2.9}' style="overflow:hidden;padding:0px 3px 0px 3px;vertical-align:bottom;text-align:center;">2.90</td> <td data-sheets-numberformat='{"1":2,"2":"0","3":1}' data-sheets-value='{"1":3,"3":44}' style="overflow:hidden;padding:0px 3px 0px 3px;vertical-align:bottom;text-align:center;">44</td> <td data-sheets-numberformat='{"1":2,"2":"0","3":1}' data-sheets-value='{"1":3,"3":51}' style="overflow:hidden;padding:0px 3px 0px 3px;vertical-align:bottom;text-align:center;">51</td> <td data-sheets-numberformat='{"1":2,"2":"0","3":1}' data-sheets-value='{"1":3,"3":20}' style="border-right:1px solid #000000;overflow:hidden;padding:0px 3px 0px 3px;vertical-align:bottom;text-align:center;">20</td> </tr> <tr style="height:20px;"> <td style="border-left:1px solid #000000;overflow:hidden;padding:0px 3px 0px 3px;vertical-align:bottom;font-weight:bold;"></td> <td data-sheets-value='{"1":2,"2":"Double-walled"}' style="overflow:hidden;padding:0px 3px 0px 3px;vertical-align:bottom;font-weight:bold;">Double-walled</td> <td data-sheets-value='{"1":2,"2":"Opal (T/O)"}' style="border-right:1px solid #000000;overflow:hidden;padding:0px 3px 0px 3px;vertical-align:bottom;font-weight:bold;">Opal (T/O)</td> <td data-sheets-numberformat='{"1":2,"2":"0.00","3":1}' data-sheets-value='{"1":3,"3":2.9}' style="overflow:hidden;padding:0px 3px 0px 3px;vertical-align:bottom;text-align:center;">2.90</td> <td data-sheets-numberformat='{"1":2,"2":"0","3":1}' data-sheets-value='{"1":3,"3":41}' style="overflow:hidden;padding:0px 3px 0px 3px;vertical-align:bottom;text-align:center;">41</td> <td data-sheets-numberformat='{"1":2,"2":"0","3":1}' data-sheets-value='{"1":3,"3":45}' style="overflow:hidden;padding:0px 3px 0px 3px;vertical-align:bottom;text-align:center;">45</td> <td data-sheets-numberformat='{"1":2,"2":"0","3":1}' data-sheets-value='{"1":3,"3":20}' style="border-right:1px solid #000000;overflow:hidden;padding:0px 3px 0px 3px;vertical-align:bottom;text-align:center;">20</td> </tr> <tr style="height:20px;"> <td style="border-left:1px solid #000000;overflow:hidden;padding:0px 3px 0px 3px;vertical-align:bottom;font-weight:bold;"></td> <td data-sheets-value='{"1":2,"2":"Triple-walled"}' style="overflow:hidden; | skylux-160-ce-met-koepel-en-pvc-opstand-30-20-met-lm-motor-0800-x-1300-mm | 8586030186829 | 46872349671757
Smoke and heat exhaust (SHEV) | SHE system | Skylux | Skylux 160° CE with skylight and PVC curb 30/20 with LM-actuator 0800 x 1400 mm |  | 33800 | 5412970338000 | 3780.05 | Yes | 30-45 | 65.21 | 800 x 1400 mm | 1400 | 800 |  | PVC 30/20 (30 cm high & roof opening = 20 cm larger than daylight size) | Rectangular | 5.17 W/m²K - 1.28 W/m²K | 87% - 32% | 90% - 32% | 20dB - 23dB | 160° CE (for industry) | skylight | without spoiler | E | Single actuator | Maximum four-walled skylight possible for this product | Ut-value LT-value g-value Rw-value EN 1873 : 2014 EN ISO 13468 EN 16153 EN 410 EN 410 EN ISO 140-3 Material Walls Shells (W/m²K) (%) (%) (dB) Acrylic Single-walled Clear (H) 5.17 90 87 - PMMA Single-walled Opal (O) 5.17 83 76 - Double-walled Clear (H/H) 2.90 81 75 20 Double-walled Opal (O/O) 2.90 69 58 20 Triple-walled Clear (H/H/H) 1.70 73 65 22 Triple-walled Opal (O/H/O) 1.70 62 51 22 Four-walled Clear (H/H/H/H) 1.28 64 54 23 Four-walled Opal (H/H/O/H) 1.28 59 48 23 Polycarbonate Single-walled Clear (A) 5.17 88 83 - PC Single-walled Opal (D) 5.17 58 60 - Double-walled Clear (A/H) 2.90 79 72 20 Double-walled Clear (A/A) 2.90 77 69 20 Double-walled Opal (A/O) 2.90 73 63 20 Double-walled Opal (A/D) 2.90 51 50 20 Triple-walled Clear (A/H/H) 1.70 71 63 22 Triple-walled Opal (A/O/O) 1.70 61 48 22 Four-walled Clear (A/H/H/H) 1.28 64 52 23 Four-walled Opal (A/H/O/H) 1.28 59 46 23 Polycarbonate Single-walled Heatstop Opal (T) 5.17 49 59 - Heatstop PC Double-walled Clear (T/H) 2.90 44 51 20 Double-walled Opal (T/O) 2.90 41 45 20 Triple-walled Clear (T/H/H) 1.70 40 <td data-sheets-numberformat='{"1":2,"2":"0","3":1}' data-sheets-value='{"1":3,"3":44}' style="overflow:hidden;paddin | https://skylux.eu/en/products/skylux-160-ce-met-koepel-en-pvc-opstand-30-20-met-lm-motor-0800-x-1400-mm | https://skylux.eu/cdn/shop/files/Skylux-160deg-CE-met-koepel-en-pvc-opstand-3020-met-LM-motor-0800-x-1400-mm-RWA-systeem.jpg?v=1702980400&width=1600 | https://skylux.eu/cdn/shop/files/e5a82811-1bb0-48e4-a776-cacb59c7c092_1b8b51cf-7b0f-4405-a500-923179a121fd.jpg?v=1688551121&width=1600 | //skylux.eu/cdn/shop/files/E_MH_Mounting_instructions_Skylux_160_CE_LM.pdf?v=12406716259046007223 | //skylux.eu/cdn/shop/files/E_TD_Technical_File_Skylux_Skylux_160_CE_Electric.pdf?v=3667116872303399239 | <style type="text/css" id="isPasted"> <!--td { border: 1px solid #cccccc; } br { mso-data-placement: same-cell; } --> </style> <table border="1" cellpadding="0" cellspacing="0" dir="ltr" style="table-layout:fixed;font-size:10pt;font-family:Arial;border-collapse:collapse;border:none;"><tbody> <tr style="height:20px;"> <td style="overflow:hidden;padding:0px 3px 0px 3px;vertical-align:bottom;"></td> <td style="overflow:hidden;padding:0px 3px 0px 3px;vertical-align:bottom;"></td> <td style="overflow:hidden;padding:0px 3px 0px 3px;vertical-align:bottom;"></td> <td data-sheets-value='{"1":2,"2":"Ut-value"}' style="overflow:hidden;padding:0px 3px 0px 3px;vertical-align:bottom;font-weight:bold;text-align:center;">Ut-value</td> <td data-sheets-value='{"1":2,"2":"LT-value"}' style="overflow:hidden;padding:0px 3px 0px 3px;vertical-align:bottom;font-weight:bold;text-align:center;">LT-value</td> <td data-sheets-value='{"1":2,"2":"g-value"}' style="overflow:hidden;padding:0px 3px 0px 3px;vertical-align:bottom;font-weight:bold;text-align:center;">g-value</td> <td data-sheets-value='{"1":2,"2":"Rw-value "}' style="overflow:hidden;padding:0px 3px 0px 3px;vertical-align:bottom;font-weight:bold;text-align:center;">Rw-value </td> </tr> <tr style="height:20px;"> <td style="overflow:hidden;padding:0px 3px 0px 3px;vertical-align:bottom;"></td> <td style="overflow:hidden;padding:0px 3px 0px 3px;vertical-align:bottom;"></td> <td style="overflow:hidden;padding:0px 3px 0px 3px;vertical-align:bottom;"></td> <td data-sheets-numberformat='{"1":2,"2":"0.00","3":1}' data-sheets-value='{"1":2,"2":"EN 1873 : 2014"}' style="overflow:hidden;padding:0px 3px 0px 3px;vertical-align:bottom;text-align:center;">EN 1873 : 2014</td> <td data-sheets-numberformat='{"1":2,"2":"0","3":1}' data-sheets-value='{"1":2,"2":"EN ISO 13468 EN 16153 EN 410"}' style="overflow:hidden;padding:0px 3px 0px 3px;vertical-align:bottom;text-align:center;">EN ISO 13468 EN 16153 EN 410</td> <td data-sheets-numberformat='{"1":2,"2":"0","3":1}' data-sheets-value='{"1":2,"2":"EN 410"}' style="overflow:hidden;padding:0px 3px 0px 3px;vertical-align:bottom;text-align:center;">EN 410</td> <td data-sheets-value='{"1":2,"2":"EN ISO 140-3\t\t"}' style="overflow:hidden;padding:0px 3px 0px 3px;vertical-align:bottom;text-align:center;">EN ISO 140-3 </td> </tr> <tr style="height:20px;"> <td data-sheets-value='{"1":2,"2":"Material"}' style="border-bottom:1px solid #000000;overflow:hidden;padding:0px 3px 0px 3px;vertical-align:bottom;background-color:#000000;font-weight:bold;color:#ffffff;">Material</td> <td data-sheets-value='{"1":2,"2":"Walls"}' style="border-bottom:1px solid #000000;overflow:hidden;padding:0px 3px 0px 3px;vertical-align:bottom;background-color:#000000;font-weight:bold;color:#ffffff;">Walls</td> <td data-sheets-value='{"1":2,"2":"Shells"}' style="border-bottom:1px solid #000000;overflow:hidden;padding:0px 3px 0px 3px;vertical-align:bottom;background-color:#000000;font-weight:bold;color:#ffffff;">Shells</td> <td data-sheets-numberformat='{"1":2,"2":"0.00","3":1}' data-sheets-value='{"1":2,"2":"(W/m²K)\t"}' style="border-bottom:1px solid #000000;overflow:hidden;padding:0px 3px 0px 3px;vertical-align:bottom;background-color:#000000;font-weight:bold;color:#ffffff;text-align:center;">(W/m²K) </td> <td data-sheets-numberformat='{"1":2,"2":"0","3":1}' data-sheets-value='{"1":2,"2":"(%)"}' style="border-bottom:1px solid #000000;overflow:hidden;padding:0px 3px 0px 3px;vertical-align:bottom;background-color:#000000;font-weight:bold;color:#ffffff;text-align:center;">(%)</td> <td data-sheets-numberformat='{"1":2,"2":"0","3":1}' data-sheets-value='{"1":2,"2":"(%)"}' style="border-bottom:1px solid #000000;overflow:hidden;padding:0px 3px 0px 3px;vertical-align:bottom;background-color:#000000;font-weight:bold;color:#ffffff;text-align:center;">(%)</td> <td data-sheets-value='{"1":2,"2":"(dB)"}' style="border-bottom:1px solid #000000;overflow:hidden;padding:0px 3px 0px 3px;vertical-align:bottom;background-color:#000000;font-weight:bold;color:#ffffff;text-align:center;">(dB)</td> </tr> <tr style="height:20px;"> <td data-sheets-value='{"1":2,"2":"Acrylic"}' style="border-left:1px solid #000000;overflow:hidden;padding:0px 3px 0px 3px;vertical-align:bottom;font-weight:bold;">Acrylic</td> <td data-sheets-value='{"1":2,"2":"Single-walled"}' style="overflow:hidden;padding:0px 3px 0px 3px;vertical-align:bottom;font-weight:bold;">Single-walled</td> <td data-sheets-value='{"1":2,"2":"Clear (H)"}' style="border-right:1px solid #000000;overflow:hidden;padding:0px 3px 0px 3px;vertical-align:bottom;font-weight:bold;">Clear (H)</td> <td data-sheets-numberformat='{"1":2,"2":"0.00","3":1}' data-sheets-value='{"1":3,"3":5.17}' style="overflow:hidden;padding:0px 3px 0px 3px;vertical-align:bottom;text-align:center;">5.17</td> <td data-sheets-numberformat='{"1":2,"2":"0","3":1}' data-sheets-value='{"1":3,"3":90}' style="overflow:hidden;padding:0px 3px 0px 3px;vertical-align:bottom;text-align:center;">90</td> <td data-sheets-numberformat='{"1":2,"2":"0","3":1}' data-sheets-value='{"1":3,"3":87}' style="overflow:hidden;padding:0px 3px 0px 3px;vertical-align:bottom;text-align:center;">87</td> <td data-sheets-numberformat='{"1":2,"2":"0","3":1}' data-sheets-value='{"1":2,"2":"-"}' style="border-right:1px solid #000000;overflow:hidden;padding:0px 3px 0px 3px;vertical-align:bottom;text-align:center;">-</td> </tr> <tr style="height:20px;"> <td data-sheets-value='{"1":2,"2":"PMMA"}' style="border-left:1px solid #000000;overflow:hidden;padding:0px 3px 0px 3px;vertical-align:bottom;font-weight:bold;">PMMA</td> <td data-sheets-value='{"1":2,"2":"Single-walled"}' style="overflow:hidden;padding:0px 3px 0px 3px;vertical-align:bottom;font-weight:bold;">Single-walled</td> <td data-sheets-value='{"1":2,"2":"Opal (O)"}' style="border-right:1px solid #000000;overflow:hidden;padding:0px 3px 0px 3px;vertical-align:bottom;font-weight:bold;">Opal (O)</td> <td data-sheets-numberformat='{"1":2,"2":"0.00","3":1}' data-sheets-value='{"1":3,"3":5.17}' style="overflow:hidden;padding:0px 3px 0px 3px;vertical-align:bottom;text-align:center;">5.17</td> <td data-sheets-numberformat='{"1":2,"2":"0","3":1}' data-sheets-value='{"1":3,"3":83}' style="overflow:hidden;padding:0px 3px 0px 3px;vertical-align:bottom;text-align:center;">83</td> <td data-sheets-numberformat='{"1":2,"2":"0","3":1}' data-sheets-value='{"1":3,"3":76}' style="overflow:hidden;padding:0px 3px 0px 3px;vertical-align:bottom;text-align:center;">76</td> <td data-sheets-numberformat='{"1":2,"2":"0","3":1}' data-sheets-value='{"1":2,"2":"-"}' style="border-right:1px solid #000000;overflow:hidden;padding:0px 3px 0px 3px;vertical-align:bottom;text-align:center;">-</td> </tr> <tr style="height:20px;"> <td style="border-left:1px solid #000000;overflow:hidden;padding:0px 3px 0px 3px;vertical-align:bottom;font-weight:bold;"></td> <td data-sheets-value='{"1":2,"2":"Double-walled"}' style="overflow:hidden;padding:0px 3px 0px 3px;vertical-align:bottom;font-weight:bold;">Double-walled</td> <td data-sheets-value='{"1":2,"2":"Clear (H/H)"}' style="border-right:1px solid #000000;overflow:hidden;padding:0px 3px 0px 3px;vertical-align:bottom;font-weight:bold;">Clear (H/H)</td> <td data-sheets-numberformat='{"1":2,"2":"0.00","3":1}' data-sheets-value='{"1":3,"3":2.9}' style="overflow:hidden;padding:0px 3px 0px 3px;vertical-align:bottom;text-align:center;">2.90</td> <td data-sheets-numberformat='{"1":2,"2":"0","3":1}' data-sheets-value='{"1":3,"3":81}' style="overflow:hidden;padding:0px 3px 0px 3px;vertical-align:bottom;text-align:center;">81</td> <td data-sheets-numberformat='{"1":2,"2":"0","3":1}' data-sheets-value='{"1":3,"3":75}' style="overflow:hidden;padding:0px 3px 0px 3px;vertical-align:bottom;text-align:center;">75</td> <td data-sheets-numberformat='{"1":2,"2":"0","3":1}' data-sheets-value='{"1":3,"3":20}' style="border-right:1px solid #000000;overflow:hidden;padding:0px 3px 0px 3px;vertical-align:bottom;text-align:center;">20</td> </tr> <tr style="height:20px;"> <td style="border-left:1px solid #000000;overflow:hidden;padding:0px 3px 0px 3px;vertical-align:bottom;font-weight:bold;"></td> <td data-sheets-value='{"1":2,"2":"Double-walled"}' style="overflow:hidden;padding:0px 3px 0px 3px;vertical-align:bottom;font-weight:bold;">Double-walled</td> <td data-sheets-value='{"1":2,"2":"Opal (O/O)"}' style="border-right:1px solid #000000;overflow:hidden;padding:0px 3px 0px 3px;vertical-align:bottom;font-weight:bold;">Opal (O/O)</td> <td data-sheets-numberformat='{"1":2,"2":"0.00","3":1}' data-sheets-value='{"1":3,"3":2.9}' style="overflow:hidden;padding:0px 3px 0px 3px;vertical-align:bottom;text-align:center;">2.90</td> <td data-sheets-numberformat='{"1":2,"2":"0","3":1}' data-sheets-value='{"1":3,"3":69}' style="overflow:hidden;padding:0px 3px 0px 3px;vertical-align:bottom;text-align:center;">69</td> <td data-sheets-numberformat='{"1":2,"2":"0","3":1}' data-sheets-value='{"1":3,"3":58}' style="overflow:hidden;padding:0px 3px 0px 3px;vertical-align:bottom;text-align:center;">58</td> <td data-sheets-numberformat='{"1":2,"2":"0","3":1}' data-sheets-value='{"1":3,"3":20}' style="border-right:1px solid #000000;overflow:hidden;padding:0px 3px 0px 3px;vertical-align:bottom;text-align:center;">20</td> </tr> <tr style="height:20px;"> <td style="border-left:1px solid #000000;overflow:hidden;padding:0px 3px 0px 3px;vertical-align:bottom;font-weight:bold;"></td> <td data-sheets-value='{"1":2,"2":"Triple-walled"}' style="overflow:hidden;padding:0px 3px 0px 3px;vertical-align:bottom;font-weight:bold;">Triple-walled</td> <td data-sheets-value='{"1":2,"2":"Clear (H/H/H)"}' style="border-right:1px solid #000000;overflow:hidden;padding:0px 3px 0px 3px;vertical-align:bottom;font-weight:bold;">Clear (H/H/H)</td> <td data-sheets-numberformat='{"1":2,"2":"0.00","3":1}' data-sheets-value='{"1":3,"3":1.7}' style="overflow:hidden;padding:0px 3px 0px 3px;vertical-align:bottom;text-align:center;">1.70</td> <td data-sheets-numberformat='{"1":2,"2":"0","3":1}' data-sheets-value='{"1":3,"3":73}' style="overflow:hidden;padding:0px 3px 0px 3px;vertical-align:bottom;text-align:center;">73</td> <td data-sheets-numberformat='{"1":2,"2":"0","3":1}' data-sheets-value='{"1":3,"3":65}' style="overflow:hidden;padding:0px 3px 0px 3px;vertical-align:bottom;text-align:center;">65</td> <td data-sheets-numberformat='{"1":2,"2":"0","3":1}' data-sheets-value='{"1":3,"3":22}' style="border-right:1px solid #000000;overflow:hidden;padding:0px 3px 0px 3px;vertical-align:bottom;text-align:center;">22</td> </tr> <tr style="height:20px;"> <td style="border-left:1px solid #000000;overflow:hidden;padding:0px 3px 0px 3px;vertical-align:bottom;font-weight:bold;"></td> <td data-sheets-value='{"1":2,"2":"Triple-walled"}' style="overflow:hidden;padding:0px 3px 0px 3px;vertical-align:bottom;font-weight:bold;">Triple-walled</td> <td data-sheets-value='{"1":2,"2":"Opal (O/H/O)"}' style="border-right:1px solid #000000;overflow:hidden;padding:0px 3px 0px 3px;vertical-align:bottom;font-weight:bold;">Opal (O/H/O)</td> <td data-sheets-numberformat='{"1":2,"2":"0.00","3":1}' data-sheets-value='{"1":3,"3":1.7}' style="overflow:hidden;padding:0px 3px 0px 3px;vertical-align:bottom;text-align:center;">1.70</td> <td data-sheets-numberformat='{"1":2,"2":"0","3":1}' data-sheets-value='{"1":3,"3":62}' style="overflow:hidden;padding:0px 3px 0px 3px;vertical-align:bottom;text-align:center;">62</td> <td data-sheets-numberformat='{"1":2,"2":"0","3":1}' data-sheets-value='{"1":3,"3":51}' style="overflow:hidden;padding:0px 3px 0px 3px;vertical-align:bottom;text-align:center;">51</td> <td data-sheets-numberformat='{"1":2,"2":"0","3":1}' data-sheets-value='{"1":3,"3":22}' style="border-right:1px solid #000000;overflow:hidden;padding:0px 3px 0px 3px;vertical-align:bottom;text-align:center;">22</td> </tr> <tr style="height:20px;"> <td style="border-left:1px solid #000000;overflow:hidden;padding:0px 3px 0px 3px;vertical-align:bottom;font-weight:bold;"></td> <td data-sheets-value='{"1":2,"2":"Four-walled"}' style="overflow:hidden;padding:0px 3px 0px 3px;vertical-align:bottom;font-weight:bold;">Four-walled</td> <td data-sheets-value='{"1":2,"2":"Clear (H/H/H/H)"}' style="border-right:1px solid #000000;overflow:hidden;padding:0px 3px 0px 3px;vertical-align:bottom;font-weight:bold;">Clear (H/H/H/H)</td> <td data-sheets-numberformat='{"1":2,"2":"0.00","3":1}' data-sheets-value='{"1":3,"3":1.28}' style="overflow:hidden;padding:0px 3px 0px 3px;vertical-align:bottom;text-align:center;">1.28</td> <td data-sheets-numberformat='{"1":2,"2":"0","3":1}' data-sheets-value='{"1":3,"3":64}' style="overflow:hidden;padding:0px 3px 0px 3px;vertical-align:bottom;text-align:center;">64</td> <td data-sheets-numberformat='{"1":2,"2":"0","3":1}' data-sheets-value='{"1":3,"3":54}' style="overflow:hidden;padding:0px 3px 0px 3px;vertical-align:bottom;text-align:center;">54</td> <td data-sheets-numberformat='{"1":2,"2":"0","3":1}' data-sheets-value='{"1":3,"3":23}' style="border-right:1px solid #000000;overflow:hidden;padding:0px 3px 0px 3px;vertical-align:bottom;text-align:center;">23</td> </tr> <tr style="height:20px;"> <td style="border-bottom:1px solid #000000;border-left:1px solid #000000;overflow:hidden;padding:0px 3px 0px 3px;vertical-align:bottom;"></td> <td data-sheets-value='{"1":2,"2":"Four-walled"}' style="border-bottom:1px solid #000000;overflow:hidden;padding:0px 3px 0px 3px;vertical-align:bottom;font-weight:bold;">Four-walled</td> <td data-sheets-value='{"1":2,"2":"Opal (H/H/O/H)"}' style="border-right:1px solid #000000;border-bottom:1px solid #000000;overflow:hidden;padding:0px 3px 0px 3px;vertical-align:bottom;font-weight:bold;">Opal (H/H/O/H)</td> <td data-sheets-numberformat='{"1":2,"2":"0.00","3":1}' data-sheets-value='{"1":3,"3":1.28}' style="border-bottom:1px solid #000000;overflow:hidden;padding:0px 3px 0px 3px;vertical-align:bottom;text-align:center;">1.28</td> <td data-sheets-numberformat='{"1":2,"2":"0","3":1}' data-sheets-value='{"1":3,"3":59}' style="border-bottom:1px solid #000000;overflow:hidden;padding:0px 3px 0px 3px;vertical-align:bottom;text-align:center;">59</td> <td data-sheets-numberformat='{"1":2,"2":"0","3":1}' data-sheets-value='{"1":3,"3":48}' style="border-bottom:1px solid #000000;overflow:hidden;padding:0px 3px 0px 3px;vertical-align:bottom;text-align:center;">48</td> <td data-sheets-numberformat='{"1":2,"2":"0","3":1}' data-sheets-value='{"1":3,"3":23}' style="border-right:1px solid #000000;border-bottom:1px solid #000000;overflow:hidden;padding:0px 3px 0px 3px;vertical-align:bottom;text-align:center;">23</td> </tr> <tr style="height:20px;"> <td data-sheets-value='{"1":2,"2":"Polycarbonate "}' style="border-left:1px solid #000000;overflow:hidden;padding:0px 3px 0px 3px;vertical-align:bottom;font-weight:bold;">Polycarbonate </td> <td data-sheets-value='{"1":2,"2":"Single-walled"}' style="overflow:hidden;padding:0px 3px 0px 3px;vertical-align:bottom;font-weight:bold;">Single-walled</td> <td data-sheets-value='{"1":2,"2":"Clear (A)"}' style="border-right:1px solid #000000;overflow:hidden;padding:0px 3px 0px 3px;vertical-align:bottom;font-weight:bold;">Clear (A)</td> <td data-sheets-numberformat='{"1":2,"2":"0.00","3":1}' data-sheets-value='{"1":3,"3":5.17}' style="overflow:hidden;padding:0px 3px 0px 3px;vertical-align:bottom;text-align:center;">5.17</td> <td data-sheets-numberformat='{"1":2,"2":"0","3":1}' data-sheets-value='{"1":3,"3":88}' style="overflow:hidden;padding:0px 3px 0px 3px;vertical-align:bottom;text-align:center;">88</td> <td data-sheets-numberformat='{"1":2,"2":"0","3":1}' data-sheets-value='{"1":3,"3":83}' style="overflow:hidden;padding:0px 3px 0px 3px;vertical-align:bottom;text-align:center;">83</td> <td data-sheets-numberformat='{"1":2,"2":"0","3":1}' data-sheets-value='{"1":2,"2":"-"}' style="border-right:1px solid #000000;overflow:hidden;padding:0px 3px 0px 3px;vertical-align:bottom;text-align:center;">-</td> </tr> <tr style="height:20px;"> <td data-sheets-value='{"1":2,"2":"PC"}' style="border-left:1px solid #000000;overflow:hidden;padding:0px 3px 0px 3px;vertical-align:bottom;font-weight:bold;">PC</td> <td data-sheets-value='{"1":2,"2":"Single-walled"}' style="overflow:hidden;padding:0px 3px 0px 3px;vertical-align:bottom;font-weight:bold;">Single-walled</td> <td data-sheets-value='{"1":2,"2":"Opal (D)"}' style="border-right:1px solid #000000;overflow:hidden;padding:0px 3px 0px 3px;vertical-align:bottom;font-weight:bold;">Opal (D)</td> <td data-sheets-numberformat='{"1":2,"2":"0.00","3":1}' data-sheets-value='{"1":3,"3":5.17}' style="overflow:hidden;padding:0px 3px 0px 3px;vertical-align:bottom;text-align:center;">5.17</td> <td data-sheets-numberformat='{"1":2,"2":"0","3":1}' data-sheets-value='{"1":3,"3":58}' style="overflow:hidden;padding:0px 3px 0px 3px;vertical-align:bottom;text-align:center;">58</td> <td data-sheets-numberformat='{"1":2,"2":"0","3":1}' data-sheets-value='{"1":3,"3":60}' style="overflow:hidden;padding:0px 3px 0px 3px;vertical-align:bottom;text-align:center;">60</td> <td data-sheets-numberformat='{"1":2,"2":"0","3":1}' data-sheets-value='{"1":2,"2":"-"}' style="border-right:1px solid #000000;overflow:hidden;padding:0px 3px 0px 3px;vertical-align:bottom;text-align:center;">-</td> </tr> <tr style="height:20px;"> <td style="border-left:1px solid #000000;overflow:hidden;padding:0px 3px 0px 3px;vertical-align:bottom;font-weight:bold;"></td> <td data-sheets-value='{"1":2,"2":"Double-walled"}' style="overflow:hidden;padding:0px 3px 0px 3px;vertical-align:bottom;font-weight:bold;">Double-walled</td> <td data-sheets-value='{"1":2,"2":"Clear (A/H)"}' style="border-right:1px solid #000000;overflow:hidden;padding:0px 3px 0px 3px;vertical-align:bottom;font-weight:bold;">Clear (A/H)</td> <td data-sheets-numberformat='{"1":2,"2":"0.00","3":1}' data-sheets-value='{"1":3,"3":2.9}' style="overflow:hidden;padding:0px 3px 0px 3px;vertical-align:bottom;text-align:center;">2.90</td> <td data-sheets-numberformat='{"1":2,"2":"0","3":1}' data-sheets-value='{"1":3,"3":79}' style="overflow:hidden;padding:0px 3px 0px 3px;vertical-align:bottom;text-align:center;">79</td> <td data-sheets-numberformat='{"1":2,"2":"0","3":1}' data-sheets-value='{"1":3,"3":72}' style="overflow:hidden;padding:0px 3px 0px 3px;vertical-align:bottom;text-align:center;">72</td> <td data-sheets-numberformat='{"1":2,"2":"0","3":1}' data-sheets-value='{"1":3,"3":20}' style="border-right:1px solid #000000;overflow:hidden;padding:0px 3px 0px 3px;vertical-align:bottom;text-align:center;">20</td> </tr> <tr style="height:20px;"> <td style="border-left:1px solid #000000;overflow:hidden;padding:0px 3px 0px 3px;vertical-align:bottom;font-weight:bold;"></td> <td data-sheets-value='{"1":2,"2":"Double-walled"}' style="overflow:hidden;padding:0px 3px 0px 3px;vertical-align:bottom;font-weight:bold;">Double-walled</td> <td data-sheets-value='{"1":2,"2":"Clear (A/A)"}' style="border-right:1px solid #000000;overflow:hidden;padding:0px 3px 0px 3px;vertical-align:bottom;font-weight:bold;">Clear (A/A)</td> <td data-sheets-numberformat='{"1":2,"2":"0.00","3":1}' data-sheets-value='{"1":3,"3":2.9}' style="overflow:hidden;padding:0px 3px 0px 3px;vertical-align:bottom;text-align:center;">2.90</td> <td data-sheets-numberformat='{"1":2,"2":"0","3":1}' data-sheets-value='{"1":3,"3":77}' style="overflow:hidden;padding:0px 3px 0px 3px;vertical-align:bottom;text-align:center;">77</td> <td data-sheets-numberformat='{"1":2,"2":"0","3":1}' data-sheets-value='{"1":3,"3":69}' style="overflow:hidden;padding:0px 3px 0px 3px;vertical-align:bottom;text-align:center;">69</td> <td data-sheets-numberformat='{"1":2,"2":"0","3":1}' data-sheets-value='{"1":3,"3":20}' style="border-right:1px solid #000000;overflow:hidden;padding:0px 3px 0px 3px;vertical-align:bottom;text-align:center;">20</td> </tr> <tr style="height:20px;"> <td style="border-left:1px solid #000000;overflow:hidden;padding:0px 3px 0px 3px;vertical-align:bottom;font-weight:bold;"></td> <td data-sheets-value='{"1":2,"2":"Double-walled"}' style="overflow:hidden;padding:0px 3px 0px 3px;vertical-align:bottom;font-weight:bold;">Double-walled</td> <td data-sheets-value='{"1":2,"2":"Opal (A/O)"}' style="border-right:1px solid #000000;overflow:hidden;padding:0px 3px 0px 3px;vertical-align:bottom;font-weight:bold;">Opal (A/O)</td> <td data-sheets-numberformat='{"1":2,"2":"0.00","3":1}' data-sheets-value='{"1":3,"3":2.9}' style="overflow:hidden;padding:0px 3px 0px 3px;vertical-align:bottom;text-align:center;">2.90</td> <td data-sheets-numberformat='{"1":2,"2":"0","3":1}' data-sheets-value='{"1":3,"3":73}' style="overflow:hidden;padding:0px 3px 0px 3px;vertical-align:bottom;text-align:center;">73</td> <td data-sheets-numberformat='{"1":2,"2":"0","3":1}' data-sheets-value='{"1":3,"3":63}' style="overflow:hidden;padding:0px 3px 0px 3px;vertical-align:bottom;text-align:center;">63</td> <td data-sheets-numberformat='{"1":2,"2":"0","3":1}' data-sheets-value='{"1":3,"3":20}' style="border-right:1px solid #000000;overflow:hidden;padding:0px 3px 0px 3px;vertical-align:bottom;text-align:center;">20</td> </tr> <tr style="height:20px;"> <td style="border-left:1px solid #000000;overflow:hidden;padding:0px 3px 0px 3px;vertical-align:bottom;font-weight:bold;"></td> <td data-sheets-value='{"1":2,"2":"Double-walled"}' style="overflow:hidden;padding:0px 3px 0px 3px;vertical-align:bottom;font-weight:bold;">Double-walled</td> <td data-sheets-value='{"1":2,"2":"Opal (A/D)"}' style="border-right:1px solid #000000;overflow:hidden;padding:0px 3px 0px 3px;vertical-align:bottom;font-weight:bold;">Opal (A/D)</td> <td data-sheets-numberformat='{"1":2,"2":"0.00","3":1}' data-sheets-value='{"1":3,"3":2.9}' style="overflow:hidden;padding:0px 3px 0px 3px;vertical-align:bottom;text-align:center;">2.90</td> <td data-sheets-numberformat='{"1":2,"2":"0","3":1}' data-sheets-value='{"1":3,"3":51}' style="overflow:hidden;padding:0px 3px 0px 3px;vertical-align:bottom;text-align:center;">51</td> <td data-sheets-numberformat='{"1":2,"2":"0","3":1}' data-sheets-value='{"1":3,"3":50}' style="overflow:hidden;padding:0px 3px 0px 3px;vertical-align:bottom;text-align:center;">50</td> <td data-sheets-numberformat='{"1":2,"2":"0","3":1}' data-sheets-value='{"1":3,"3":20}' style="border-right:1px solid #000000;overflow:hidden;padding:0px 3px 0px 3px;vertical-align:bottom;text-align:center;">20</td> </tr> <tr style="height:20px;"> <td style="border-left:1px solid #000000;overflow:hidden;padding:0px 3px 0px 3px;vertical-align:bottom;font-weight:bold;"></td> <td data-sheets-value='{"1":2,"2":"Triple-walled"}' style="overflow:hidden;padding:0px 3px 0px 3px;vertical-align:bottom;font-weight:bold;">Triple-walled</td> <td data-sheets-value='{"1":2,"2":"Clear (A/H/H)"}' style="border-right:1px solid #000000;overflow:hidden;padding:0px 3px 0px 3px;vertical-align:bottom;font-weight:bold;">Clear (A/H/H)</td> <td data-sheets-numberformat='{"1":2,"2":"0.00","3":1}' data-sheets-value='{"1":3,"3":1.7}' style="overflow:hidden;padding:0px 3px 0px 3px;vertical-align:bottom;text-align:center;">1.70</td> <td data-sheets-numberformat='{"1":2,"2":"0","3":1}' data-sheets-value='{"1":3,"3":71}' style="overflow:hidden;padding:0px 3px 0px 3px;vertical-align:bottom;text-align:center;">71</td> <td data-sheets-numberformat='{"1":2,"2":"0","3":1}' data-sheets-value='{"1":3,"3":63}' style="overflow:hidden;padding:0px 3px 0px 3px;vertical-align:bottom;text-align:center;">63</td> <td data-sheets-numberformat='{"1":2,"2":"0","3":1}' data-sheets-value='{"1":3,"3":22}' style="border-right:1px solid #000000;overflow:hidden;padding:0px 3px 0px 3px;vertical-align:bottom;text-align:center;">22</td> </tr> <tr style="height:20px;"> <td style="border-left:1px solid #000000;overflow:hidden;padding:0px 3px 0px 3px;vertical-align:bottom;font-weight:bold;"></td> <td data-sheets-value='{"1":2,"2":"Triple-walled"}' style="overflow:hidden;padding:0px 3px 0px 3px;vertical-align:bottom;font-weight:bold;">Triple-walled</td> <td data-sheets-value='{"1":2,"2":"Opal (A/O/O)"}' style="border-right:1px solid #000000;overflow:hidden;padding:0px 3px 0px 3px;vertical-align:bottom;font-weight:bold;">Opal (A/O/O)</td> <td data-sheets-numberformat='{"1":2,"2":"0.00","3":1}' data-sheets-value='{"1":3,"3":1.7}' style="overflow:hidden;padding:0px 3px 0px 3px;vertical-align:bottom;text-align:center;">1.70</td> <td data-sheets-numberformat='{"1":2,"2":"0","3":1}' data-sheets-value='{"1":3,"3":61}' style="overflow:hidden;padding:0px 3px 0px 3px;vertical-align:bottom;text-align:center;">61</td> <td data-sheets-numberformat='{"1":2,"2":"0","3":1}' data-sheets-value='{"1":3,"3":48}' style="overflow:hidden;padding:0px 3px 0px 3px;vertical-align:bottom;text-align:center;">48</td> <td data-sheets-numberformat='{"1":2,"2":"0","3":1}' data-sheets-value='{"1":3,"3":22}' style="border-right:1px solid #000000;overflow:hidden;padding:0px 3px 0px 3px;vertical-align:bottom;text-align:center;">22</td> </tr> <tr style="height:20px;"> <td style="border-left:1px solid #000000;overflow:hidden;padding:0px 3px 0px 3px;vertical-align:bottom;font-weight:bold;"></td> <td data-sheets-value='{"1":2,"2":"Four-walled"}' style="overflow:hidden;padding:0px 3px 0px 3px;vertical-align:bottom;font-weight:bold;">Four-walled</td> <td data-sheets-value='{"1":2,"2":"Clear (A/H/H/H)"}' style="border-right:1px solid #000000;overflow:hidden;padding:0px 3px 0px 3px;vertical-align:bottom;font-weight:bold;">Clear (A/H/H/H)</td> <td data-sheets-numberformat='{"1":2,"2":"0.00","3":1}' data-sheets-value='{"1":3,"3":1.28}' style="overflow:hidden;padding:0px 3px 0px 3px;vertical-align:bottom;text-align:center;">1.28</td> <td data-sheets-numberformat='{"1":2,"2":"0","3":1}' data-sheets-value='{"1":3,"3":64}' style="overflow:hidden;padding:0px 3px 0px 3px;vertical-align:bottom;text-align:center;">64</td> <td data-sheets-numberformat='{"1":2,"2":"0","3":1}' data-sheets-value='{"1":3,"3":52}' style="overflow:hidden;padding:0px 3px 0px 3px;vertical-align:bottom;text-align:center;">52</td> <td data-sheets-numberformat='{"1":2,"2":"0","3":1}' data-sheets-value='{"1":3,"3":23}' style="border-right:1px solid #000000;overflow:hidden;padding:0px 3px 0px 3px;vertical-align:bottom;text-align:center;">23</td> </tr> <tr style="height:20px;"> <td style="border-bottom:1px solid #000000;border-left:1px solid #000000;overflow:hidden;padding:0px 3px 0px 3px;vertical-align:bottom;"></td> <td data-sheets-value='{"1":2,"2":"Four-walled"}' style="border-bottom:1px solid #000000;overflow:hidden;padding:0px 3px 0px 3px;vertical-align:bottom;font-weight:bold;">Four-walled</td> <td data-sheets-value='{"1":2,"2":"Opal (A/H/O/H)"}' style="border-right:1px solid #000000;border-bottom:1px solid #000000;overflow:hidden;padding:0px 3px 0px 3px;vertical-align:bottom;font-weight:bold;">Opal (A/H/O/H)</td> <td data-sheets-numberformat='{"1":2,"2":"0.00","3":1}' data-sheets-value='{"1":3,"3":1.28}' style="border-bottom:1px solid #000000;overflow:hidden;padding:0px 3px 0px 3px;vertical-align:bottom;text-align:center;">1.28</td> <td data-sheets-numberformat='{"1":2,"2":"0","3":1}' data-sheets-value='{"1":3,"3":59}' style="border-bottom:1px solid #000000;overflow:hidden;padding:0px 3px 0px 3px;vertical-align:bottom;text-align:center;">59</td> <td data-sheets-numberformat='{"1":2,"2":"0","3":1}' data-sheets-value='{"1":3,"3":46}' style="border-bottom:1px solid #000000;overflow:hidden;padding:0px 3px 0px 3px;vertical-align:bottom;text-align:center;">46</td> <td data-sheets-numberformat='{"1":2,"2":"0","3":1}' data-sheets-value='{"1":3,"3":23}' style="border-right:1px solid #000000;border-bottom:1px solid #000000;overflow:hidden;padding:0px 3px 0px 3px;vertical-align:bottom;text-align:center;">23</td> </tr> <tr style="height:20px;"> <td data-sheets-value='{"1":2,"2":"Polycarbonate"}' style="border-left:1px solid #000000;overflow:hidden;padding:0px 3px 0px 3px;vertical-align:bottom;font-weight:bold;">Polycarbonate</td> <td data-sheets-value='{"1":2,"2":"Single-walled"}' style="overflow:hidden;padding:0px 3px 0px 3px;vertical-align:bottom;font-weight:bold;">Single-walled</td> <td data-sheets-value='{"1":2,"2":"Heatstop Opal (T)"}' style="border-right:1px solid #000000;overflow:hidden;padding:0px 3px 0px 3px;vertical-align:bottom;font-weight:bold;">Heatstop Opal (T)</td> <td data-sheets-numberformat='{"1":2,"2":"0.00","3":1}' data-sheets-value='{"1":3,"3":5.17}' style="overflow:hidden;padding:0px 3px 0px 3px;vertical-align:bottom;text-align:center;">5.17</td> <td data-sheets-numberformat='{"1":2,"2":"0","3":1}' data-sheets-value='{"1":3,"3":49}' style="overflow:hidden;padding:0px 3px 0px 3px;vertical-align:bottom;text-align:center;">49</td> <td data-sheets-numberformat='{"1":2,"2":"0","3":1}' data-sheets-value='{"1":3,"3":59}' style="overflow:hidden;padding:0px 3px 0px 3px;vertical-align:bottom;text-align:center;">59</td> <td data-sheets-numberformat='{"1":2,"2":"0","3":1}' data-sheets-value='{"1":2,"2":"-"}' style="border-right:1px solid #000000;overflow:hidden;padding:0px 3px 0px 3px;vertical-align:bottom;text-align:center;">-</td> </tr> <tr style="height:20px;"> <td data-sheets-value='{"1":2,"2":"Heatstop PC"}' style="border-left:1px solid #000000;overflow:hidden;padding:0px 3px 0px 3px;vertical-align:bottom;font-weight:bold;">Heatstop PC</td> <td data-sheets-value='{"1":2,"2":"Double-walled"}' style="overflow:hidden;padding:0px 3px 0px 3px;vertical-align:bottom;font-weight:bold;">Double-walled</td> <td data-sheets-value='{"1":2,"2":"Clear (T/H)"}' style="border-right:1px solid #000000;overflow:hidden;padding:0px 3px 0px 3px;vertical-align:bottom;font-weight:bold;">Clear (T/H)</td> <td data-sheets-numberformat='{"1":2,"2":"0.00","3":1}' data-sheets-value='{"1":3,"3":2.9}' style="overflow:hidden;padding:0px 3px 0px 3px;vertical-align:bottom;text-align:center;">2.90</td> <td data-sheets-numberformat='{"1":2,"2":"0","3":1}' data-sheets-value='{"1":3,"3":44}' style="overflow:hidden;padding:0px 3px 0px 3px;vertical-align:bottom;text-align:center;">44</td> <td data-sheets-numberformat='{"1":2,"2":"0","3":1}' data-sheets-value='{"1":3,"3":51}' style="overflow:hidden;padding:0px 3px 0px 3px;vertical-align:bottom;text-align:center;">51</td> <td data-sheets-numberformat='{"1":2,"2":"0","3":1}' data-sheets-value='{"1":3,"3":20}' style="border-right:1px solid #000000;overflow:hidden;padding:0px 3px 0px 3px;vertical-align:bottom;text-align:center;">20</td> </tr> <tr style="height:20px;"> <td style="border-left:1px solid #000000;overflow:hidden;padding:0px 3px 0px 3px;vertical-align:bottom;font-weight:bold;"></td> <td data-sheets-value='{"1":2,"2":"Double-walled"}' style="overflow:hidden;padding:0px 3px 0px 3px;vertical-align:bottom;font-weight:bold;">Double-walled</td> <td data-sheets-value='{"1":2,"2":"Opal (T/O)"}' style="border-right:1px solid #000000;overflow:hidden;padding:0px 3px 0px 3px;vertical-align:bottom;font-weight:bold;">Opal (T/O)</td> <td data-sheets-numberformat='{"1":2,"2":"0.00","3":1}' data-sheets-value='{"1":3,"3":2.9}' style="overflow:hidden;padding:0px 3px 0px 3px;vertical-align:bottom;text-align:center;">2.90</td> <td data-sheets-numberformat='{"1":2,"2":"0","3":1}' data-sheets-value='{"1":3,"3":41}' style="overflow:hidden;padding:0px 3px 0px 3px;vertical-align:bottom;text-align:center;">41</td> <td data-sheets-numberformat='{"1":2,"2":"0","3":1}' data-sheets-value='{"1":3,"3":45}' style="overflow:hidden;padding:0px 3px 0px 3px;vertical-align:bottom;text-align:center;">45</td> <td data-sheets-numberformat='{"1":2,"2":"0","3":1}' data-sheets-value='{"1":3,"3":20}' style="border-right:1px solid #000000;overflow:hidden;padding:0px 3px 0px 3px;vertical-align:bottom;text-align:center;">20</td> </tr> <tr style="height:20px;"> <td style="border-left:1px solid #000000;overflow:hidden;padding:0px 3px 0px 3px;vertical-align:bottom;font-weight:bold;"></td> <td data-sheets-value='{"1":2,"2":"Triple-walled"}' style="overflow:hidden; | skylux-160-ce-met-koepel-en-pvc-opstand-30-20-met-lm-motor-0800-x-1400-mm | 8586030219597 | 46872349737293
Smoke and heat exhaust (SHEV) | SHE system | Skylux | Skylux 160° CE with skylight and PVC curb 30/20 with LM-actuator 0900 x 1200 mm |  | 34431 | 5412970344315 | 3631.25 | Yes | 30-45 | 66.7 | 900 x 1200 mm | 1200 | 900 |  | PVC 30/20 (30 cm high & roof opening = 20 cm larger than daylight size) | Rectangular | 5.17 W/m²K - 1.28 W/m²K | 87% - 32% | 90% - 32% | 20dB - 23dB | 160° CE (for industry) | skylight | without spoiler | E | Single actuator | Maximum four-walled skylight possible for this product | Ut-value LT-value g-value Rw-value EN 1873 : 2014 EN ISO 13468 EN 16153 EN 410 EN 410 EN ISO 140-3 Material Walls Shells (W/m²K) (%) (%) (dB) Acrylic Single-walled Clear (H) 5.17 90 87 - PMMA Single-walled Opal (O) 5.17 83 76 - Double-walled Clear (H/H) 2.90 81 75 20 Double-walled Opal (O/O) 2.90 69 58 20 Triple-walled Clear (H/H/H) 1.70 73 65 22 Triple-walled Opal (O/H/O) 1.70 62 51 22 Four-walled Clear (H/H/H/H) 1.28 64 54 23 Four-walled Opal (H/H/O/H) 1.28 59 48 23 Polycarbonate Single-walled Clear (A) 5.17 88 83 - PC Single-walled Opal (D) 5.17 58 60 - Double-walled Clear (A/H) 2.90 79 72 20 Double-walled Clear (A/A) 2.90 77 69 20 Double-walled Opal (A/O) 2.90 73 63 20 Double-walled Opal (A/D) 2.90 51 50 20 Triple-walled Clear (A/H/H) 1.70 71 63 22 Triple-walled Opal (A/O/O) 1.70 61 48 22 Four-walled Clear (A/H/H/H) 1.28 64 52 23 Four-walled Opal (A/H/O/H) 1.28 59 46 23 Polycarbonate Single-walled Heatstop Opal (T) 5.17 49 59 - Heatstop PC Double-walled Clear (T/H) 2.90 44 51 20 Double-walled Opal (T/O) 2.90 41 45 20 Triple-walled Clear (T/H/H) 1.70 40 <td data-sheets-numberformat='{"1":2,"2":"0","3":1}' data-sheets-value='{"1":3,"3":44}' style="overflow:hidden;paddin | https://skylux.eu/en/products/skylux-160-ce-met-koepel-en-pvc-opstand-30-20-met-lm-motor-0900-x-1200-mm | https://skylux.eu/cdn/shop/files/Skylux-160deg-CE-met-koepel-en-pvc-opstand-3020-met-LM-motor-0900-x-1200-mm-RWA-systeem.jpg?v=1702980405&width=1600 | https://skylux.eu/cdn/shop/files/e5a82811-1bb0-48e4-a776-cacb59c7c092_8e91d92f-486a-4e63-993d-d306690eb838.jpg?v=1688551123&width=1600 | //skylux.eu/cdn/shop/files/E_MH_Mounting_instructions_Skylux_160_CE_LM.pdf?v=12406716259046007223 | //skylux.eu/cdn/shop/files/E_TD_Technical_File_Skylux_Skylux_160_CE_Electric.pdf?v=3667116872303399239 | <style type="text/css" id="isPasted"> <!--td { border: 1px solid #cccccc; } br { mso-data-placement: same-cell; } --> </style> <table border="1" cellpadding="0" cellspacing="0" dir="ltr" style="table-layout:fixed;font-size:10pt;font-family:Arial;border-collapse:collapse;border:none;"><tbody> <tr style="height:20px;"> <td style="overflow:hidden;padding:0px 3px 0px 3px;vertical-align:bottom;"></td> <td style="overflow:hidden;padding:0px 3px 0px 3px;vertical-align:bottom;"></td> <td style="overflow:hidden;padding:0px 3px 0px 3px;vertical-align:bottom;"></td> <td data-sheets-value='{"1":2,"2":"Ut-value"}' style="overflow:hidden;padding:0px 3px 0px 3px;vertical-align:bottom;font-weight:bold;text-align:center;">Ut-value</td> <td data-sheets-value='{"1":2,"2":"LT-value"}' style="overflow:hidden;padding:0px 3px 0px 3px;vertical-align:bottom;font-weight:bold;text-align:center;">LT-value</td> <td data-sheets-value='{"1":2,"2":"g-value"}' style="overflow:hidden;padding:0px 3px 0px 3px;vertical-align:bottom;font-weight:bold;text-align:center;">g-value</td> <td data-sheets-value='{"1":2,"2":"Rw-value "}' style="overflow:hidden;padding:0px 3px 0px 3px;vertical-align:bottom;font-weight:bold;text-align:center;">Rw-value </td> </tr> <tr style="height:20px;"> <td style="overflow:hidden;padding:0px 3px 0px 3px;vertical-align:bottom;"></td> <td style="overflow:hidden;padding:0px 3px 0px 3px;vertical-align:bottom;"></td> <td style="overflow:hidden;padding:0px 3px 0px 3px;vertical-align:bottom;"></td> <td data-sheets-numberformat='{"1":2,"2":"0.00","3":1}' data-sheets-value='{"1":2,"2":"EN 1873 : 2014"}' style="overflow:hidden;padding:0px 3px 0px 3px;vertical-align:bottom;text-align:center;">EN 1873 : 2014</td> <td data-sheets-numberformat='{"1":2,"2":"0","3":1}' data-sheets-value='{"1":2,"2":"EN ISO 13468 EN 16153 EN 410"}' style="overflow:hidden;padding:0px 3px 0px 3px;vertical-align:bottom;text-align:center;">EN ISO 13468 EN 16153 EN 410</td> <td data-sheets-numberformat='{"1":2,"2":"0","3":1}' data-sheets-value='{"1":2,"2":"EN 410"}' style="overflow:hidden;padding:0px 3px 0px 3px;vertical-align:bottom;text-align:center;">EN 410</td> <td data-sheets-value='{"1":2,"2":"EN ISO 140-3\t\t"}' style="overflow:hidden;padding:0px 3px 0px 3px;vertical-align:bottom;text-align:center;">EN ISO 140-3 </td> </tr> <tr style="height:20px;"> <td data-sheets-value='{"1":2,"2":"Material"}' style="border-bottom:1px solid #000000;overflow:hidden;padding:0px 3px 0px 3px;vertical-align:bottom;background-color:#000000;font-weight:bold;color:#ffffff;">Material</td> <td data-sheets-value='{"1":2,"2":"Walls"}' style="border-bottom:1px solid #000000;overflow:hidden;padding:0px 3px 0px 3px;vertical-align:bottom;background-color:#000000;font-weight:bold;color:#ffffff;">Walls</td> <td data-sheets-value='{"1":2,"2":"Shells"}' style="border-bottom:1px solid #000000;overflow:hidden;padding:0px 3px 0px 3px;vertical-align:bottom;background-color:#000000;font-weight:bold;color:#ffffff;">Shells</td> <td data-sheets-numberformat='{"1":2,"2":"0.00","3":1}' data-sheets-value='{"1":2,"2":"(W/m²K)\t"}' style="border-bottom:1px solid #000000;overflow:hidden;padding:0px 3px 0px 3px;vertical-align:bottom;background-color:#000000;font-weight:bold;color:#ffffff;text-align:center;">(W/m²K) </td> <td data-sheets-numberformat='{"1":2,"2":"0","3":1}' data-sheets-value='{"1":2,"2":"(%)"}' style="border-bottom:1px solid #000000;overflow:hidden;padding:0px 3px 0px 3px;vertical-align:bottom;background-color:#000000;font-weight:bold;color:#ffffff;text-align:center;">(%)</td> <td data-sheets-numberformat='{"1":2,"2":"0","3":1}' data-sheets-value='{"1":2,"2":"(%)"}' style="border-bottom:1px solid #000000;overflow:hidden;padding:0px 3px 0px 3px;vertical-align:bottom;background-color:#000000;font-weight:bold;color:#ffffff;text-align:center;">(%)</td> <td data-sheets-value='{"1":2,"2":"(dB)"}' style="border-bottom:1px solid #000000;overflow:hidden;padding:0px 3px 0px 3px;vertical-align:bottom;background-color:#000000;font-weight:bold;color:#ffffff;text-align:center;">(dB)</td> </tr> <tr style="height:20px;"> <td data-sheets-value='{"1":2,"2":"Acrylic"}' style="border-left:1px solid #000000;overflow:hidden;padding:0px 3px 0px 3px;vertical-align:bottom;font-weight:bold;">Acrylic</td> <td data-sheets-value='{"1":2,"2":"Single-walled"}' style="overflow:hidden;padding:0px 3px 0px 3px;vertical-align:bottom;font-weight:bold;">Single-walled</td> <td data-sheets-value='{"1":2,"2":"Clear (H)"}' style="border-right:1px solid #000000;overflow:hidden;padding:0px 3px 0px 3px;vertical-align:bottom;font-weight:bold;">Clear (H)</td> <td data-sheets-numberformat='{"1":2,"2":"0.00","3":1}' data-sheets-value='{"1":3,"3":5.17}' style="overflow:hidden;padding:0px 3px 0px 3px;vertical-align:bottom;text-align:center;">5.17</td> <td data-sheets-numberformat='{"1":2,"2":"0","3":1}' data-sheets-value='{"1":3,"3":90}' style="overflow:hidden;padding:0px 3px 0px 3px;vertical-align:bottom;text-align:center;">90</td> <td data-sheets-numberformat='{"1":2,"2":"0","3":1}' data-sheets-value='{"1":3,"3":87}' style="overflow:hidden;padding:0px 3px 0px 3px;vertical-align:bottom;text-align:center;">87</td> <td data-sheets-numberformat='{"1":2,"2":"0","3":1}' data-sheets-value='{"1":2,"2":"-"}' style="border-right:1px solid #000000;overflow:hidden;padding:0px 3px 0px 3px;vertical-align:bottom;text-align:center;">-</td> </tr> <tr style="height:20px;"> <td data-sheets-value='{"1":2,"2":"PMMA"}' style="border-left:1px solid #000000;overflow:hidden;padding:0px 3px 0px 3px;vertical-align:bottom;font-weight:bold;">PMMA</td> <td data-sheets-value='{"1":2,"2":"Single-walled"}' style="overflow:hidden;padding:0px 3px 0px 3px;vertical-align:bottom;font-weight:bold;">Single-walled</td> <td data-sheets-value='{"1":2,"2":"Opal (O)"}' style="border-right:1px solid #000000;overflow:hidden;padding:0px 3px 0px 3px;vertical-align:bottom;font-weight:bold;">Opal (O)</td> <td data-sheets-numberformat='{"1":2,"2":"0.00","3":1}' data-sheets-value='{"1":3,"3":5.17}' style="overflow:hidden;padding:0px 3px 0px 3px;vertical-align:bottom;text-align:center;">5.17</td> <td data-sheets-numberformat='{"1":2,"2":"0","3":1}' data-sheets-value='{"1":3,"3":83}' style="overflow:hidden;padding:0px 3px 0px 3px;vertical-align:bottom;text-align:center;">83</td> <td data-sheets-numberformat='{"1":2,"2":"0","3":1}' data-sheets-value='{"1":3,"3":76}' style="overflow:hidden;padding:0px 3px 0px 3px;vertical-align:bottom;text-align:center;">76</td> <td data-sheets-numberformat='{"1":2,"2":"0","3":1}' data-sheets-value='{"1":2,"2":"-"}' style="border-right:1px solid #000000;overflow:hidden;padding:0px 3px 0px 3px;vertical-align:bottom;text-align:center;">-</td> </tr> <tr style="height:20px;"> <td style="border-left:1px solid #000000;overflow:hidden;padding:0px 3px 0px 3px;vertical-align:bottom;font-weight:bold;"></td> <td data-sheets-value='{"1":2,"2":"Double-walled"}' style="overflow:hidden;padding:0px 3px 0px 3px;vertical-align:bottom;font-weight:bold;">Double-walled</td> <td data-sheets-value='{"1":2,"2":"Clear (H/H)"}' style="border-right:1px solid #000000;overflow:hidden;padding:0px 3px 0px 3px;vertical-align:bottom;font-weight:bold;">Clear (H/H)</td> <td data-sheets-numberformat='{"1":2,"2":"0.00","3":1}' data-sheets-value='{"1":3,"3":2.9}' style="overflow:hidden;padding:0px 3px 0px 3px;vertical-align:bottom;text-align:center;">2.90</td> <td data-sheets-numberformat='{"1":2,"2":"0","3":1}' data-sheets-value='{"1":3,"3":81}' style="overflow:hidden;padding:0px 3px 0px 3px;vertical-align:bottom;text-align:center;">81</td> <td data-sheets-numberformat='{"1":2,"2":"0","3":1}' data-sheets-value='{"1":3,"3":75}' style="overflow:hidden;padding:0px 3px 0px 3px;vertical-align:bottom;text-align:center;">75</td> <td data-sheets-numberformat='{"1":2,"2":"0","3":1}' data-sheets-value='{"1":3,"3":20}' style="border-right:1px solid #000000;overflow:hidden;padding:0px 3px 0px 3px;vertical-align:bottom;text-align:center;">20</td> </tr> <tr style="height:20px;"> <td style="border-left:1px solid #000000;overflow:hidden;padding:0px 3px 0px 3px;vertical-align:bottom;font-weight:bold;"></td> <td data-sheets-value='{"1":2,"2":"Double-walled"}' style="overflow:hidden;padding:0px 3px 0px 3px;vertical-align:bottom;font-weight:bold;">Double-walled</td> <td data-sheets-value='{"1":2,"2":"Opal (O/O)"}' style="border-right:1px solid #000000;overflow:hidden;padding:0px 3px 0px 3px;vertical-align:bottom;font-weight:bold;">Opal (O/O)</td> <td data-sheets-numberformat='{"1":2,"2":"0.00","3":1}' data-sheets-value='{"1":3,"3":2.9}' style="overflow:hidden;padding:0px 3px 0px 3px;vertical-align:bottom;text-align:center;">2.90</td> <td data-sheets-numberformat='{"1":2,"2":"0","3":1}' data-sheets-value='{"1":3,"3":69}' style="overflow:hidden;padding:0px 3px 0px 3px;vertical-align:bottom;text-align:center;">69</td> <td data-sheets-numberformat='{"1":2,"2":"0","3":1}' data-sheets-value='{"1":3,"3":58}' style="overflow:hidden;padding:0px 3px 0px 3px;vertical-align:bottom;text-align:center;">58</td> <td data-sheets-numberformat='{"1":2,"2":"0","3":1}' data-sheets-value='{"1":3,"3":20}' style="border-right:1px solid #000000;overflow:hidden;padding:0px 3px 0px 3px;vertical-align:bottom;text-align:center;">20</td> </tr> <tr style="height:20px;"> <td style="border-left:1px solid #000000;overflow:hidden;padding:0px 3px 0px 3px;vertical-align:bottom;font-weight:bold;"></td> <td data-sheets-value='{"1":2,"2":"Triple-walled"}' style="overflow:hidden;padding:0px 3px 0px 3px;vertical-align:bottom;font-weight:bold;">Triple-walled</td> <td data-sheets-value='{"1":2,"2":"Clear (H/H/H)"}' style="border-right:1px solid #000000;overflow:hidden;padding:0px 3px 0px 3px;vertical-align:bottom;font-weight:bold;">Clear (H/H/H)</td> <td data-sheets-numberformat='{"1":2,"2":"0.00","3":1}' data-sheets-value='{"1":3,"3":1.7}' style="overflow:hidden;padding:0px 3px 0px 3px;vertical-align:bottom;text-align:center;">1.70</td> <td data-sheets-numberformat='{"1":2,"2":"0","3":1}' data-sheets-value='{"1":3,"3":73}' style="overflow:hidden;padding:0px 3px 0px 3px;vertical-align:bottom;text-align:center;">73</td> <td data-sheets-numberformat='{"1":2,"2":"0","3":1}' data-sheets-value='{"1":3,"3":65}' style="overflow:hidden;padding:0px 3px 0px 3px;vertical-align:bottom;text-align:center;">65</td> <td data-sheets-numberformat='{"1":2,"2":"0","3":1}' data-sheets-value='{"1":3,"3":22}' style="border-right:1px solid #000000;overflow:hidden;padding:0px 3px 0px 3px;vertical-align:bottom;text-align:center;">22</td> </tr> <tr style="height:20px;"> <td style="border-left:1px solid #000000;overflow:hidden;padding:0px 3px 0px 3px;vertical-align:bottom;font-weight:bold;"></td> <td data-sheets-value='{"1":2,"2":"Triple-walled"}' style="overflow:hidden;padding:0px 3px 0px 3px;vertical-align:bottom;font-weight:bold;">Triple-walled</td> <td data-sheets-value='{"1":2,"2":"Opal (O/H/O)"}' style="border-right:1px solid #000000;overflow:hidden;padding:0px 3px 0px 3px;vertical-align:bottom;font-weight:bold;">Opal (O/H/O)</td> <td data-sheets-numberformat='{"1":2,"2":"0.00","3":1}' data-sheets-value='{"1":3,"3":1.7}' style="overflow:hidden;padding:0px 3px 0px 3px;vertical-align:bottom;text-align:center;">1.70</td> <td data-sheets-numberformat='{"1":2,"2":"0","3":1}' data-sheets-value='{"1":3,"3":62}' style="overflow:hidden;padding:0px 3px 0px 3px;vertical-align:bottom;text-align:center;">62</td> <td data-sheets-numberformat='{"1":2,"2":"0","3":1}' data-sheets-value='{"1":3,"3":51}' style="overflow:hidden;padding:0px 3px 0px 3px;vertical-align:bottom;text-align:center;">51</td> <td data-sheets-numberformat='{"1":2,"2":"0","3":1}' data-sheets-value='{"1":3,"3":22}' style="border-right:1px solid #000000;overflow:hidden;padding:0px 3px 0px 3px;vertical-align:bottom;text-align:center;">22</td> </tr> <tr style="height:20px;"> <td style="border-left:1px solid #000000;overflow:hidden;padding:0px 3px 0px 3px;vertical-align:bottom;font-weight:bold;"></td> <td data-sheets-value='{"1":2,"2":"Four-walled"}' style="overflow:hidden;padding:0px 3px 0px 3px;vertical-align:bottom;font-weight:bold;">Four-walled</td> <td data-sheets-value='{"1":2,"2":"Clear (H/H/H/H)"}' style="border-right:1px solid #000000;overflow:hidden;padding:0px 3px 0px 3px;vertical-align:bottom;font-weight:bold;">Clear (H/H/H/H)</td> <td data-sheets-numberformat='{"1":2,"2":"0.00","3":1}' data-sheets-value='{"1":3,"3":1.28}' style="overflow:hidden;padding:0px 3px 0px 3px;vertical-align:bottom;text-align:center;">1.28</td> <td data-sheets-numberformat='{"1":2,"2":"0","3":1}' data-sheets-value='{"1":3,"3":64}' style="overflow:hidden;padding:0px 3px 0px 3px;vertical-align:bottom;text-align:center;">64</td> <td data-sheets-numberformat='{"1":2,"2":"0","3":1}' data-sheets-value='{"1":3,"3":54}' style="overflow:hidden;padding:0px 3px 0px 3px;vertical-align:bottom;text-align:center;">54</td> <td data-sheets-numberformat='{"1":2,"2":"0","3":1}' data-sheets-value='{"1":3,"3":23}' style="border-right:1px solid #000000;overflow:hidden;padding:0px 3px 0px 3px;vertical-align:bottom;text-align:center;">23</td> </tr> <tr style="height:20px;"> <td style="border-bottom:1px solid #000000;border-left:1px solid #000000;overflow:hidden;padding:0px 3px 0px 3px;vertical-align:bottom;"></td> <td data-sheets-value='{"1":2,"2":"Four-walled"}' style="border-bottom:1px solid #000000;overflow:hidden;padding:0px 3px 0px 3px;vertical-align:bottom;font-weight:bold;">Four-walled</td> <td data-sheets-value='{"1":2,"2":"Opal (H/H/O/H)"}' style="border-right:1px solid #000000;border-bottom:1px solid #000000;overflow:hidden;padding:0px 3px 0px 3px;vertical-align:bottom;font-weight:bold;">Opal (H/H/O/H)</td> <td data-sheets-numberformat='{"1":2,"2":"0.00","3":1}' data-sheets-value='{"1":3,"3":1.28}' style="border-bottom:1px solid #000000;overflow:hidden;padding:0px 3px 0px 3px;vertical-align:bottom;text-align:center;">1.28</td> <td data-sheets-numberformat='{"1":2,"2":"0","3":1}' data-sheets-value='{"1":3,"3":59}' style="border-bottom:1px solid #000000;overflow:hidden;padding:0px 3px 0px 3px;vertical-align:bottom;text-align:center;">59</td> <td data-sheets-numberformat='{"1":2,"2":"0","3":1}' data-sheets-value='{"1":3,"3":48}' style="border-bottom:1px solid #000000;overflow:hidden;padding:0px 3px 0px 3px;vertical-align:bottom;text-align:center;">48</td> <td data-sheets-numberformat='{"1":2,"2":"0","3":1}' data-sheets-value='{"1":3,"3":23}' style="border-right:1px solid #000000;border-bottom:1px solid #000000;overflow:hidden;padding:0px 3px 0px 3px;vertical-align:bottom;text-align:center;">23</td> </tr> <tr style="height:20px;"> <td data-sheets-value='{"1":2,"2":"Polycarbonate "}' style="border-left:1px solid #000000;overflow:hidden;padding:0px 3px 0px 3px;vertical-align:bottom;font-weight:bold;">Polycarbonate </td> <td data-sheets-value='{"1":2,"2":"Single-walled"}' style="overflow:hidden;padding:0px 3px 0px 3px;vertical-align:bottom;font-weight:bold;">Single-walled</td> <td data-sheets-value='{"1":2,"2":"Clear (A)"}' style="border-right:1px solid #000000;overflow:hidden;padding:0px 3px 0px 3px;vertical-align:bottom;font-weight:bold;">Clear (A)</td> <td data-sheets-numberformat='{"1":2,"2":"0.00","3":1}' data-sheets-value='{"1":3,"3":5.17}' style="overflow:hidden;padding:0px 3px 0px 3px;vertical-align:bottom;text-align:center;">5.17</td> <td data-sheets-numberformat='{"1":2,"2":"0","3":1}' data-sheets-value='{"1":3,"3":88}' style="overflow:hidden;padding:0px 3px 0px 3px;vertical-align:bottom;text-align:center;">88</td> <td data-sheets-numberformat='{"1":2,"2":"0","3":1}' data-sheets-value='{"1":3,"3":83}' style="overflow:hidden;padding:0px 3px 0px 3px;vertical-align:bottom;text-align:center;">83</td> <td data-sheets-numberformat='{"1":2,"2":"0","3":1}' data-sheets-value='{"1":2,"2":"-"}' style="border-right:1px solid #000000;overflow:hidden;padding:0px 3px 0px 3px;vertical-align:bottom;text-align:center;">-</td> </tr> <tr style="height:20px;"> <td data-sheets-value='{"1":2,"2":"PC"}' style="border-left:1px solid #000000;overflow:hidden;padding:0px 3px 0px 3px;vertical-align:bottom;font-weight:bold;">PC</td> <td data-sheets-value='{"1":2,"2":"Single-walled"}' style="overflow:hidden;padding:0px 3px 0px 3px;vertical-align:bottom;font-weight:bold;">Single-walled</td> <td data-sheets-value='{"1":2,"2":"Opal (D)"}' style="border-right:1px solid #000000;overflow:hidden;padding:0px 3px 0px 3px;vertical-align:bottom;font-weight:bold;">Opal (D)</td> <td data-sheets-numberformat='{"1":2,"2":"0.00","3":1}' data-sheets-value='{"1":3,"3":5.17}' style="overflow:hidden;padding:0px 3px 0px 3px;vertical-align:bottom;text-align:center;">5.17</td> <td data-sheets-numberformat='{"1":2,"2":"0","3":1}' data-sheets-value='{"1":3,"3":58}' style="overflow:hidden;padding:0px 3px 0px 3px;vertical-align:bottom;text-align:center;">58</td> <td data-sheets-numberformat='{"1":2,"2":"0","3":1}' data-sheets-value='{"1":3,"3":60}' style="overflow:hidden;padding:0px 3px 0px 3px;vertical-align:bottom;text-align:center;">60</td> <td data-sheets-numberformat='{"1":2,"2":"0","3":1}' data-sheets-value='{"1":2,"2":"-"}' style="border-right:1px solid #000000;overflow:hidden;padding:0px 3px 0px 3px;vertical-align:bottom;text-align:center;">-</td> </tr> <tr style="height:20px;"> <td style="border-left:1px solid #000000;overflow:hidden;padding:0px 3px 0px 3px;vertical-align:bottom;font-weight:bold;"></td> <td data-sheets-value='{"1":2,"2":"Double-walled"}' style="overflow:hidden;padding:0px 3px 0px 3px;vertical-align:bottom;font-weight:bold;">Double-walled</td> <td data-sheets-value='{"1":2,"2":"Clear (A/H)"}' style="border-right:1px solid #000000;overflow:hidden;padding:0px 3px 0px 3px;vertical-align:bottom;font-weight:bold;">Clear (A/H)</td> <td data-sheets-numberformat='{"1":2,"2":"0.00","3":1}' data-sheets-value='{"1":3,"3":2.9}' style="overflow:hidden;padding:0px 3px 0px 3px;vertical-align:bottom;text-align:center;">2.90</td> <td data-sheets-numberformat='{"1":2,"2":"0","3":1}' data-sheets-value='{"1":3,"3":79}' style="overflow:hidden;padding:0px 3px 0px 3px;vertical-align:bottom;text-align:center;">79</td> <td data-sheets-numberformat='{"1":2,"2":"0","3":1}' data-sheets-value='{"1":3,"3":72}' style="overflow:hidden;padding:0px 3px 0px 3px;vertical-align:bottom;text-align:center;">72</td> <td data-sheets-numberformat='{"1":2,"2":"0","3":1}' data-sheets-value='{"1":3,"3":20}' style="border-right:1px solid #000000;overflow:hidden;padding:0px 3px 0px 3px;vertical-align:bottom;text-align:center;">20</td> </tr> <tr style="height:20px;"> <td style="border-left:1px solid #000000;overflow:hidden;padding:0px 3px 0px 3px;vertical-align:bottom;font-weight:bold;"></td> <td data-sheets-value='{"1":2,"2":"Double-walled"}' style="overflow:hidden;padding:0px 3px 0px 3px;vertical-align:bottom;font-weight:bold;">Double-walled</td> <td data-sheets-value='{"1":2,"2":"Clear (A/A)"}' style="border-right:1px solid #000000;overflow:hidden;padding:0px 3px 0px 3px;vertical-align:bottom;font-weight:bold;">Clear (A/A)</td> <td data-sheets-numberformat='{"1":2,"2":"0.00","3":1}' data-sheets-value='{"1":3,"3":2.9}' style="overflow:hidden;padding:0px 3px 0px 3px;vertical-align:bottom;text-align:center;">2.90</td> <td data-sheets-numberformat='{"1":2,"2":"0","3":1}' data-sheets-value='{"1":3,"3":77}' style="overflow:hidden;padding:0px 3px 0px 3px;vertical-align:bottom;text-align:center;">77</td> <td data-sheets-numberformat='{"1":2,"2":"0","3":1}' data-sheets-value='{"1":3,"3":69}' style="overflow:hidden;padding:0px 3px 0px 3px;vertical-align:bottom;text-align:center;">69</td> <td data-sheets-numberformat='{"1":2,"2":"0","3":1}' data-sheets-value='{"1":3,"3":20}' style="border-right:1px solid #000000;overflow:hidden;padding:0px 3px 0px 3px;vertical-align:bottom;text-align:center;">20</td> </tr> <tr style="height:20px;"> <td style="border-left:1px solid #000000;overflow:hidden;padding:0px 3px 0px 3px;vertical-align:bottom;font-weight:bold;"></td> <td data-sheets-value='{"1":2,"2":"Double-walled"}' style="overflow:hidden;padding:0px 3px 0px 3px;vertical-align:bottom;font-weight:bold;">Double-walled</td> <td data-sheets-value='{"1":2,"2":"Opal (A/O)"}' style="border-right:1px solid #000000;overflow:hidden;padding:0px 3px 0px 3px;vertical-align:bottom;font-weight:bold;">Opal (A/O)</td> <td data-sheets-numberformat='{"1":2,"2":"0.00","3":1}' data-sheets-value='{"1":3,"3":2.9}' style="overflow:hidden;padding:0px 3px 0px 3px;vertical-align:bottom;text-align:center;">2.90</td> <td data-sheets-numberformat='{"1":2,"2":"0","3":1}' data-sheets-value='{"1":3,"3":73}' style="overflow:hidden;padding:0px 3px 0px 3px;vertical-align:bottom;text-align:center;">73</td> <td data-sheets-numberformat='{"1":2,"2":"0","3":1}' data-sheets-value='{"1":3,"3":63}' style="overflow:hidden;padding:0px 3px 0px 3px;vertical-align:bottom;text-align:center;">63</td> <td data-sheets-numberformat='{"1":2,"2":"0","3":1}' data-sheets-value='{"1":3,"3":20}' style="border-right:1px solid #000000;overflow:hidden;padding:0px 3px 0px 3px;vertical-align:bottom;text-align:center;">20</td> </tr> <tr style="height:20px;"> <td style="border-left:1px solid #000000;overflow:hidden;padding:0px 3px 0px 3px;vertical-align:bottom;font-weight:bold;"></td> <td data-sheets-value='{"1":2,"2":"Double-walled"}' style="overflow:hidden;padding:0px 3px 0px 3px;vertical-align:bottom;font-weight:bold;">Double-walled</td> <td data-sheets-value='{"1":2,"2":"Opal (A/D)"}' style="border-right:1px solid #000000;overflow:hidden;padding:0px 3px 0px 3px;vertical-align:bottom;font-weight:bold;">Opal (A/D)</td> <td data-sheets-numberformat='{"1":2,"2":"0.00","3":1}' data-sheets-value='{"1":3,"3":2.9}' style="overflow:hidden;padding:0px 3px 0px 3px;vertical-align:bottom;text-align:center;">2.90</td> <td data-sheets-numberformat='{"1":2,"2":"0","3":1}' data-sheets-value='{"1":3,"3":51}' style="overflow:hidden;padding:0px 3px 0px 3px;vertical-align:bottom;text-align:center;">51</td> <td data-sheets-numberformat='{"1":2,"2":"0","3":1}' data-sheets-value='{"1":3,"3":50}' style="overflow:hidden;padding:0px 3px 0px 3px;vertical-align:bottom;text-align:center;">50</td> <td data-sheets-numberformat='{"1":2,"2":"0","3":1}' data-sheets-value='{"1":3,"3":20}' style="border-right:1px solid #000000;overflow:hidden;padding:0px 3px 0px 3px;vertical-align:bottom;text-align:center;">20</td> </tr> <tr style="height:20px;"> <td style="border-left:1px solid #000000;overflow:hidden;padding:0px 3px 0px 3px;vertical-align:bottom;font-weight:bold;"></td> <td data-sheets-value='{"1":2,"2":"Triple-walled"}' style="overflow:hidden;padding:0px 3px 0px 3px;vertical-align:bottom;font-weight:bold;">Triple-walled</td> <td data-sheets-value='{"1":2,"2":"Clear (A/H/H)"}' style="border-right:1px solid #000000;overflow:hidden;padding:0px 3px 0px 3px;vertical-align:bottom;font-weight:bold;">Clear (A/H/H)</td> <td data-sheets-numberformat='{"1":2,"2":"0.00","3":1}' data-sheets-value='{"1":3,"3":1.7}' style="overflow:hidden;padding:0px 3px 0px 3px;vertical-align:bottom;text-align:center;">1.70</td> <td data-sheets-numberformat='{"1":2,"2":"0","3":1}' data-sheets-value='{"1":3,"3":71}' style="overflow:hidden;padding:0px 3px 0px 3px;vertical-align:bottom;text-align:center;">71</td> <td data-sheets-numberformat='{"1":2,"2":"0","3":1}' data-sheets-value='{"1":3,"3":63}' style="overflow:hidden;padding:0px 3px 0px 3px;vertical-align:bottom;text-align:center;">63</td> <td data-sheets-numberformat='{"1":2,"2":"0","3":1}' data-sheets-value='{"1":3,"3":22}' style="border-right:1px solid #000000;overflow:hidden;padding:0px 3px 0px 3px;vertical-align:bottom;text-align:center;">22</td> </tr> <tr style="height:20px;"> <td style="border-left:1px solid #000000;overflow:hidden;padding:0px 3px 0px 3px;vertical-align:bottom;font-weight:bold;"></td> <td data-sheets-value='{"1":2,"2":"Triple-walled"}' style="overflow:hidden;padding:0px 3px 0px 3px;vertical-align:bottom;font-weight:bold;">Triple-walled</td> <td data-sheets-value='{"1":2,"2":"Opal (A/O/O)"}' style="border-right:1px solid #000000;overflow:hidden;padding:0px 3px 0px 3px;vertical-align:bottom;font-weight:bold;">Opal (A/O/O)</td> <td data-sheets-numberformat='{"1":2,"2":"0.00","3":1}' data-sheets-value='{"1":3,"3":1.7}' style="overflow:hidden;padding:0px 3px 0px 3px;vertical-align:bottom;text-align:center;">1.70</td> <td data-sheets-numberformat='{"1":2,"2":"0","3":1}' data-sheets-value='{"1":3,"3":61}' style="overflow:hidden;padding:0px 3px 0px 3px;vertical-align:bottom;text-align:center;">61</td> <td data-sheets-numberformat='{"1":2,"2":"0","3":1}' data-sheets-value='{"1":3,"3":48}' style="overflow:hidden;padding:0px 3px 0px 3px;vertical-align:bottom;text-align:center;">48</td> <td data-sheets-numberformat='{"1":2,"2":"0","3":1}' data-sheets-value='{"1":3,"3":22}' style="border-right:1px solid #000000;overflow:hidden;padding:0px 3px 0px 3px;vertical-align:bottom;text-align:center;">22</td> </tr> <tr style="height:20px;"> <td style="border-left:1px solid #000000;overflow:hidden;padding:0px 3px 0px 3px;vertical-align:bottom;font-weight:bold;"></td> <td data-sheets-value='{"1":2,"2":"Four-walled"}' style="overflow:hidden;padding:0px 3px 0px 3px;vertical-align:bottom;font-weight:bold;">Four-walled</td> <td data-sheets-value='{"1":2,"2":"Clear (A/H/H/H)"}' style="border-right:1px solid #000000;overflow:hidden;padding:0px 3px 0px 3px;vertical-align:bottom;font-weight:bold;">Clear (A/H/H/H)</td> <td data-sheets-numberformat='{"1":2,"2":"0.00","3":1}' data-sheets-value='{"1":3,"3":1.28}' style="overflow:hidden;padding:0px 3px 0px 3px;vertical-align:bottom;text-align:center;">1.28</td> <td data-sheets-numberformat='{"1":2,"2":"0","3":1}' data-sheets-value='{"1":3,"3":64}' style="overflow:hidden;padding:0px 3px 0px 3px;vertical-align:bottom;text-align:center;">64</td> <td data-sheets-numberformat='{"1":2,"2":"0","3":1}' data-sheets-value='{"1":3,"3":52}' style="overflow:hidden;padding:0px 3px 0px 3px;vertical-align:bottom;text-align:center;">52</td> <td data-sheets-numberformat='{"1":2,"2":"0","3":1}' data-sheets-value='{"1":3,"3":23}' style="border-right:1px solid #000000;overflow:hidden;padding:0px 3px 0px 3px;vertical-align:bottom;text-align:center;">23</td> </tr> <tr style="height:20px;"> <td style="border-bottom:1px solid #000000;border-left:1px solid #000000;overflow:hidden;padding:0px 3px 0px 3px;vertical-align:bottom;"></td> <td data-sheets-value='{"1":2,"2":"Four-walled"}' style="border-bottom:1px solid #000000;overflow:hidden;padding:0px 3px 0px 3px;vertical-align:bottom;font-weight:bold;">Four-walled</td> <td data-sheets-value='{"1":2,"2":"Opal (A/H/O/H)"}' style="border-right:1px solid #000000;border-bottom:1px solid #000000;overflow:hidden;padding:0px 3px 0px 3px;vertical-align:bottom;font-weight:bold;">Opal (A/H/O/H)</td> <td data-sheets-numberformat='{"1":2,"2":"0.00","3":1}' data-sheets-value='{"1":3,"3":1.28}' style="border-bottom:1px solid #000000;overflow:hidden;padding:0px 3px 0px 3px;vertical-align:bottom;text-align:center;">1.28</td> <td data-sheets-numberformat='{"1":2,"2":"0","3":1}' data-sheets-value='{"1":3,"3":59}' style="border-bottom:1px solid #000000;overflow:hidden;padding:0px 3px 0px 3px;vertical-align:bottom;text-align:center;">59</td> <td data-sheets-numberformat='{"1":2,"2":"0","3":1}' data-sheets-value='{"1":3,"3":46}' style="border-bottom:1px solid #000000;overflow:hidden;padding:0px 3px 0px 3px;vertical-align:bottom;text-align:center;">46</td> <td data-sheets-numberformat='{"1":2,"2":"0","3":1}' data-sheets-value='{"1":3,"3":23}' style="border-right:1px solid #000000;border-bottom:1px solid #000000;overflow:hidden;padding:0px 3px 0px 3px;vertical-align:bottom;text-align:center;">23</td> </tr> <tr style="height:20px;"> <td data-sheets-value='{"1":2,"2":"Polycarbonate"}' style="border-left:1px solid #000000;overflow:hidden;padding:0px 3px 0px 3px;vertical-align:bottom;font-weight:bold;">Polycarbonate</td> <td data-sheets-value='{"1":2,"2":"Single-walled"}' style="overflow:hidden;padding:0px 3px 0px 3px;vertical-align:bottom;font-weight:bold;">Single-walled</td> <td data-sheets-value='{"1":2,"2":"Heatstop Opal (T)"}' style="border-right:1px solid #000000;overflow:hidden;padding:0px 3px 0px 3px;vertical-align:bottom;font-weight:bold;">Heatstop Opal (T)</td> <td data-sheets-numberformat='{"1":2,"2":"0.00","3":1}' data-sheets-value='{"1":3,"3":5.17}' style="overflow:hidden;padding:0px 3px 0px 3px;vertical-align:bottom;text-align:center;">5.17</td> <td data-sheets-numberformat='{"1":2,"2":"0","3":1}' data-sheets-value='{"1":3,"3":49}' style="overflow:hidden;padding:0px 3px 0px 3px;vertical-align:bottom;text-align:center;">49</td> <td data-sheets-numberformat='{"1":2,"2":"0","3":1}' data-sheets-value='{"1":3,"3":59}' style="overflow:hidden;padding:0px 3px 0px 3px;vertical-align:bottom;text-align:center;">59</td> <td data-sheets-numberformat='{"1":2,"2":"0","3":1}' data-sheets-value='{"1":2,"2":"-"}' style="border-right:1px solid #000000;overflow:hidden;padding:0px 3px 0px 3px;vertical-align:bottom;text-align:center;">-</td> </tr> <tr style="height:20px;"> <td data-sheets-value='{"1":2,"2":"Heatstop PC"}' style="border-left:1px solid #000000;overflow:hidden;padding:0px 3px 0px 3px;vertical-align:bottom;font-weight:bold;">Heatstop PC</td> <td data-sheets-value='{"1":2,"2":"Double-walled"}' style="overflow:hidden;padding:0px 3px 0px 3px;vertical-align:bottom;font-weight:bold;">Double-walled</td> <td data-sheets-value='{"1":2,"2":"Clear (T/H)"}' style="border-right:1px solid #000000;overflow:hidden;padding:0px 3px 0px 3px;vertical-align:bottom;font-weight:bold;">Clear (T/H)</td> <td data-sheets-numberformat='{"1":2,"2":"0.00","3":1}' data-sheets-value='{"1":3,"3":2.9}' style="overflow:hidden;padding:0px 3px 0px 3px;vertical-align:bottom;text-align:center;">2.90</td> <td data-sheets-numberformat='{"1":2,"2":"0","3":1}' data-sheets-value='{"1":3,"3":44}' style="overflow:hidden;padding:0px 3px 0px 3px;vertical-align:bottom;text-align:center;">44</td> <td data-sheets-numberformat='{"1":2,"2":"0","3":1}' data-sheets-value='{"1":3,"3":51}' style="overflow:hidden;padding:0px 3px 0px 3px;vertical-align:bottom;text-align:center;">51</td> <td data-sheets-numberformat='{"1":2,"2":"0","3":1}' data-sheets-value='{"1":3,"3":20}' style="border-right:1px solid #000000;overflow:hidden;padding:0px 3px 0px 3px;vertical-align:bottom;text-align:center;">20</td> </tr> <tr style="height:20px;"> <td style="border-left:1px solid #000000;overflow:hidden;padding:0px 3px 0px 3px;vertical-align:bottom;font-weight:bold;"></td> <td data-sheets-value='{"1":2,"2":"Double-walled"}' style="overflow:hidden;padding:0px 3px 0px 3px;vertical-align:bottom;font-weight:bold;">Double-walled</td> <td data-sheets-value='{"1":2,"2":"Opal (T/O)"}' style="border-right:1px solid #000000;overflow:hidden;padding:0px 3px 0px 3px;vertical-align:bottom;font-weight:bold;">Opal (T/O)</td> <td data-sheets-numberformat='{"1":2,"2":"0.00","3":1}' data-sheets-value='{"1":3,"3":2.9}' style="overflow:hidden;padding:0px 3px 0px 3px;vertical-align:bottom;text-align:center;">2.90</td> <td data-sheets-numberformat='{"1":2,"2":"0","3":1}' data-sheets-value='{"1":3,"3":41}' style="overflow:hidden;padding:0px 3px 0px 3px;vertical-align:bottom;text-align:center;">41</td> <td data-sheets-numberformat='{"1":2,"2":"0","3":1}' data-sheets-value='{"1":3,"3":45}' style="overflow:hidden;padding:0px 3px 0px 3px;vertical-align:bottom;text-align:center;">45</td> <td data-sheets-numberformat='{"1":2,"2":"0","3":1}' data-sheets-value='{"1":3,"3":20}' style="border-right:1px solid #000000;overflow:hidden;padding:0px 3px 0px 3px;vertical-align:bottom;text-align:center;">20</td> </tr> <tr style="height:20px;"> <td style="border-left:1px solid #000000;overflow:hidden;padding:0px 3px 0px 3px;vertical-align:bottom;font-weight:bold;"></td> <td data-sheets-value='{"1":2,"2":"Triple-walled"}' style="overflow:hidden; | skylux-160-ce-met-koepel-en-pvc-opstand-30-20-met-lm-motor-0900-x-1200-mm | 8586030285133 | 46872350032205
Smoke and heat exhaust (SHEV) | SHE system | Skylux | Skylux 160° CE with skylight and PVC curb 30/20 with LM-actuator 0900 x 1500 mm |  | 36186 | 5412970361862 | 3844.2 | Yes | 30-45 | 71.36 | 900 x 1500 mm | 1500 | 900 |  | PVC 30/20 (30 cm high & roof opening = 20 cm larger than daylight size) | Rectangular | 5.17 W/m²K - 1.28 W/m²K | 87% - 32% | 90% - 32% | 20dB - 23dB | 160° CE (for industry) | skylight | without spoiler | E | Single actuator | Maximum four-walled skylight possible for this product | Ut-value LT-value g-value Rw-value EN 1873 : 2014 EN ISO 13468 EN 16153 EN 410 EN 410 EN ISO 140-3 Material Walls Shells (W/m²K) (%) (%) (dB) Acrylic Single-walled Clear (H) 5.17 90 87 - PMMA Single-walled Opal (O) 5.17 83 76 - Double-walled Clear (H/H) 2.90 81 75 20 Double-walled Opal (O/O) 2.90 69 58 20 Triple-walled Clear (H/H/H) 1.70 73 65 22 Triple-walled Opal (O/H/O) 1.70 62 51 22 Four-walled Clear (H/H/H/H) 1.28 64 54 23 Four-walled Opal (H/H/O/H) 1.28 59 48 23 Polycarbonate Single-walled Clear (A) 5.17 88 83 - PC Single-walled Opal (D) 5.17 58 60 - Double-walled Clear (A/H) 2.90 79 72 20 Double-walled Clear (A/A) 2.90 77 69 20 Double-walled Opal (A/O) 2.90 73 63 20 Double-walled Opal (A/D) 2.90 51 50 20 Triple-walled Clear (A/H/H) 1.70 71 63 22 Triple-walled Opal (A/O/O) 1.70 61 48 22 Four-walled Clear (A/H/H/H) 1.28 64 52 23 Four-walled Opal (A/H/O/H) 1.28 59 46 23 Polycarbonate Single-walled Heatstop Opal (T) 5.17 49 59 - Heatstop PC Double-walled Clear (T/H) 2.90 44 51 20 Double-walled Opal (T/O) 2.90 41 45 20 Triple-walled Clear (T/H/H) 1.70 40 <td data-sheets-numberformat='{"1":2,"2":"0","3":1}' data-sheets-value='{"1":3,"3":44}' style="overflow:hidden;paddin | https://skylux.eu/en/products/skylux-160-ce-met-koepel-en-pvc-opstand-30-20-met-lm-motor-0900-x-1500-mm | https://skylux.eu/cdn/shop/files/Skylux-160deg-CE-met-koepel-en-pvc-opstand-3020-met-LM-motor-0900-x-1500-mm-RWA-systeem.jpg?v=1702980410&width=1600 | https://skylux.eu/cdn/shop/files/e5a82811-1bb0-48e4-a776-cacb59c7c092_c2abb4d6-6e3b-411c-8788-fba069a41820.jpg?v=1688551124&width=1600 | //skylux.eu/cdn/shop/files/E_MH_Mounting_instructions_Skylux_160_CE_LM.pdf?v=12406716259046007223 | //skylux.eu/cdn/shop/files/E_TD_Technical_File_Skylux_Skylux_160_CE_Electric.pdf?v=3667116872303399239 | <style type="text/css" id="isPasted"> <!--td { border: 1px solid #cccccc; } br { mso-data-placement: same-cell; } --> </style> <table border="1" cellpadding="0" cellspacing="0" dir="ltr" style="table-layout:fixed;font-size:10pt;font-family:Arial;border-collapse:collapse;border:none;"><tbody> <tr style="height:20px;"> <td style="overflow:hidden;padding:0px 3px 0px 3px;vertical-align:bottom;"></td> <td style="overflow:hidden;padding:0px 3px 0px 3px;vertical-align:bottom;"></td> <td style="overflow:hidden;padding:0px 3px 0px 3px;vertical-align:bottom;"></td> <td data-sheets-value='{"1":2,"2":"Ut-value"}' style="overflow:hidden;padding:0px 3px 0px 3px;vertical-align:bottom;font-weight:bold;text-align:center;">Ut-value</td> <td data-sheets-value='{"1":2,"2":"LT-value"}' style="overflow:hidden;padding:0px 3px 0px 3px;vertical-align:bottom;font-weight:bold;text-align:center;">LT-value</td> <td data-sheets-value='{"1":2,"2":"g-value"}' style="overflow:hidden;padding:0px 3px 0px 3px;vertical-align:bottom;font-weight:bold;text-align:center;">g-value</td> <td data-sheets-value='{"1":2,"2":"Rw-value "}' style="overflow:hidden;padding:0px 3px 0px 3px;vertical-align:bottom;font-weight:bold;text-align:center;">Rw-value </td> </tr> <tr style="height:20px;"> <td style="overflow:hidden;padding:0px 3px 0px 3px;vertical-align:bottom;"></td> <td style="overflow:hidden;padding:0px 3px 0px 3px;vertical-align:bottom;"></td> <td style="overflow:hidden;padding:0px 3px 0px 3px;vertical-align:bottom;"></td> <td data-sheets-numberformat='{"1":2,"2":"0.00","3":1}' data-sheets-value='{"1":2,"2":"EN 1873 : 2014"}' style="overflow:hidden;padding:0px 3px 0px 3px;vertical-align:bottom;text-align:center;">EN 1873 : 2014</td> <td data-sheets-numberformat='{"1":2,"2":"0","3":1}' data-sheets-value='{"1":2,"2":"EN ISO 13468 EN 16153 EN 410"}' style="overflow:hidden;padding:0px 3px 0px 3px;vertical-align:bottom;text-align:center;">EN ISO 13468 EN 16153 EN 410</td> <td data-sheets-numberformat='{"1":2,"2":"0","3":1}' data-sheets-value='{"1":2,"2":"EN 410"}' style="overflow:hidden;padding:0px 3px 0px 3px;vertical-align:bottom;text-align:center;">EN 410</td> <td data-sheets-value='{"1":2,"2":"EN ISO 140-3\t\t"}' style="overflow:hidden;padding:0px 3px 0px 3px;vertical-align:bottom;text-align:center;">EN ISO 140-3 </td> </tr> <tr style="height:20px;"> <td data-sheets-value='{"1":2,"2":"Material"}' style="border-bottom:1px solid #000000;overflow:hidden;padding:0px 3px 0px 3px;vertical-align:bottom;background-color:#000000;font-weight:bold;color:#ffffff;">Material</td> <td data-sheets-value='{"1":2,"2":"Walls"}' style="border-bottom:1px solid #000000;overflow:hidden;padding:0px 3px 0px 3px;vertical-align:bottom;background-color:#000000;font-weight:bold;color:#ffffff;">Walls</td> <td data-sheets-value='{"1":2,"2":"Shells"}' style="border-bottom:1px solid #000000;overflow:hidden;padding:0px 3px 0px 3px;vertical-align:bottom;background-color:#000000;font-weight:bold;color:#ffffff;">Shells</td> <td data-sheets-numberformat='{"1":2,"2":"0.00","3":1}' data-sheets-value='{"1":2,"2":"(W/m²K)\t"}' style="border-bottom:1px solid #000000;overflow:hidden;padding:0px 3px 0px 3px;vertical-align:bottom;background-color:#000000;font-weight:bold;color:#ffffff;text-align:center;">(W/m²K) </td> <td data-sheets-numberformat='{"1":2,"2":"0","3":1}' data-sheets-value='{"1":2,"2":"(%)"}' style="border-bottom:1px solid #000000;overflow:hidden;padding:0px 3px 0px 3px;vertical-align:bottom;background-color:#000000;font-weight:bold;color:#ffffff;text-align:center;">(%)</td> <td data-sheets-numberformat='{"1":2,"2":"0","3":1}' data-sheets-value='{"1":2,"2":"(%)"}' style="border-bottom:1px solid #000000;overflow:hidden;padding:0px 3px 0px 3px;vertical-align:bottom;background-color:#000000;font-weight:bold;color:#ffffff;text-align:center;">(%)</td> <td data-sheets-value='{"1":2,"2":"(dB)"}' style="border-bottom:1px solid #000000;overflow:hidden;padding:0px 3px 0px 3px;vertical-align:bottom;background-color:#000000;font-weight:bold;color:#ffffff;text-align:center;">(dB)</td> </tr> <tr style="height:20px;"> <td data-sheets-value='{"1":2,"2":"Acrylic"}' style="border-left:1px solid #000000;overflow:hidden;padding:0px 3px 0px 3px;vertical-align:bottom;font-weight:bold;">Acrylic</td> <td data-sheets-value='{"1":2,"2":"Single-walled"}' style="overflow:hidden;padding:0px 3px 0px 3px;vertical-align:bottom;font-weight:bold;">Single-walled</td> <td data-sheets-value='{"1":2,"2":"Clear (H)"}' style="border-right:1px solid #000000;overflow:hidden;padding:0px 3px 0px 3px;vertical-align:bottom;font-weight:bold;">Clear (H)</td> <td data-sheets-numberformat='{"1":2,"2":"0.00","3":1}' data-sheets-value='{"1":3,"3":5.17}' style="overflow:hidden;padding:0px 3px 0px 3px;vertical-align:bottom;text-align:center;">5.17</td> <td data-sheets-numberformat='{"1":2,"2":"0","3":1}' data-sheets-value='{"1":3,"3":90}' style="overflow:hidden;padding:0px 3px 0px 3px;vertical-align:bottom;text-align:center;">90</td> <td data-sheets-numberformat='{"1":2,"2":"0","3":1}' data-sheets-value='{"1":3,"3":87}' style="overflow:hidden;padding:0px 3px 0px 3px;vertical-align:bottom;text-align:center;">87</td> <td data-sheets-numberformat='{"1":2,"2":"0","3":1}' data-sheets-value='{"1":2,"2":"-"}' style="border-right:1px solid #000000;overflow:hidden;padding:0px 3px 0px 3px;vertical-align:bottom;text-align:center;">-</td> </tr> <tr style="height:20px;"> <td data-sheets-value='{"1":2,"2":"PMMA"}' style="border-left:1px solid #000000;overflow:hidden;padding:0px 3px 0px 3px;vertical-align:bottom;font-weight:bold;">PMMA</td> <td data-sheets-value='{"1":2,"2":"Single-walled"}' style="overflow:hidden;padding:0px 3px 0px 3px;vertical-align:bottom;font-weight:bold;">Single-walled</td> <td data-sheets-value='{"1":2,"2":"Opal (O)"}' style="border-right:1px solid #000000;overflow:hidden;padding:0px 3px 0px 3px;vertical-align:bottom;font-weight:bold;">Opal (O)</td> <td data-sheets-numberformat='{"1":2,"2":"0.00","3":1}' data-sheets-value='{"1":3,"3":5.17}' style="overflow:hidden;padding:0px 3px 0px 3px;vertical-align:bottom;text-align:center;">5.17</td> <td data-sheets-numberformat='{"1":2,"2":"0","3":1}' data-sheets-value='{"1":3,"3":83}' style="overflow:hidden;padding:0px 3px 0px 3px;vertical-align:bottom;text-align:center;">83</td> <td data-sheets-numberformat='{"1":2,"2":"0","3":1}' data-sheets-value='{"1":3,"3":76}' style="overflow:hidden;padding:0px 3px 0px 3px;vertical-align:bottom;text-align:center;">76</td> <td data-sheets-numberformat='{"1":2,"2":"0","3":1}' data-sheets-value='{"1":2,"2":"-"}' style="border-right:1px solid #000000;overflow:hidden;padding:0px 3px 0px 3px;vertical-align:bottom;text-align:center;">-</td> </tr> <tr style="height:20px;"> <td style="border-left:1px solid #000000;overflow:hidden;padding:0px 3px 0px 3px;vertical-align:bottom;font-weight:bold;"></td> <td data-sheets-value='{"1":2,"2":"Double-walled"}' style="overflow:hidden;padding:0px 3px 0px 3px;vertical-align:bottom;font-weight:bold;">Double-walled</td> <td data-sheets-value='{"1":2,"2":"Clear (H/H)"}' style="border-right:1px solid #000000;overflow:hidden;padding:0px 3px 0px 3px;vertical-align:bottom;font-weight:bold;">Clear (H/H)</td> <td data-sheets-numberformat='{"1":2,"2":"0.00","3":1}' data-sheets-value='{"1":3,"3":2.9}' style="overflow:hidden;padding:0px 3px 0px 3px;vertical-align:bottom;text-align:center;">2.90</td> <td data-sheets-numberformat='{"1":2,"2":"0","3":1}' data-sheets-value='{"1":3,"3":81}' style="overflow:hidden;padding:0px 3px 0px 3px;vertical-align:bottom;text-align:center;">81</td> <td data-sheets-numberformat='{"1":2,"2":"0","3":1}' data-sheets-value='{"1":3,"3":75}' style="overflow:hidden;padding:0px 3px 0px 3px;vertical-align:bottom;text-align:center;">75</td> <td data-sheets-numberformat='{"1":2,"2":"0","3":1}' data-sheets-value='{"1":3,"3":20}' style="border-right:1px solid #000000;overflow:hidden;padding:0px 3px 0px 3px;vertical-align:bottom;text-align:center;">20</td> </tr> <tr style="height:20px;"> <td style="border-left:1px solid #000000;overflow:hidden;padding:0px 3px 0px 3px;vertical-align:bottom;font-weight:bold;"></td> <td data-sheets-value='{"1":2,"2":"Double-walled"}' style="overflow:hidden;padding:0px 3px 0px 3px;vertical-align:bottom;font-weight:bold;">Double-walled</td> <td data-sheets-value='{"1":2,"2":"Opal (O/O)"}' style="border-right:1px solid #000000;overflow:hidden;padding:0px 3px 0px 3px;vertical-align:bottom;font-weight:bold;">Opal (O/O)</td> <td data-sheets-numberformat='{"1":2,"2":"0.00","3":1}' data-sheets-value='{"1":3,"3":2.9}' style="overflow:hidden;padding:0px 3px 0px 3px;vertical-align:bottom;text-align:center;">2.90</td> <td data-sheets-numberformat='{"1":2,"2":"0","3":1}' data-sheets-value='{"1":3,"3":69}' style="overflow:hidden;padding:0px 3px 0px 3px;vertical-align:bottom;text-align:center;">69</td> <td data-sheets-numberformat='{"1":2,"2":"0","3":1}' data-sheets-value='{"1":3,"3":58}' style="overflow:hidden;padding:0px 3px 0px 3px;vertical-align:bottom;text-align:center;">58</td> <td data-sheets-numberformat='{"1":2,"2":"0","3":1}' data-sheets-value='{"1":3,"3":20}' style="border-right:1px solid #000000;overflow:hidden;padding:0px 3px 0px 3px;vertical-align:bottom;text-align:center;">20</td> </tr> <tr style="height:20px;"> <td style="border-left:1px solid #000000;overflow:hidden;padding:0px 3px 0px 3px;vertical-align:bottom;font-weight:bold;"></td> <td data-sheets-value='{"1":2,"2":"Triple-walled"}' style="overflow:hidden;padding:0px 3px 0px 3px;vertical-align:bottom;font-weight:bold;">Triple-walled</td> <td data-sheets-value='{"1":2,"2":"Clear (H/H/H)"}' style="border-right:1px solid #000000;overflow:hidden;padding:0px 3px 0px 3px;vertical-align:bottom;font-weight:bold;">Clear (H/H/H)</td> <td data-sheets-numberformat='{"1":2,"2":"0.00","3":1}' data-sheets-value='{"1":3,"3":1.7}' style="overflow:hidden;padding:0px 3px 0px 3px;vertical-align:bottom;text-align:center;">1.70</td> <td data-sheets-numberformat='{"1":2,"2":"0","3":1}' data-sheets-value='{"1":3,"3":73}' style="overflow:hidden;padding:0px 3px 0px 3px;vertical-align:bottom;text-align:center;">73</td> <td data-sheets-numberformat='{"1":2,"2":"0","3":1}' data-sheets-value='{"1":3,"3":65}' style="overflow:hidden;padding:0px 3px 0px 3px;vertical-align:bottom;text-align:center;">65</td> <td data-sheets-numberformat='{"1":2,"2":"0","3":1}' data-sheets-value='{"1":3,"3":22}' style="border-right:1px solid #000000;overflow:hidden;padding:0px 3px 0px 3px;vertical-align:bottom;text-align:center;">22</td> </tr> <tr style="height:20px;"> <td style="border-left:1px solid #000000;overflow:hidden;padding:0px 3px 0px 3px;vertical-align:bottom;font-weight:bold;"></td> <td data-sheets-value='{"1":2,"2":"Triple-walled"}' style="overflow:hidden;padding:0px 3px 0px 3px;vertical-align:bottom;font-weight:bold;">Triple-walled</td> <td data-sheets-value='{"1":2,"2":"Opal (O/H/O)"}' style="border-right:1px solid #000000;overflow:hidden;padding:0px 3px 0px 3px;vertical-align:bottom;font-weight:bold;">Opal (O/H/O)</td> <td data-sheets-numberformat='{"1":2,"2":"0.00","3":1}' data-sheets-value='{"1":3,"3":1.7}' style="overflow:hidden;padding:0px 3px 0px 3px;vertical-align:bottom;text-align:center;">1.70</td> <td data-sheets-numberformat='{"1":2,"2":"0","3":1}' data-sheets-value='{"1":3,"3":62}' style="overflow:hidden;padding:0px 3px 0px 3px;vertical-align:bottom;text-align:center;">62</td> <td data-sheets-numberformat='{"1":2,"2":"0","3":1}' data-sheets-value='{"1":3,"3":51}' style="overflow:hidden;padding:0px 3px 0px 3px;vertical-align:bottom;text-align:center;">51</td> <td data-sheets-numberformat='{"1":2,"2":"0","3":1}' data-sheets-value='{"1":3,"3":22}' style="border-right:1px solid #000000;overflow:hidden;padding:0px 3px 0px 3px;vertical-align:bottom;text-align:center;">22</td> </tr> <tr style="height:20px;"> <td style="border-left:1px solid #000000;overflow:hidden;padding:0px 3px 0px 3px;vertical-align:bottom;font-weight:bold;"></td> <td data-sheets-value='{"1":2,"2":"Four-walled"}' style="overflow:hidden;padding:0px 3px 0px 3px;vertical-align:bottom;font-weight:bold;">Four-walled</td> <td data-sheets-value='{"1":2,"2":"Clear (H/H/H/H)"}' style="border-right:1px solid #000000;overflow:hidden;padding:0px 3px 0px 3px;vertical-align:bottom;font-weight:bold;">Clear (H/H/H/H)</td> <td data-sheets-numberformat='{"1":2,"2":"0.00","3":1}' data-sheets-value='{"1":3,"3":1.28}' style="overflow:hidden;padding:0px 3px 0px 3px;vertical-align:bottom;text-align:center;">1.28</td> <td data-sheets-numberformat='{"1":2,"2":"0","3":1}' data-sheets-value='{"1":3,"3":64}' style="overflow:hidden;padding:0px 3px 0px 3px;vertical-align:bottom;text-align:center;">64</td> <td data-sheets-numberformat='{"1":2,"2":"0","3":1}' data-sheets-value='{"1":3,"3":54}' style="overflow:hidden;padding:0px 3px 0px 3px;vertical-align:bottom;text-align:center;">54</td> <td data-sheets-numberformat='{"1":2,"2":"0","3":1}' data-sheets-value='{"1":3,"3":23}' style="border-right:1px solid #000000;overflow:hidden;padding:0px 3px 0px 3px;vertical-align:bottom;text-align:center;">23</td> </tr> <tr style="height:20px;"> <td style="border-bottom:1px solid #000000;border-left:1px solid #000000;overflow:hidden;padding:0px 3px 0px 3px;vertical-align:bottom;"></td> <td data-sheets-value='{"1":2,"2":"Four-walled"}' style="border-bottom:1px solid #000000;overflow:hidden;padding:0px 3px 0px 3px;vertical-align:bottom;font-weight:bold;">Four-walled</td> <td data-sheets-value='{"1":2,"2":"Opal (H/H/O/H)"}' style="border-right:1px solid #000000;border-bottom:1px solid #000000;overflow:hidden;padding:0px 3px 0px 3px;vertical-align:bottom;font-weight:bold;">Opal (H/H/O/H)</td> <td data-sheets-numberformat='{"1":2,"2":"0.00","3":1}' data-sheets-value='{"1":3,"3":1.28}' style="border-bottom:1px solid #000000;overflow:hidden;padding:0px 3px 0px 3px;vertical-align:bottom;text-align:center;">1.28</td> <td data-sheets-numberformat='{"1":2,"2":"0","3":1}' data-sheets-value='{"1":3,"3":59}' style="border-bottom:1px solid #000000;overflow:hidden;padding:0px 3px 0px 3px;vertical-align:bottom;text-align:center;">59</td> <td data-sheets-numberformat='{"1":2,"2":"0","3":1}' data-sheets-value='{"1":3,"3":48}' style="border-bottom:1px solid #000000;overflow:hidden;padding:0px 3px 0px 3px;vertical-align:bottom;text-align:center;">48</td> <td data-sheets-numberformat='{"1":2,"2":"0","3":1}' data-sheets-value='{"1":3,"3":23}' style="border-right:1px solid #000000;border-bottom:1px solid #000000;overflow:hidden;padding:0px 3px 0px 3px;vertical-align:bottom;text-align:center;">23</td> </tr> <tr style="height:20px;"> <td data-sheets-value='{"1":2,"2":"Polycarbonate "}' style="border-left:1px solid #000000;overflow:hidden;padding:0px 3px 0px 3px;vertical-align:bottom;font-weight:bold;">Polycarbonate </td> <td data-sheets-value='{"1":2,"2":"Single-walled"}' style="overflow:hidden;padding:0px 3px 0px 3px;vertical-align:bottom;font-weight:bold;">Single-walled</td> <td data-sheets-value='{"1":2,"2":"Clear (A)"}' style="border-right:1px solid #000000;overflow:hidden;padding:0px 3px 0px 3px;vertical-align:bottom;font-weight:bold;">Clear (A)</td> <td data-sheets-numberformat='{"1":2,"2":"0.00","3":1}' data-sheets-value='{"1":3,"3":5.17}' style="overflow:hidden;padding:0px 3px 0px 3px;vertical-align:bottom;text-align:center;">5.17</td> <td data-sheets-numberformat='{"1":2,"2":"0","3":1}' data-sheets-value='{"1":3,"3":88}' style="overflow:hidden;padding:0px 3px 0px 3px;vertical-align:bottom;text-align:center;">88</td> <td data-sheets-numberformat='{"1":2,"2":"0","3":1}' data-sheets-value='{"1":3,"3":83}' style="overflow:hidden;padding:0px 3px 0px 3px;vertical-align:bottom;text-align:center;">83</td> <td data-sheets-numberformat='{"1":2,"2":"0","3":1}' data-sheets-value='{"1":2,"2":"-"}' style="border-right:1px solid #000000;overflow:hidden;padding:0px 3px 0px 3px;vertical-align:bottom;text-align:center;">-</td> </tr> <tr style="height:20px;"> <td data-sheets-value='{"1":2,"2":"PC"}' style="border-left:1px solid #000000;overflow:hidden;padding:0px 3px 0px 3px;vertical-align:bottom;font-weight:bold;">PC</td> <td data-sheets-value='{"1":2,"2":"Single-walled"}' style="overflow:hidden;padding:0px 3px 0px 3px;vertical-align:bottom;font-weight:bold;">Single-walled</td> <td data-sheets-value='{"1":2,"2":"Opal (D)"}' style="border-right:1px solid #000000;overflow:hidden;padding:0px 3px 0px 3px;vertical-align:bottom;font-weight:bold;">Opal (D)</td> <td data-sheets-numberformat='{"1":2,"2":"0.00","3":1}' data-sheets-value='{"1":3,"3":5.17}' style="overflow:hidden;padding:0px 3px 0px 3px;vertical-align:bottom;text-align:center;">5.17</td> <td data-sheets-numberformat='{"1":2,"2":"0","3":1}' data-sheets-value='{"1":3,"3":58}' style="overflow:hidden;padding:0px 3px 0px 3px;vertical-align:bottom;text-align:center;">58</td> <td data-sheets-numberformat='{"1":2,"2":"0","3":1}' data-sheets-value='{"1":3,"3":60}' style="overflow:hidden;padding:0px 3px 0px 3px;vertical-align:bottom;text-align:center;">60</td> <td data-sheets-numberformat='{"1":2,"2":"0","3":1}' data-sheets-value='{"1":2,"2":"-"}' style="border-right:1px solid #000000;overflow:hidden;padding:0px 3px 0px 3px;vertical-align:bottom;text-align:center;">-</td> </tr> <tr style="height:20px;"> <td style="border-left:1px solid #000000;overflow:hidden;padding:0px 3px 0px 3px;vertical-align:bottom;font-weight:bold;"></td> <td data-sheets-value='{"1":2,"2":"Double-walled"}' style="overflow:hidden;padding:0px 3px 0px 3px;vertical-align:bottom;font-weight:bold;">Double-walled</td> <td data-sheets-value='{"1":2,"2":"Clear (A/H)"}' style="border-right:1px solid #000000;overflow:hidden;padding:0px 3px 0px 3px;vertical-align:bottom;font-weight:bold;">Clear (A/H)</td> <td data-sheets-numberformat='{"1":2,"2":"0.00","3":1}' data-sheets-value='{"1":3,"3":2.9}' style="overflow:hidden;padding:0px 3px 0px 3px;vertical-align:bottom;text-align:center;">2.90</td> <td data-sheets-numberformat='{"1":2,"2":"0","3":1}' data-sheets-value='{"1":3,"3":79}' style="overflow:hidden;padding:0px 3px 0px 3px;vertical-align:bottom;text-align:center;">79</td> <td data-sheets-numberformat='{"1":2,"2":"0","3":1}' data-sheets-value='{"1":3,"3":72}' style="overflow:hidden;padding:0px 3px 0px 3px;vertical-align:bottom;text-align:center;">72</td> <td data-sheets-numberformat='{"1":2,"2":"0","3":1}' data-sheets-value='{"1":3,"3":20}' style="border-right:1px solid #000000;overflow:hidden;padding:0px 3px 0px 3px;vertical-align:bottom;text-align:center;">20</td> </tr> <tr style="height:20px;"> <td style="border-left:1px solid #000000;overflow:hidden;padding:0px 3px 0px 3px;vertical-align:bottom;font-weight:bold;"></td> <td data-sheets-value='{"1":2,"2":"Double-walled"}' style="overflow:hidden;padding:0px 3px 0px 3px;vertical-align:bottom;font-weight:bold;">Double-walled</td> <td data-sheets-value='{"1":2,"2":"Clear (A/A)"}' style="border-right:1px solid #000000;overflow:hidden;padding:0px 3px 0px 3px;vertical-align:bottom;font-weight:bold;">Clear (A/A)</td> <td data-sheets-numberformat='{"1":2,"2":"0.00","3":1}' data-sheets-value='{"1":3,"3":2.9}' style="overflow:hidden;padding:0px 3px 0px 3px;vertical-align:bottom;text-align:center;">2.90</td> <td data-sheets-numberformat='{"1":2,"2":"0","3":1}' data-sheets-value='{"1":3,"3":77}' style="overflow:hidden;padding:0px 3px 0px 3px;vertical-align:bottom;text-align:center;">77</td> <td data-sheets-numberformat='{"1":2,"2":"0","3":1}' data-sheets-value='{"1":3,"3":69}' style="overflow:hidden;padding:0px 3px 0px 3px;vertical-align:bottom;text-align:center;">69</td> <td data-sheets-numberformat='{"1":2,"2":"0","3":1}' data-sheets-value='{"1":3,"3":20}' style="border-right:1px solid #000000;overflow:hidden;padding:0px 3px 0px 3px;vertical-align:bottom;text-align:center;">20</td> </tr> <tr style="height:20px;"> <td style="border-left:1px solid #000000;overflow:hidden;padding:0px 3px 0px 3px;vertical-align:bottom;font-weight:bold;"></td> <td data-sheets-value='{"1":2,"2":"Double-walled"}' style="overflow:hidden;padding:0px 3px 0px 3px;vertical-align:bottom;font-weight:bold;">Double-walled</td> <td data-sheets-value='{"1":2,"2":"Opal (A/O)"}' style="border-right:1px solid #000000;overflow:hidden;padding:0px 3px 0px 3px;vertical-align:bottom;font-weight:bold;">Opal (A/O)</td> <td data-sheets-numberformat='{"1":2,"2":"0.00","3":1}' data-sheets-value='{"1":3,"3":2.9}' style="overflow:hidden;padding:0px 3px 0px 3px;vertical-align:bottom;text-align:center;">2.90</td> <td data-sheets-numberformat='{"1":2,"2":"0","3":1}' data-sheets-value='{"1":3,"3":73}' style="overflow:hidden;padding:0px 3px 0px 3px;vertical-align:bottom;text-align:center;">73</td> <td data-sheets-numberformat='{"1":2,"2":"0","3":1}' data-sheets-value='{"1":3,"3":63}' style="overflow:hidden;padding:0px 3px 0px 3px;vertical-align:bottom;text-align:center;">63</td> <td data-sheets-numberformat='{"1":2,"2":"0","3":1}' data-sheets-value='{"1":3,"3":20}' style="border-right:1px solid #000000;overflow:hidden;padding:0px 3px 0px 3px;vertical-align:bottom;text-align:center;">20</td> </tr> <tr style="height:20px;"> <td style="border-left:1px solid #000000;overflow:hidden;padding:0px 3px 0px 3px;vertical-align:bottom;font-weight:bold;"></td> <td data-sheets-value='{"1":2,"2":"Double-walled"}' style="overflow:hidden;padding:0px 3px 0px 3px;vertical-align:bottom;font-weight:bold;">Double-walled</td> <td data-sheets-value='{"1":2,"2":"Opal (A/D)"}' style="border-right:1px solid #000000;overflow:hidden;padding:0px 3px 0px 3px;vertical-align:bottom;font-weight:bold;">Opal (A/D)</td> <td data-sheets-numberformat='{"1":2,"2":"0.00","3":1}' data-sheets-value='{"1":3,"3":2.9}' style="overflow:hidden;padding:0px 3px 0px 3px;vertical-align:bottom;text-align:center;">2.90</td> <td data-sheets-numberformat='{"1":2,"2":"0","3":1}' data-sheets-value='{"1":3,"3":51}' style="overflow:hidden;padding:0px 3px 0px 3px;vertical-align:bottom;text-align:center;">51</td> <td data-sheets-numberformat='{"1":2,"2":"0","3":1}' data-sheets-value='{"1":3,"3":50}' style="overflow:hidden;padding:0px 3px 0px 3px;vertical-align:bottom;text-align:center;">50</td> <td data-sheets-numberformat='{"1":2,"2":"0","3":1}' data-sheets-value='{"1":3,"3":20}' style="border-right:1px solid #000000;overflow:hidden;padding:0px 3px 0px 3px;vertical-align:bottom;text-align:center;">20</td> </tr> <tr style="height:20px;"> <td style="border-left:1px solid #000000;overflow:hidden;padding:0px 3px 0px 3px;vertical-align:bottom;font-weight:bold;"></td> <td data-sheets-value='{"1":2,"2":"Triple-walled"}' style="overflow:hidden;padding:0px 3px 0px 3px;vertical-align:bottom;font-weight:bold;">Triple-walled</td> <td data-sheets-value='{"1":2,"2":"Clear (A/H/H)"}' style="border-right:1px solid #000000;overflow:hidden;padding:0px 3px 0px 3px;vertical-align:bottom;font-weight:bold;">Clear (A/H/H)</td> <td data-sheets-numberformat='{"1":2,"2":"0.00","3":1}' data-sheets-value='{"1":3,"3":1.7}' style="overflow:hidden;padding:0px 3px 0px 3px;vertical-align:bottom;text-align:center;">1.70</td> <td data-sheets-numberformat='{"1":2,"2":"0","3":1}' data-sheets-value='{"1":3,"3":71}' style="overflow:hidden;padding:0px 3px 0px 3px;vertical-align:bottom;text-align:center;">71</td> <td data-sheets-numberformat='{"1":2,"2":"0","3":1}' data-sheets-value='{"1":3,"3":63}' style="overflow:hidden;padding:0px 3px 0px 3px;vertical-align:bottom;text-align:center;">63</td> <td data-sheets-numberformat='{"1":2,"2":"0","3":1}' data-sheets-value='{"1":3,"3":22}' style="border-right:1px solid #000000;overflow:hidden;padding:0px 3px 0px 3px;vertical-align:bottom;text-align:center;">22</td> </tr> <tr style="height:20px;"> <td style="border-left:1px solid #000000;overflow:hidden;padding:0px 3px 0px 3px;vertical-align:bottom;font-weight:bold;"></td> <td data-sheets-value='{"1":2,"2":"Triple-walled"}' style="overflow:hidden;padding:0px 3px 0px 3px;vertical-align:bottom;font-weight:bold;">Triple-walled</td> <td data-sheets-value='{"1":2,"2":"Opal (A/O/O)"}' style="border-right:1px solid #000000;overflow:hidden;padding:0px 3px 0px 3px;vertical-align:bottom;font-weight:bold;">Opal (A/O/O)</td> <td data-sheets-numberformat='{"1":2,"2":"0.00","3":1}' data-sheets-value='{"1":3,"3":1.7}' style="overflow:hidden;padding:0px 3px 0px 3px;vertical-align:bottom;text-align:center;">1.70</td> <td data-sheets-numberformat='{"1":2,"2":"0","3":1}' data-sheets-value='{"1":3,"3":61}' style="overflow:hidden;padding:0px 3px 0px 3px;vertical-align:bottom;text-align:center;">61</td> <td data-sheets-numberformat='{"1":2,"2":"0","3":1}' data-sheets-value='{"1":3,"3":48}' style="overflow:hidden;padding:0px 3px 0px 3px;vertical-align:bottom;text-align:center;">48</td> <td data-sheets-numberformat='{"1":2,"2":"0","3":1}' data-sheets-value='{"1":3,"3":22}' style="border-right:1px solid #000000;overflow:hidden;padding:0px 3px 0px 3px;vertical-align:bottom;text-align:center;">22</td> </tr> <tr style="height:20px;"> <td style="border-left:1px solid #000000;overflow:hidden;padding:0px 3px 0px 3px;vertical-align:bottom;font-weight:bold;"></td> <td data-sheets-value='{"1":2,"2":"Four-walled"}' style="overflow:hidden;padding:0px 3px 0px 3px;vertical-align:bottom;font-weight:bold;">Four-walled</td> <td data-sheets-value='{"1":2,"2":"Clear (A/H/H/H)"}' style="border-right:1px solid #000000;overflow:hidden;padding:0px 3px 0px 3px;vertical-align:bottom;font-weight:bold;">Clear (A/H/H/H)</td> <td data-sheets-numberformat='{"1":2,"2":"0.00","3":1}' data-sheets-value='{"1":3,"3":1.28}' style="overflow:hidden;padding:0px 3px 0px 3px;vertical-align:bottom;text-align:center;">1.28</td> <td data-sheets-numberformat='{"1":2,"2":"0","3":1}' data-sheets-value='{"1":3,"3":64}' style="overflow:hidden;padding:0px 3px 0px 3px;vertical-align:bottom;text-align:center;">64</td> <td data-sheets-numberformat='{"1":2,"2":"0","3":1}' data-sheets-value='{"1":3,"3":52}' style="overflow:hidden;padding:0px 3px 0px 3px;vertical-align:bottom;text-align:center;">52</td> <td data-sheets-numberformat='{"1":2,"2":"0","3":1}' data-sheets-value='{"1":3,"3":23}' style="border-right:1px solid #000000;overflow:hidden;padding:0px 3px 0px 3px;vertical-align:bottom;text-align:center;">23</td> </tr> <tr style="height:20px;"> <td style="border-bottom:1px solid #000000;border-left:1px solid #000000;overflow:hidden;padding:0px 3px 0px 3px;vertical-align:bottom;"></td> <td data-sheets-value='{"1":2,"2":"Four-walled"}' style="border-bottom:1px solid #000000;overflow:hidden;padding:0px 3px 0px 3px;vertical-align:bottom;font-weight:bold;">Four-walled</td> <td data-sheets-value='{"1":2,"2":"Opal (A/H/O/H)"}' style="border-right:1px solid #000000;border-bottom:1px solid #000000;overflow:hidden;padding:0px 3px 0px 3px;vertical-align:bottom;font-weight:bold;">Opal (A/H/O/H)</td> <td data-sheets-numberformat='{"1":2,"2":"0.00","3":1}' data-sheets-value='{"1":3,"3":1.28}' style="border-bottom:1px solid #000000;overflow:hidden;padding:0px 3px 0px 3px;vertical-align:bottom;text-align:center;">1.28</td> <td data-sheets-numberformat='{"1":2,"2":"0","3":1}' data-sheets-value='{"1":3,"3":59}' style="border-bottom:1px solid #000000;overflow:hidden;padding:0px 3px 0px 3px;vertical-align:bottom;text-align:center;">59</td> <td data-sheets-numberformat='{"1":2,"2":"0","3":1}' data-sheets-value='{"1":3,"3":46}' style="border-bottom:1px solid #000000;overflow:hidden;padding:0px 3px 0px 3px;vertical-align:bottom;text-align:center;">46</td> <td data-sheets-numberformat='{"1":2,"2":"0","3":1}' data-sheets-value='{"1":3,"3":23}' style="border-right:1px solid #000000;border-bottom:1px solid #000000;overflow:hidden;padding:0px 3px 0px 3px;vertical-align:bottom;text-align:center;">23</td> </tr> <tr style="height:20px;"> <td data-sheets-value='{"1":2,"2":"Polycarbonate"}' style="border-left:1px solid #000000;overflow:hidden;padding:0px 3px 0px 3px;vertical-align:bottom;font-weight:bold;">Polycarbonate</td> <td data-sheets-value='{"1":2,"2":"Single-walled"}' style="overflow:hidden;padding:0px 3px 0px 3px;vertical-align:bottom;font-weight:bold;">Single-walled</td> <td data-sheets-value='{"1":2,"2":"Heatstop Opal (T)"}' style="border-right:1px solid #000000;overflow:hidden;padding:0px 3px 0px 3px;vertical-align:bottom;font-weight:bold;">Heatstop Opal (T)</td> <td data-sheets-numberformat='{"1":2,"2":"0.00","3":1}' data-sheets-value='{"1":3,"3":5.17}' style="overflow:hidden;padding:0px 3px 0px 3px;vertical-align:bottom;text-align:center;">5.17</td> <td data-sheets-numberformat='{"1":2,"2":"0","3":1}' data-sheets-value='{"1":3,"3":49}' style="overflow:hidden;padding:0px 3px 0px 3px;vertical-align:bottom;text-align:center;">49</td> <td data-sheets-numberformat='{"1":2,"2":"0","3":1}' data-sheets-value='{"1":3,"3":59}' style="overflow:hidden;padding:0px 3px 0px 3px;vertical-align:bottom;text-align:center;">59</td> <td data-sheets-numberformat='{"1":2,"2":"0","3":1}' data-sheets-value='{"1":2,"2":"-"}' style="border-right:1px solid #000000;overflow:hidden;padding:0px 3px 0px 3px;vertical-align:bottom;text-align:center;">-</td> </tr> <tr style="height:20px;"> <td data-sheets-value='{"1":2,"2":"Heatstop PC"}' style="border-left:1px solid #000000;overflow:hidden;padding:0px 3px 0px 3px;vertical-align:bottom;font-weight:bold;">Heatstop PC</td> <td data-sheets-value='{"1":2,"2":"Double-walled"}' style="overflow:hidden;padding:0px 3px 0px 3px;vertical-align:bottom;font-weight:bold;">Double-walled</td> <td data-sheets-value='{"1":2,"2":"Clear (T/H)"}' style="border-right:1px solid #000000;overflow:hidden;padding:0px 3px 0px 3px;vertical-align:bottom;font-weight:bold;">Clear (T/H)</td> <td data-sheets-numberformat='{"1":2,"2":"0.00","3":1}' data-sheets-value='{"1":3,"3":2.9}' style="overflow:hidden;padding:0px 3px 0px 3px;vertical-align:bottom;text-align:center;">2.90</td> <td data-sheets-numberformat='{"1":2,"2":"0","3":1}' data-sheets-value='{"1":3,"3":44}' style="overflow:hidden;padding:0px 3px 0px 3px;vertical-align:bottom;text-align:center;">44</td> <td data-sheets-numberformat='{"1":2,"2":"0","3":1}' data-sheets-value='{"1":3,"3":51}' style="overflow:hidden;padding:0px 3px 0px 3px;vertical-align:bottom;text-align:center;">51</td> <td data-sheets-numberformat='{"1":2,"2":"0","3":1}' data-sheets-value='{"1":3,"3":20}' style="border-right:1px solid #000000;overflow:hidden;padding:0px 3px 0px 3px;vertical-align:bottom;text-align:center;">20</td> </tr> <tr style="height:20px;"> <td style="border-left:1px solid #000000;overflow:hidden;padding:0px 3px 0px 3px;vertical-align:bottom;font-weight:bold;"></td> <td data-sheets-value='{"1":2,"2":"Double-walled"}' style="overflow:hidden;padding:0px 3px 0px 3px;vertical-align:bottom;font-weight:bold;">Double-walled</td> <td data-sheets-value='{"1":2,"2":"Opal (T/O)"}' style="border-right:1px solid #000000;overflow:hidden;padding:0px 3px 0px 3px;vertical-align:bottom;font-weight:bold;">Opal (T/O)</td> <td data-sheets-numberformat='{"1":2,"2":"0.00","3":1}' data-sheets-value='{"1":3,"3":2.9}' style="overflow:hidden;padding:0px 3px 0px 3px;vertical-align:bottom;text-align:center;">2.90</td> <td data-sheets-numberformat='{"1":2,"2":"0","3":1}' data-sheets-value='{"1":3,"3":41}' style="overflow:hidden;padding:0px 3px 0px 3px;vertical-align:bottom;text-align:center;">41</td> <td data-sheets-numberformat='{"1":2,"2":"0","3":1}' data-sheets-value='{"1":3,"3":45}' style="overflow:hidden;padding:0px 3px 0px 3px;vertical-align:bottom;text-align:center;">45</td> <td data-sheets-numberformat='{"1":2,"2":"0","3":1}' data-sheets-value='{"1":3,"3":20}' style="border-right:1px solid #000000;overflow:hidden;padding:0px 3px 0px 3px;vertical-align:bottom;text-align:center;">20</td> </tr> <tr style="height:20px;"> <td style="border-left:1px solid #000000;overflow:hidden;padding:0px 3px 0px 3px;vertical-align:bottom;font-weight:bold;"></td> <td data-sheets-value='{"1":2,"2":"Triple-walled"}' style="overflow:hidden; | skylux-160-ce-met-koepel-en-pvc-opstand-30-20-met-lm-motor-0900-x-1500-mm | 8586030317901 | 46872350097741
Smoke and heat exhaust (SHEV) | SHE system | Skylux | Skylux 160° CE with skylight and PVC curb 30/20 with LM-actuator 1000 x 1000 mm |  | 25951 | 5412970259510 | 3496.9 | Yes | 30-45 | 64.65 | 1000 x 1000 mm | 1000 | 1000 |  | PVC 30/20 (30 cm high & roof opening = 20 cm larger than daylight size) | Square | 5.17 W/m²K - 1.28 W/m²K | 87% - 32% | 90% - 32% | 20dB - 23dB | 160° CE (for industry) | skylight | without spoiler | E | Single actuator | Maximum four-walled skylight possible for this product | Ut-value LT-value g-value Rw-value EN 1873 : 2014 EN ISO 13468 EN 16153 EN 410 EN 410 EN ISO 140-3 Material Walls Shells (W/m²K) (%) (%) (dB) Acrylic Single-walled Clear (H) 5.17 90 87 - PMMA Single-walled Opal (O) 5.17 83 76 - Double-walled Clear (H/H) 2.90 81 75 20 Double-walled Opal (O/O) 2.90 69 58 20 Triple-walled Clear (H/H/H) 1.70 73 65 22 Triple-walled Opal (O/H/O) 1.70 62 51 22 Four-walled Clear (H/H/H/H) 1.28 64 54 23 Four-walled Opal (H/H/O/H) 1.28 59 48 23 Polycarbonate Single-walled Clear (A) 5.17 88 83 - PC Single-walled Opal (D) 5.17 58 60 - Double-walled Clear (A/H) 2.90 79 72 20 Double-walled Clear (A/A) 2.90 77 69 20 Double-walled Opal (A/O) 2.90 73 63 20 Double-walled Opal (A/D) 2.90 51 50 20 Triple-walled Clear (A/H/H) 1.70 71 63 22 Triple-walled Opal (A/O/O) 1.70 61 48 22 Four-walled Clear (A/H/H/H) 1.28 64 52 23 Four-walled Opal (A/H/O/H) 1.28 59 46 23 Polycarbonate Single-walled Heatstop Opal (T) 5.17 49 59 - Heatstop PC Double-walled Clear (T/H) 2.90 44 51 20 Double-walled Opal (T/O) 2.90 41 45 20 Triple-walled Clear (T/H/H) 1.70 40 <td data-sheets-numberformat='{"1":2,"2":"0","3":1}' data-sheets-value='{"1":3,"3":44}' style="overflow:hidden;paddin | https://skylux.eu/en/products/skylux-160-ce-met-koepel-en-pvc-opstand-30-20-met-lm-motor-1000-x-1000-mm | https://skylux.eu/cdn/shop/files/Skylux-160deg-CE-met-koepel-en-pvc-opstand-3020-met-LM-motor-1000-x-1000-mm-RWA-systeem.jpg?v=1702980416&width=1600 | https://skylux.eu/cdn/shop/files/e5a82811-1bb0-48e4-a776-cacb59c7c092_e7efe54e-8631-4436-a772-0abbf0dc4ef7.jpg?v=1688551125&width=1600 | //skylux.eu/cdn/shop/files/E_MH_Mounting_instructions_Skylux_160_CE_LM.pdf?v=12406716259046007223 | //skylux.eu/cdn/shop/files/E_TD_Technical_File_Skylux_Skylux_160_CE_Electric.pdf?v=3667116872303399239 | <style type="text/css" id="isPasted"> <!--td { border: 1px solid #cccccc; } br { mso-data-placement: same-cell; } --> </style> <table border="1" cellpadding="0" cellspacing="0" dir="ltr" style="table-layout:fixed;font-size:10pt;font-family:Arial;border-collapse:collapse;border:none;"><tbody> <tr style="height:20px;"> <td style="overflow:hidden;padding:0px 3px 0px 3px;vertical-align:bottom;"></td> <td style="overflow:hidden;padding:0px 3px 0px 3px;vertical-align:bottom;"></td> <td style="overflow:hidden;padding:0px 3px 0px 3px;vertical-align:bottom;"></td> <td data-sheets-value='{"1":2,"2":"Ut-value"}' style="overflow:hidden;padding:0px 3px 0px 3px;vertical-align:bottom;font-weight:bold;text-align:center;">Ut-value</td> <td data-sheets-value='{"1":2,"2":"LT-value"}' style="overflow:hidden;padding:0px 3px 0px 3px;vertical-align:bottom;font-weight:bold;text-align:center;">LT-value</td> <td data-sheets-value='{"1":2,"2":"g-value"}' style="overflow:hidden;padding:0px 3px 0px 3px;vertical-align:bottom;font-weight:bold;text-align:center;">g-value</td> <td data-sheets-value='{"1":2,"2":"Rw-value "}' style="overflow:hidden;padding:0px 3px 0px 3px;vertical-align:bottom;font-weight:bold;text-align:center;">Rw-value </td> </tr> <tr style="height:20px;"> <td style="overflow:hidden;padding:0px 3px 0px 3px;vertical-align:bottom;"></td> <td style="overflow:hidden;padding:0px 3px 0px 3px;vertical-align:bottom;"></td> <td style="overflow:hidden;padding:0px 3px 0px 3px;vertical-align:bottom;"></td> <td data-sheets-numberformat='{"1":2,"2":"0.00","3":1}' data-sheets-value='{"1":2,"2":"EN 1873 : 2014"}' style="overflow:hidden;padding:0px 3px 0px 3px;vertical-align:bottom;text-align:center;">EN 1873 : 2014</td> <td data-sheets-numberformat='{"1":2,"2":"0","3":1}' data-sheets-value='{"1":2,"2":"EN ISO 13468 EN 16153 EN 410"}' style="overflow:hidden;padding:0px 3px 0px 3px;vertical-align:bottom;text-align:center;">EN ISO 13468 EN 16153 EN 410</td> <td data-sheets-numberformat='{"1":2,"2":"0","3":1}' data-sheets-value='{"1":2,"2":"EN 410"}' style="overflow:hidden;padding:0px 3px 0px 3px;vertical-align:bottom;text-align:center;">EN 410</td> <td data-sheets-value='{"1":2,"2":"EN ISO 140-3\t\t"}' style="overflow:hidden;padding:0px 3px 0px 3px;vertical-align:bottom;text-align:center;">EN ISO 140-3 </td> </tr> <tr style="height:20px;"> <td data-sheets-value='{"1":2,"2":"Material"}' style="border-bottom:1px solid #000000;overflow:hidden;padding:0px 3px 0px 3px;vertical-align:bottom;background-color:#000000;font-weight:bold;color:#ffffff;">Material</td> <td data-sheets-value='{"1":2,"2":"Walls"}' style="border-bottom:1px solid #000000;overflow:hidden;padding:0px 3px 0px 3px;vertical-align:bottom;background-color:#000000;font-weight:bold;color:#ffffff;">Walls</td> <td data-sheets-value='{"1":2,"2":"Shells"}' style="border-bottom:1px solid #000000;overflow:hidden;padding:0px 3px 0px 3px;vertical-align:bottom;background-color:#000000;font-weight:bold;color:#ffffff;">Shells</td> <td data-sheets-numberformat='{"1":2,"2":"0.00","3":1}' data-sheets-value='{"1":2,"2":"(W/m²K)\t"}' style="border-bottom:1px solid #000000;overflow:hidden;padding:0px 3px 0px 3px;vertical-align:bottom;background-color:#000000;font-weight:bold;color:#ffffff;text-align:center;">(W/m²K) </td> <td data-sheets-numberformat='{"1":2,"2":"0","3":1}' data-sheets-value='{"1":2,"2":"(%)"}' style="border-bottom:1px solid #000000;overflow:hidden;padding:0px 3px 0px 3px;vertical-align:bottom;background-color:#000000;font-weight:bold;color:#ffffff;text-align:center;">(%)</td> <td data-sheets-numberformat='{"1":2,"2":"0","3":1}' data-sheets-value='{"1":2,"2":"(%)"}' style="border-bottom:1px solid #000000;overflow:hidden;padding:0px 3px 0px 3px;vertical-align:bottom;background-color:#000000;font-weight:bold;color:#ffffff;text-align:center;">(%)</td> <td data-sheets-value='{"1":2,"2":"(dB)"}' style="border-bottom:1px solid #000000;overflow:hidden;padding:0px 3px 0px 3px;vertical-align:bottom;background-color:#000000;font-weight:bold;color:#ffffff;text-align:center;">(dB)</td> </tr> <tr style="height:20px;"> <td data-sheets-value='{"1":2,"2":"Acrylic"}' style="border-left:1px solid #000000;overflow:hidden;padding:0px 3px 0px 3px;vertical-align:bottom;font-weight:bold;">Acrylic</td> <td data-sheets-value='{"1":2,"2":"Single-walled"}' style="overflow:hidden;padding:0px 3px 0px 3px;vertical-align:bottom;font-weight:bold;">Single-walled</td> <td data-sheets-value='{"1":2,"2":"Clear (H)"}' style="border-right:1px solid #000000;overflow:hidden;padding:0px 3px 0px 3px;vertical-align:bottom;font-weight:bold;">Clear (H)</td> <td data-sheets-numberformat='{"1":2,"2":"0.00","3":1}' data-sheets-value='{"1":3,"3":5.17}' style="overflow:hidden;padding:0px 3px 0px 3px;vertical-align:bottom;text-align:center;">5.17</td> <td data-sheets-numberformat='{"1":2,"2":"0","3":1}' data-sheets-value='{"1":3,"3":90}' style="overflow:hidden;padding:0px 3px 0px 3px;vertical-align:bottom;text-align:center;">90</td> <td data-sheets-numberformat='{"1":2,"2":"0","3":1}' data-sheets-value='{"1":3,"3":87}' style="overflow:hidden;padding:0px 3px 0px 3px;vertical-align:bottom;text-align:center;">87</td> <td data-sheets-numberformat='{"1":2,"2":"0","3":1}' data-sheets-value='{"1":2,"2":"-"}' style="border-right:1px solid #000000;overflow:hidden;padding:0px 3px 0px 3px;vertical-align:bottom;text-align:center;">-</td> </tr> <tr style="height:20px;"> <td data-sheets-value='{"1":2,"2":"PMMA"}' style="border-left:1px solid #000000;overflow:hidden;padding:0px 3px 0px 3px;vertical-align:bottom;font-weight:bold;">PMMA</td> <td data-sheets-value='{"1":2,"2":"Single-walled"}' style="overflow:hidden;padding:0px 3px 0px 3px;vertical-align:bottom;font-weight:bold;">Single-walled</td> <td data-sheets-value='{"1":2,"2":"Opal (O)"}' style="border-right:1px solid #000000;overflow:hidden;padding:0px 3px 0px 3px;vertical-align:bottom;font-weight:bold;">Opal (O)</td> <td data-sheets-numberformat='{"1":2,"2":"0.00","3":1}' data-sheets-value='{"1":3,"3":5.17}' style="overflow:hidden;padding:0px 3px 0px 3px;vertical-align:bottom;text-align:center;">5.17</td> <td data-sheets-numberformat='{"1":2,"2":"0","3":1}' data-sheets-value='{"1":3,"3":83}' style="overflow:hidden;padding:0px 3px 0px 3px;vertical-align:bottom;text-align:center;">83</td> <td data-sheets-numberformat='{"1":2,"2":"0","3":1}' data-sheets-value='{"1":3,"3":76}' style="overflow:hidden;padding:0px 3px 0px 3px;vertical-align:bottom;text-align:center;">76</td> <td data-sheets-numberformat='{"1":2,"2":"0","3":1}' data-sheets-value='{"1":2,"2":"-"}' style="border-right:1px solid #000000;overflow:hidden;padding:0px 3px 0px 3px;vertical-align:bottom;text-align:center;">-</td> </tr> <tr style="height:20px;"> <td style="border-left:1px solid #000000;overflow:hidden;padding:0px 3px 0px 3px;vertical-align:bottom;font-weight:bold;"></td> <td data-sheets-value='{"1":2,"2":"Double-walled"}' style="overflow:hidden;padding:0px 3px 0px 3px;vertical-align:bottom;font-weight:bold;">Double-walled</td> <td data-sheets-value='{"1":2,"2":"Clear (H/H)"}' style="border-right:1px solid #000000;overflow:hidden;padding:0px 3px 0px 3px;vertical-align:bottom;font-weight:bold;">Clear (H/H)</td> <td data-sheets-numberformat='{"1":2,"2":"0.00","3":1}' data-sheets-value='{"1":3,"3":2.9}' style="overflow:hidden;padding:0px 3px 0px 3px;vertical-align:bottom;text-align:center;">2.90</td> <td data-sheets-numberformat='{"1":2,"2":"0","3":1}' data-sheets-value='{"1":3,"3":81}' style="overflow:hidden;padding:0px 3px 0px 3px;vertical-align:bottom;text-align:center;">81</td> <td data-sheets-numberformat='{"1":2,"2":"0","3":1}' data-sheets-value='{"1":3,"3":75}' style="overflow:hidden;padding:0px 3px 0px 3px;vertical-align:bottom;text-align:center;">75</td> <td data-sheets-numberformat='{"1":2,"2":"0","3":1}' data-sheets-value='{"1":3,"3":20}' style="border-right:1px solid #000000;overflow:hidden;padding:0px 3px 0px 3px;vertical-align:bottom;text-align:center;">20</td> </tr> <tr style="height:20px;"> <td style="border-left:1px solid #000000;overflow:hidden;padding:0px 3px 0px 3px;vertical-align:bottom;font-weight:bold;"></td> <td data-sheets-value='{"1":2,"2":"Double-walled"}' style="overflow:hidden;padding:0px 3px 0px 3px;vertical-align:bottom;font-weight:bold;">Double-walled</td> <td data-sheets-value='{"1":2,"2":"Opal (O/O)"}' style="border-right:1px solid #000000;overflow:hidden;padding:0px 3px 0px 3px;vertical-align:bottom;font-weight:bold;">Opal (O/O)</td> <td data-sheets-numberformat='{"1":2,"2":"0.00","3":1}' data-sheets-value='{"1":3,"3":2.9}' style="overflow:hidden;padding:0px 3px 0px 3px;vertical-align:bottom;text-align:center;">2.90</td> <td data-sheets-numberformat='{"1":2,"2":"0","3":1}' data-sheets-value='{"1":3,"3":69}' style="overflow:hidden;padding:0px 3px 0px 3px;vertical-align:bottom;text-align:center;">69</td> <td data-sheets-numberformat='{"1":2,"2":"0","3":1}' data-sheets-value='{"1":3,"3":58}' style="overflow:hidden;padding:0px 3px 0px 3px;vertical-align:bottom;text-align:center;">58</td> <td data-sheets-numberformat='{"1":2,"2":"0","3":1}' data-sheets-value='{"1":3,"3":20}' style="border-right:1px solid #000000;overflow:hidden;padding:0px 3px 0px 3px;vertical-align:bottom;text-align:center;">20</td> </tr> <tr style="height:20px;"> <td style="border-left:1px solid #000000;overflow:hidden;padding:0px 3px 0px 3px;vertical-align:bottom;font-weight:bold;"></td> <td data-sheets-value='{"1":2,"2":"Triple-walled"}' style="overflow:hidden;padding:0px 3px 0px 3px;vertical-align:bottom;font-weight:bold;">Triple-walled</td> <td data-sheets-value='{"1":2,"2":"Clear (H/H/H)"}' style="border-right:1px solid #000000;overflow:hidden;padding:0px 3px 0px 3px;vertical-align:bottom;font-weight:bold;">Clear (H/H/H)</td> <td data-sheets-numberformat='{"1":2,"2":"0.00","3":1}' data-sheets-value='{"1":3,"3":1.7}' style="overflow:hidden;padding:0px 3px 0px 3px;vertical-align:bottom;text-align:center;">1.70</td> <td data-sheets-numberformat='{"1":2,"2":"0","3":1}' data-sheets-value='{"1":3,"3":73}' style="overflow:hidden;padding:0px 3px 0px 3px;vertical-align:bottom;text-align:center;">73</td> <td data-sheets-numberformat='{"1":2,"2":"0","3":1}' data-sheets-value='{"1":3,"3":65}' style="overflow:hidden;padding:0px 3px 0px 3px;vertical-align:bottom;text-align:center;">65</td> <td data-sheets-numberformat='{"1":2,"2":"0","3":1}' data-sheets-value='{"1":3,"3":22}' style="border-right:1px solid #000000;overflow:hidden;padding:0px 3px 0px 3px;vertical-align:bottom;text-align:center;">22</td> </tr> <tr style="height:20px;"> <td style="border-left:1px solid #000000;overflow:hidden;padding:0px 3px 0px 3px;vertical-align:bottom;font-weight:bold;"></td> <td data-sheets-value='{"1":2,"2":"Triple-walled"}' style="overflow:hidden;padding:0px 3px 0px 3px;vertical-align:bottom;font-weight:bold;">Triple-walled</td> <td data-sheets-value='{"1":2,"2":"Opal (O/H/O)"}' style="border-right:1px solid #000000;overflow:hidden;padding:0px 3px 0px 3px;vertical-align:bottom;font-weight:bold;">Opal (O/H/O)</td> <td data-sheets-numberformat='{"1":2,"2":"0.00","3":1}' data-sheets-value='{"1":3,"3":1.7}' style="overflow:hidden;padding:0px 3px 0px 3px;vertical-align:bottom;text-align:center;">1.70</td> <td data-sheets-numberformat='{"1":2,"2":"0","3":1}' data-sheets-value='{"1":3,"3":62}' style="overflow:hidden;padding:0px 3px 0px 3px;vertical-align:bottom;text-align:center;">62</td> <td data-sheets-numberformat='{"1":2,"2":"0","3":1}' data-sheets-value='{"1":3,"3":51}' style="overflow:hidden;padding:0px 3px 0px 3px;vertical-align:bottom;text-align:center;">51</td> <td data-sheets-numberformat='{"1":2,"2":"0","3":1}' data-sheets-value='{"1":3,"3":22}' style="border-right:1px solid #000000;overflow:hidden;padding:0px 3px 0px 3px;vertical-align:bottom;text-align:center;">22</td> </tr> <tr style="height:20px;"> <td style="border-left:1px solid #000000;overflow:hidden;padding:0px 3px 0px 3px;vertical-align:bottom;font-weight:bold;"></td> <td data-sheets-value='{"1":2,"2":"Four-walled"}' style="overflow:hidden;padding:0px 3px 0px 3px;vertical-align:bottom;font-weight:bold;">Four-walled</td> <td data-sheets-value='{"1":2,"2":"Clear (H/H/H/H)"}' style="border-right:1px solid #000000;overflow:hidden;padding:0px 3px 0px 3px;vertical-align:bottom;font-weight:bold;">Clear (H/H/H/H)</td> <td data-sheets-numberformat='{"1":2,"2":"0.00","3":1}' data-sheets-value='{"1":3,"3":1.28}' style="overflow:hidden;padding:0px 3px 0px 3px;vertical-align:bottom;text-align:center;">1.28</td> <td data-sheets-numberformat='{"1":2,"2":"0","3":1}' data-sheets-value='{"1":3,"3":64}' style="overflow:hidden;padding:0px 3px 0px 3px;vertical-align:bottom;text-align:center;">64</td> <td data-sheets-numberformat='{"1":2,"2":"0","3":1}' data-sheets-value='{"1":3,"3":54}' style="overflow:hidden;padding:0px 3px 0px 3px;vertical-align:bottom;text-align:center;">54</td> <td data-sheets-numberformat='{"1":2,"2":"0","3":1}' data-sheets-value='{"1":3,"3":23}' style="border-right:1px solid #000000;overflow:hidden;padding:0px 3px 0px 3px;vertical-align:bottom;text-align:center;">23</td> </tr> <tr style="height:20px;"> <td style="border-bottom:1px solid #000000;border-left:1px solid #000000;overflow:hidden;padding:0px 3px 0px 3px;vertical-align:bottom;"></td> <td data-sheets-value='{"1":2,"2":"Four-walled"}' style="border-bottom:1px solid #000000;overflow:hidden;padding:0px 3px 0px 3px;vertical-align:bottom;font-weight:bold;">Four-walled</td> <td data-sheets-value='{"1":2,"2":"Opal (H/H/O/H)"}' style="border-right:1px solid #000000;border-bottom:1px solid #000000;overflow:hidden;padding:0px 3px 0px 3px;vertical-align:bottom;font-weight:bold;">Opal (H/H/O/H)</td> <td data-sheets-numberformat='{"1":2,"2":"0.00","3":1}' data-sheets-value='{"1":3,"3":1.28}' style="border-bottom:1px solid #000000;overflow:hidden;padding:0px 3px 0px 3px;vertical-align:bottom;text-align:center;">1.28</td> <td data-sheets-numberformat='{"1":2,"2":"0","3":1}' data-sheets-value='{"1":3,"3":59}' style="border-bottom:1px solid #000000;overflow:hidden;padding:0px 3px 0px 3px;vertical-align:bottom;text-align:center;">59</td> <td data-sheets-numberformat='{"1":2,"2":"0","3":1}' data-sheets-value='{"1":3,"3":48}' style="border-bottom:1px solid #000000;overflow:hidden;padding:0px 3px 0px 3px;vertical-align:bottom;text-align:center;">48</td> <td data-sheets-numberformat='{"1":2,"2":"0","3":1}' data-sheets-value='{"1":3,"3":23}' style="border-right:1px solid #000000;border-bottom:1px solid #000000;overflow:hidden;padding:0px 3px 0px 3px;vertical-align:bottom;text-align:center;">23</td> </tr> <tr style="height:20px;"> <td data-sheets-value='{"1":2,"2":"Polycarbonate "}' style="border-left:1px solid #000000;overflow:hidden;padding:0px 3px 0px 3px;vertical-align:bottom;font-weight:bold;">Polycarbonate </td> <td data-sheets-value='{"1":2,"2":"Single-walled"}' style="overflow:hidden;padding:0px 3px 0px 3px;vertical-align:bottom;font-weight:bold;">Single-walled</td> <td data-sheets-value='{"1":2,"2":"Clear (A)"}' style="border-right:1px solid #000000;overflow:hidden;padding:0px 3px 0px 3px;vertical-align:bottom;font-weight:bold;">Clear (A)</td> <td data-sheets-numberformat='{"1":2,"2":"0.00","3":1}' data-sheets-value='{"1":3,"3":5.17}' style="overflow:hidden;padding:0px 3px 0px 3px;vertical-align:bottom;text-align:center;">5.17</td> <td data-sheets-numberformat='{"1":2,"2":"0","3":1}' data-sheets-value='{"1":3,"3":88}' style="overflow:hidden;padding:0px 3px 0px 3px;vertical-align:bottom;text-align:center;">88</td> <td data-sheets-numberformat='{"1":2,"2":"0","3":1}' data-sheets-value='{"1":3,"3":83}' style="overflow:hidden;padding:0px 3px 0px 3px;vertical-align:bottom;text-align:center;">83</td> <td data-sheets-numberformat='{"1":2,"2":"0","3":1}' data-sheets-value='{"1":2,"2":"-"}' style="border-right:1px solid #000000;overflow:hidden;padding:0px 3px 0px 3px;vertical-align:bottom;text-align:center;">-</td> </tr> <tr style="height:20px;"> <td data-sheets-value='{"1":2,"2":"PC"}' style="border-left:1px solid #000000;overflow:hidden;padding:0px 3px 0px 3px;vertical-align:bottom;font-weight:bold;">PC</td> <td data-sheets-value='{"1":2,"2":"Single-walled"}' style="overflow:hidden;padding:0px 3px 0px 3px;vertical-align:bottom;font-weight:bold;">Single-walled</td> <td data-sheets-value='{"1":2,"2":"Opal (D)"}' style="border-right:1px solid #000000;overflow:hidden;padding:0px 3px 0px 3px;vertical-align:bottom;font-weight:bold;">Opal (D)</td> <td data-sheets-numberformat='{"1":2,"2":"0.00","3":1}' data-sheets-value='{"1":3,"3":5.17}' style="overflow:hidden;padding:0px 3px 0px 3px;vertical-align:bottom;text-align:center;">5.17</td> <td data-sheets-numberformat='{"1":2,"2":"0","3":1}' data-sheets-value='{"1":3,"3":58}' style="overflow:hidden;padding:0px 3px 0px 3px;vertical-align:bottom;text-align:center;">58</td> <td data-sheets-numberformat='{"1":2,"2":"0","3":1}' data-sheets-value='{"1":3,"3":60}' style="overflow:hidden;padding:0px 3px 0px 3px;vertical-align:bottom;text-align:center;">60</td> <td data-sheets-numberformat='{"1":2,"2":"0","3":1}' data-sheets-value='{"1":2,"2":"-"}' style="border-right:1px solid #000000;overflow:hidden;padding:0px 3px 0px 3px;vertical-align:bottom;text-align:center;">-</td> </tr> <tr style="height:20px;"> <td style="border-left:1px solid #000000;overflow:hidden;padding:0px 3px 0px 3px;vertical-align:bottom;font-weight:bold;"></td> <td data-sheets-value='{"1":2,"2":"Double-walled"}' style="overflow:hidden;padding:0px 3px 0px 3px;vertical-align:bottom;font-weight:bold;">Double-walled</td> <td data-sheets-value='{"1":2,"2":"Clear (A/H)"}' style="border-right:1px solid #000000;overflow:hidden;padding:0px 3px 0px 3px;vertical-align:bottom;font-weight:bold;">Clear (A/H)</td> <td data-sheets-numberformat='{"1":2,"2":"0.00","3":1}' data-sheets-value='{"1":3,"3":2.9}' style="overflow:hidden;padding:0px 3px 0px 3px;vertical-align:bottom;text-align:center;">2.90</td> <td data-sheets-numberformat='{"1":2,"2":"0","3":1}' data-sheets-value='{"1":3,"3":79}' style="overflow:hidden;padding:0px 3px 0px 3px;vertical-align:bottom;text-align:center;">79</td> <td data-sheets-numberformat='{"1":2,"2":"0","3":1}' data-sheets-value='{"1":3,"3":72}' style="overflow:hidden;padding:0px 3px 0px 3px;vertical-align:bottom;text-align:center;">72</td> <td data-sheets-numberformat='{"1":2,"2":"0","3":1}' data-sheets-value='{"1":3,"3":20}' style="border-right:1px solid #000000;overflow:hidden;padding:0px 3px 0px 3px;vertical-align:bottom;text-align:center;">20</td> </tr> <tr style="height:20px;"> <td style="border-left:1px solid #000000;overflow:hidden;padding:0px 3px 0px 3px;vertical-align:bottom;font-weight:bold;"></td> <td data-sheets-value='{"1":2,"2":"Double-walled"}' style="overflow:hidden;padding:0px 3px 0px 3px;vertical-align:bottom;font-weight:bold;">Double-walled</td> <td data-sheets-value='{"1":2,"2":"Clear (A/A)"}' style="border-right:1px solid #000000;overflow:hidden;padding:0px 3px 0px 3px;vertical-align:bottom;font-weight:bold;">Clear (A/A)</td> <td data-sheets-numberformat='{"1":2,"2":"0.00","3":1}' data-sheets-value='{"1":3,"3":2.9}' style="overflow:hidden;padding:0px 3px 0px 3px;vertical-align:bottom;text-align:center;">2.90</td> <td data-sheets-numberformat='{"1":2,"2":"0","3":1}' data-sheets-value='{"1":3,"3":77}' style="overflow:hidden;padding:0px 3px 0px 3px;vertical-align:bottom;text-align:center;">77</td> <td data-sheets-numberformat='{"1":2,"2":"0","3":1}' data-sheets-value='{"1":3,"3":69}' style="overflow:hidden;padding:0px 3px 0px 3px;vertical-align:bottom;text-align:center;">69</td> <td data-sheets-numberformat='{"1":2,"2":"0","3":1}' data-sheets-value='{"1":3,"3":20}' style="border-right:1px solid #000000;overflow:hidden;padding:0px 3px 0px 3px;vertical-align:bottom;text-align:center;">20</td> </tr> <tr style="height:20px;"> <td style="border-left:1px solid #000000;overflow:hidden;padding:0px 3px 0px 3px;vertical-align:bottom;font-weight:bold;"></td> <td data-sheets-value='{"1":2,"2":"Double-walled"}' style="overflow:hidden;padding:0px 3px 0px 3px;vertical-align:bottom;font-weight:bold;">Double-walled</td> <td data-sheets-value='{"1":2,"2":"Opal (A/O)"}' style="border-right:1px solid #000000;overflow:hidden;padding:0px 3px 0px 3px;vertical-align:bottom;font-weight:bold;">Opal (A/O)</td> <td data-sheets-numberformat='{"1":2,"2":"0.00","3":1}' data-sheets-value='{"1":3,"3":2.9}' style="overflow:hidden;padding:0px 3px 0px 3px;vertical-align:bottom;text-align:center;">2.90</td> <td data-sheets-numberformat='{"1":2,"2":"0","3":1}' data-sheets-value='{"1":3,"3":73}' style="overflow:hidden;padding:0px 3px 0px 3px;vertical-align:bottom;text-align:center;">73</td> <td data-sheets-numberformat='{"1":2,"2":"0","3":1}' data-sheets-value='{"1":3,"3":63}' style="overflow:hidden;padding:0px 3px 0px 3px;vertical-align:bottom;text-align:center;">63</td> <td data-sheets-numberformat='{"1":2,"2":"0","3":1}' data-sheets-value='{"1":3,"3":20}' style="border-right:1px solid #000000;overflow:hidden;padding:0px 3px 0px 3px;vertical-align:bottom;text-align:center;">20</td> </tr> <tr style="height:20px;"> <td style="border-left:1px solid #000000;overflow:hidden;padding:0px 3px 0px 3px;vertical-align:bottom;font-weight:bold;"></td> <td data-sheets-value='{"1":2,"2":"Double-walled"}' style="overflow:hidden;padding:0px 3px 0px 3px;vertical-align:bottom;font-weight:bold;">Double-walled</td> <td data-sheets-value='{"1":2,"2":"Opal (A/D)"}' style="border-right:1px solid #000000;overflow:hidden;padding:0px 3px 0px 3px;vertical-align:bottom;font-weight:bold;">Opal (A/D)</td> <td data-sheets-numberformat='{"1":2,"2":"0.00","3":1}' data-sheets-value='{"1":3,"3":2.9}' style="overflow:hidden;padding:0px 3px 0px 3px;vertical-align:bottom;text-align:center;">2.90</td> <td data-sheets-numberformat='{"1":2,"2":"0","3":1}' data-sheets-value='{"1":3,"3":51}' style="overflow:hidden;padding:0px 3px 0px 3px;vertical-align:bottom;text-align:center;">51</td> <td data-sheets-numberformat='{"1":2,"2":"0","3":1}' data-sheets-value='{"1":3,"3":50}' style="overflow:hidden;padding:0px 3px 0px 3px;vertical-align:bottom;text-align:center;">50</td> <td data-sheets-numberformat='{"1":2,"2":"0","3":1}' data-sheets-value='{"1":3,"3":20}' style="border-right:1px solid #000000;overflow:hidden;padding:0px 3px 0px 3px;vertical-align:bottom;text-align:center;">20</td> </tr> <tr style="height:20px;"> <td style="border-left:1px solid #000000;overflow:hidden;padding:0px 3px 0px 3px;vertical-align:bottom;font-weight:bold;"></td> <td data-sheets-value='{"1":2,"2":"Triple-walled"}' style="overflow:hidden;padding:0px 3px 0px 3px;vertical-align:bottom;font-weight:bold;">Triple-walled</td> <td data-sheets-value='{"1":2,"2":"Clear (A/H/H)"}' style="border-right:1px solid #000000;overflow:hidden;padding:0px 3px 0px 3px;vertical-align:bottom;font-weight:bold;">Clear (A/H/H)</td> <td data-sheets-numberformat='{"1":2,"2":"0.00","3":1}' data-sheets-value='{"1":3,"3":1.7}' style="overflow:hidden;padding:0px 3px 0px 3px;vertical-align:bottom;text-align:center;">1.70</td> <td data-sheets-numberformat='{"1":2,"2":"0","3":1}' data-sheets-value='{"1":3,"3":71}' style="overflow:hidden;padding:0px 3px 0px 3px;vertical-align:bottom;text-align:center;">71</td> <td data-sheets-numberformat='{"1":2,"2":"0","3":1}' data-sheets-value='{"1":3,"3":63}' style="overflow:hidden;padding:0px 3px 0px 3px;vertical-align:bottom;text-align:center;">63</td> <td data-sheets-numberformat='{"1":2,"2":"0","3":1}' data-sheets-value='{"1":3,"3":22}' style="border-right:1px solid #000000;overflow:hidden;padding:0px 3px 0px 3px;vertical-align:bottom;text-align:center;">22</td> </tr> <tr style="height:20px;"> <td style="border-left:1px solid #000000;overflow:hidden;padding:0px 3px 0px 3px;vertical-align:bottom;font-weight:bold;"></td> <td data-sheets-value='{"1":2,"2":"Triple-walled"}' style="overflow:hidden;padding:0px 3px 0px 3px;vertical-align:bottom;font-weight:bold;">Triple-walled</td> <td data-sheets-value='{"1":2,"2":"Opal (A/O/O)"}' style="border-right:1px solid #000000;overflow:hidden;padding:0px 3px 0px 3px;vertical-align:bottom;font-weight:bold;">Opal (A/O/O)</td> <td data-sheets-numberformat='{"1":2,"2":"0.00","3":1}' data-sheets-value='{"1":3,"3":1.7}' style="overflow:hidden;padding:0px 3px 0px 3px;vertical-align:bottom;text-align:center;">1.70</td> <td data-sheets-numberformat='{"1":2,"2":"0","3":1}' data-sheets-value='{"1":3,"3":61}' style="overflow:hidden;padding:0px 3px 0px 3px;vertical-align:bottom;text-align:center;">61</td> <td data-sheets-numberformat='{"1":2,"2":"0","3":1}' data-sheets-value='{"1":3,"3":48}' style="overflow:hidden;padding:0px 3px 0px 3px;vertical-align:bottom;text-align:center;">48</td> <td data-sheets-numberformat='{"1":2,"2":"0","3":1}' data-sheets-value='{"1":3,"3":22}' style="border-right:1px solid #000000;overflow:hidden;padding:0px 3px 0px 3px;vertical-align:bottom;text-align:center;">22</td> </tr> <tr style="height:20px;"> <td style="border-left:1px solid #000000;overflow:hidden;padding:0px 3px 0px 3px;vertical-align:bottom;font-weight:bold;"></td> <td data-sheets-value='{"1":2,"2":"Four-walled"}' style="overflow:hidden;padding:0px 3px 0px 3px;vertical-align:bottom;font-weight:bold;">Four-walled</td> <td data-sheets-value='{"1":2,"2":"Clear (A/H/H/H)"}' style="border-right:1px solid #000000;overflow:hidden;padding:0px 3px 0px 3px;vertical-align:bottom;font-weight:bold;">Clear (A/H/H/H)</td> <td data-sheets-numberformat='{"1":2,"2":"0.00","3":1}' data-sheets-value='{"1":3,"3":1.28}' style="overflow:hidden;padding:0px 3px 0px 3px;vertical-align:bottom;text-align:center;">1.28</td> <td data-sheets-numberformat='{"1":2,"2":"0","3":1}' data-sheets-value='{"1":3,"3":64}' style="overflow:hidden;padding:0px 3px 0px 3px;vertical-align:bottom;text-align:center;">64</td> <td data-sheets-numberformat='{"1":2,"2":"0","3":1}' data-sheets-value='{"1":3,"3":52}' style="overflow:hidden;padding:0px 3px 0px 3px;vertical-align:bottom;text-align:center;">52</td> <td data-sheets-numberformat='{"1":2,"2":"0","3":1}' data-sheets-value='{"1":3,"3":23}' style="border-right:1px solid #000000;overflow:hidden;padding:0px 3px 0px 3px;vertical-align:bottom;text-align:center;">23</td> </tr> <tr style="height:20px;"> <td style="border-bottom:1px solid #000000;border-left:1px solid #000000;overflow:hidden;padding:0px 3px 0px 3px;vertical-align:bottom;"></td> <td data-sheets-value='{"1":2,"2":"Four-walled"}' style="border-bottom:1px solid #000000;overflow:hidden;padding:0px 3px 0px 3px;vertical-align:bottom;font-weight:bold;">Four-walled</td> <td data-sheets-value='{"1":2,"2":"Opal (A/H/O/H)"}' style="border-right:1px solid #000000;border-bottom:1px solid #000000;overflow:hidden;padding:0px 3px 0px 3px;vertical-align:bottom;font-weight:bold;">Opal (A/H/O/H)</td> <td data-sheets-numberformat='{"1":2,"2":"0.00","3":1}' data-sheets-value='{"1":3,"3":1.28}' style="border-bottom:1px solid #000000;overflow:hidden;padding:0px 3px 0px 3px;vertical-align:bottom;text-align:center;">1.28</td> <td data-sheets-numberformat='{"1":2,"2":"0","3":1}' data-sheets-value='{"1":3,"3":59}' style="border-bottom:1px solid #000000;overflow:hidden;padding:0px 3px 0px 3px;vertical-align:bottom;text-align:center;">59</td> <td data-sheets-numberformat='{"1":2,"2":"0","3":1}' data-sheets-value='{"1":3,"3":46}' style="border-bottom:1px solid #000000;overflow:hidden;padding:0px 3px 0px 3px;vertical-align:bottom;text-align:center;">46</td> <td data-sheets-numberformat='{"1":2,"2":"0","3":1}' data-sheets-value='{"1":3,"3":23}' style="border-right:1px solid #000000;border-bottom:1px solid #000000;overflow:hidden;padding:0px 3px 0px 3px;vertical-align:bottom;text-align:center;">23</td> </tr> <tr style="height:20px;"> <td data-sheets-value='{"1":2,"2":"Polycarbonate"}' style="border-left:1px solid #000000;overflow:hidden;padding:0px 3px 0px 3px;vertical-align:bottom;font-weight:bold;">Polycarbonate</td> <td data-sheets-value='{"1":2,"2":"Single-walled"}' style="overflow:hidden;padding:0px 3px 0px 3px;vertical-align:bottom;font-weight:bold;">Single-walled</td> <td data-sheets-value='{"1":2,"2":"Heatstop Opal (T)"}' style="border-right:1px solid #000000;overflow:hidden;padding:0px 3px 0px 3px;vertical-align:bottom;font-weight:bold;">Heatstop Opal (T)</td> <td data-sheets-numberformat='{"1":2,"2":"0.00","3":1}' data-sheets-value='{"1":3,"3":5.17}' style="overflow:hidden;padding:0px 3px 0px 3px;vertical-align:bottom;text-align:center;">5.17</td> <td data-sheets-numberformat='{"1":2,"2":"0","3":1}' data-sheets-value='{"1":3,"3":49}' style="overflow:hidden;padding:0px 3px 0px 3px;vertical-align:bottom;text-align:center;">49</td> <td data-sheets-numberformat='{"1":2,"2":"0","3":1}' data-sheets-value='{"1":3,"3":59}' style="overflow:hidden;padding:0px 3px 0px 3px;vertical-align:bottom;text-align:center;">59</td> <td data-sheets-numberformat='{"1":2,"2":"0","3":1}' data-sheets-value='{"1":2,"2":"-"}' style="border-right:1px solid #000000;overflow:hidden;padding:0px 3px 0px 3px;vertical-align:bottom;text-align:center;">-</td> </tr> <tr style="height:20px;"> <td data-sheets-value='{"1":2,"2":"Heatstop PC"}' style="border-left:1px solid #000000;overflow:hidden;padding:0px 3px 0px 3px;vertical-align:bottom;font-weight:bold;">Heatstop PC</td> <td data-sheets-value='{"1":2,"2":"Double-walled"}' style="overflow:hidden;padding:0px 3px 0px 3px;vertical-align:bottom;font-weight:bold;">Double-walled</td> <td data-sheets-value='{"1":2,"2":"Clear (T/H)"}' style="border-right:1px solid #000000;overflow:hidden;padding:0px 3px 0px 3px;vertical-align:bottom;font-weight:bold;">Clear (T/H)</td> <td data-sheets-numberformat='{"1":2,"2":"0.00","3":1}' data-sheets-value='{"1":3,"3":2.9}' style="overflow:hidden;padding:0px 3px 0px 3px;vertical-align:bottom;text-align:center;">2.90</td> <td data-sheets-numberformat='{"1":2,"2":"0","3":1}' data-sheets-value='{"1":3,"3":44}' style="overflow:hidden;padding:0px 3px 0px 3px;vertical-align:bottom;text-align:center;">44</td> <td data-sheets-numberformat='{"1":2,"2":"0","3":1}' data-sheets-value='{"1":3,"3":51}' style="overflow:hidden;padding:0px 3px 0px 3px;vertical-align:bottom;text-align:center;">51</td> <td data-sheets-numberformat='{"1":2,"2":"0","3":1}' data-sheets-value='{"1":3,"3":20}' style="border-right:1px solid #000000;overflow:hidden;padding:0px 3px 0px 3px;vertical-align:bottom;text-align:center;">20</td> </tr> <tr style="height:20px;"> <td style="border-left:1px solid #000000;overflow:hidden;padding:0px 3px 0px 3px;vertical-align:bottom;font-weight:bold;"></td> <td data-sheets-value='{"1":2,"2":"Double-walled"}' style="overflow:hidden;padding:0px 3px 0px 3px;vertical-align:bottom;font-weight:bold;">Double-walled</td> <td data-sheets-value='{"1":2,"2":"Opal (T/O)"}' style="border-right:1px solid #000000;overflow:hidden;padding:0px 3px 0px 3px;vertical-align:bottom;font-weight:bold;">Opal (T/O)</td> <td data-sheets-numberformat='{"1":2,"2":"0.00","3":1}' data-sheets-value='{"1":3,"3":2.9}' style="overflow:hidden;padding:0px 3px 0px 3px;vertical-align:bottom;text-align:center;">2.90</td> <td data-sheets-numberformat='{"1":2,"2":"0","3":1}' data-sheets-value='{"1":3,"3":41}' style="overflow:hidden;padding:0px 3px 0px 3px;vertical-align:bottom;text-align:center;">41</td> <td data-sheets-numberformat='{"1":2,"2":"0","3":1}' data-sheets-value='{"1":3,"3":45}' style="overflow:hidden;padding:0px 3px 0px 3px;vertical-align:bottom;text-align:center;">45</td> <td data-sheets-numberformat='{"1":2,"2":"0","3":1}' data-sheets-value='{"1":3,"3":20}' style="border-right:1px solid #000000;overflow:hidden;padding:0px 3px 0px 3px;vertical-align:bottom;text-align:center;">20</td> </tr> <tr style="height:20px;"> <td style="border-left:1px solid #000000;overflow:hidden;padding:0px 3px 0px 3px;vertical-align:bottom;font-weight:bold;"></td> <td data-sheets-value='{"1":2,"2":"Triple-walled"}' style="overflow:hidden; | skylux-160-ce-met-koepel-en-pvc-opstand-30-20-met-lm-motor-1000-x-1000-mm | 8586030383437 | 46872350163277
Smoke and heat exhaust (SHEV) | SHE system | Skylux | Skylux 160° CE with skylight and PVC curb 30/20 with LM-actuator 1000 x 1300 mm |  | 25956 | 5412970259565 | 3752.25 | Yes | 30-45 | 70.41 | 1000 x 1300 mm | 1300 | 1000 |  | PVC 30/20 (30 cm high & roof opening = 20 cm larger than daylight size) | Rectangular | 5.17 W/m²K - 1.28 W/m²K | 87% - 32% | 90% - 32% | 20dB - 23dB | 160° CE (for industry) | skylight | without spoiler | E | Single actuator | Maximum four-walled skylight possible for this product | Ut-value LT-value g-value Rw-value EN 1873 : 2014 EN ISO 13468 EN 16153 EN 410 EN 410 EN ISO 140-3 Material Walls Shells (W/m²K) (%) (%) (dB) Acrylic Single-walled Clear (H) 5.17 90 87 - PMMA Single-walled Opal (O) 5.17 83 76 - Double-walled Clear (H/H) 2.90 81 75 20 Double-walled Opal (O/O) 2.90 69 58 20 Triple-walled Clear (H/H/H) 1.70 73 65 22 Triple-walled Opal (O/H/O) 1.70 62 51 22 Four-walled Clear (H/H/H/H) 1.28 64 54 23 Four-walled Opal (H/H/O/H) 1.28 59 48 23 Polycarbonate Single-walled Clear (A) 5.17 88 83 - PC Single-walled Opal (D) 5.17 58 60 - Double-walled Clear (A/H) 2.90 79 72 20 Double-walled Clear (A/A) 2.90 77 69 20 Double-walled Opal (A/O) 2.90 73 63 20 Double-walled Opal (A/D) 2.90 51 50 20 Triple-walled Clear (A/H/H) 1.70 71 63 22 Triple-walled Opal (A/O/O) 1.70 61 48 22 Four-walled Clear (A/H/H/H) 1.28 64 52 23 Four-walled Opal (A/H/O/H) 1.28 59 46 23 Polycarbonate Single-walled Heatstop Opal (T) 5.17 49 59 - Heatstop PC Double-walled Clear (T/H) 2.90 44 51 20 Double-walled Opal (T/O) 2.90 41 45 20 Triple-walled Clear (T/H/H) 1.70 40 <td data-sheets-numberformat='{"1":2,"2":"0","3":1}' data-sheets-value='{"1":3,"3":44}' style="overflow:hidden;paddin | https://skylux.eu/en/products/skylux-160-ce-met-koepel-en-pvc-opstand-30-20-met-lm-motor-1000-x-1300-mm | https://skylux.eu/cdn/shop/files/Skylux-160deg-CE-met-koepel-en-pvc-opstand-3020-met-LM-motor-1000-x-1300-mm-RWA-systeem.jpg?v=1702980421&width=1600 | https://skylux.eu/cdn/shop/files/e5a82811-1bb0-48e4-a776-cacb59c7c092_48c31222-0278-4d30-93b4-5bc68839a059.jpg?v=1688551126&width=1600 | //skylux.eu/cdn/shop/files/E_MH_Mounting_instructions_Skylux_160_CE_LM.pdf?v=12406716259046007223 | //skylux.eu/cdn/shop/files/E_TD_Technical_File_Skylux_Skylux_160_CE_Electric.pdf?v=3667116872303399239 | <style type="text/css" id="isPasted"> <!--td { border: 1px solid #cccccc; } br { mso-data-placement: same-cell; } --> </style> <table border="1" cellpadding="0" cellspacing="0" dir="ltr" style="table-layout:fixed;font-size:10pt;font-family:Arial;border-collapse:collapse;border:none;"><tbody> <tr style="height:20px;"> <td style="overflow:hidden;padding:0px 3px 0px 3px;vertical-align:bottom;"></td> <td style="overflow:hidden;padding:0px 3px 0px 3px;vertical-align:bottom;"></td> <td style="overflow:hidden;padding:0px 3px 0px 3px;vertical-align:bottom;"></td> <td data-sheets-value='{"1":2,"2":"Ut-value"}' style="overflow:hidden;padding:0px 3px 0px 3px;vertical-align:bottom;font-weight:bold;text-align:center;">Ut-value</td> <td data-sheets-value='{"1":2,"2":"LT-value"}' style="overflow:hidden;padding:0px 3px 0px 3px;vertical-align:bottom;font-weight:bold;text-align:center;">LT-value</td> <td data-sheets-value='{"1":2,"2":"g-value"}' style="overflow:hidden;padding:0px 3px 0px 3px;vertical-align:bottom;font-weight:bold;text-align:center;">g-value</td> <td data-sheets-value='{"1":2,"2":"Rw-value "}' style="overflow:hidden;padding:0px 3px 0px 3px;vertical-align:bottom;font-weight:bold;text-align:center;">Rw-value </td> </tr> <tr style="height:20px;"> <td style="overflow:hidden;padding:0px 3px 0px 3px;vertical-align:bottom;"></td> <td style="overflow:hidden;padding:0px 3px 0px 3px;vertical-align:bottom;"></td> <td style="overflow:hidden;padding:0px 3px 0px 3px;vertical-align:bottom;"></td> <td data-sheets-numberformat='{"1":2,"2":"0.00","3":1}' data-sheets-value='{"1":2,"2":"EN 1873 : 2014"}' style="overflow:hidden;padding:0px 3px 0px 3px;vertical-align:bottom;text-align:center;">EN 1873 : 2014</td> <td data-sheets-numberformat='{"1":2,"2":"0","3":1}' data-sheets-value='{"1":2,"2":"EN ISO 13468 EN 16153 EN 410"}' style="overflow:hidden;padding:0px 3px 0px 3px;vertical-align:bottom;text-align:center;">EN ISO 13468 EN 16153 EN 410</td> <td data-sheets-numberformat='{"1":2,"2":"0","3":1}' data-sheets-value='{"1":2,"2":"EN 410"}' style="overflow:hidden;padding:0px 3px 0px 3px;vertical-align:bottom;text-align:center;">EN 410</td> <td data-sheets-value='{"1":2,"2":"EN ISO 140-3\t\t"}' style="overflow:hidden;padding:0px 3px 0px 3px;vertical-align:bottom;text-align:center;">EN ISO 140-3 </td> </tr> <tr style="height:20px;"> <td data-sheets-value='{"1":2,"2":"Material"}' style="border-bottom:1px solid #000000;overflow:hidden;padding:0px 3px 0px 3px;vertical-align:bottom;background-color:#000000;font-weight:bold;color:#ffffff;">Material</td> <td data-sheets-value='{"1":2,"2":"Walls"}' style="border-bottom:1px solid #000000;overflow:hidden;padding:0px 3px 0px 3px;vertical-align:bottom;background-color:#000000;font-weight:bold;color:#ffffff;">Walls</td> <td data-sheets-value='{"1":2,"2":"Shells"}' style="border-bottom:1px solid #000000;overflow:hidden;padding:0px 3px 0px 3px;vertical-align:bottom;background-color:#000000;font-weight:bold;color:#ffffff;">Shells</td> <td data-sheets-numberformat='{"1":2,"2":"0.00","3":1}' data-sheets-value='{"1":2,"2":"(W/m²K)\t"}' style="border-bottom:1px solid #000000;overflow:hidden;padding:0px 3px 0px 3px;vertical-align:bottom;background-color:#000000;font-weight:bold;color:#ffffff;text-align:center;">(W/m²K) </td> <td data-sheets-numberformat='{"1":2,"2":"0","3":1}' data-sheets-value='{"1":2,"2":"(%)"}' style="border-bottom:1px solid #000000;overflow:hidden;padding:0px 3px 0px 3px;vertical-align:bottom;background-color:#000000;font-weight:bold;color:#ffffff;text-align:center;">(%)</td> <td data-sheets-numberformat='{"1":2,"2":"0","3":1}' data-sheets-value='{"1":2,"2":"(%)"}' style="border-bottom:1px solid #000000;overflow:hidden;padding:0px 3px 0px 3px;vertical-align:bottom;background-color:#000000;font-weight:bold;color:#ffffff;text-align:center;">(%)</td> <td data-sheets-value='{"1":2,"2":"(dB)"}' style="border-bottom:1px solid #000000;overflow:hidden;padding:0px 3px 0px 3px;vertical-align:bottom;background-color:#000000;font-weight:bold;color:#ffffff;text-align:center;">(dB)</td> </tr> <tr style="height:20px;"> <td data-sheets-value='{"1":2,"2":"Acrylic"}' style="border-left:1px solid #000000;overflow:hidden;padding:0px 3px 0px 3px;vertical-align:bottom;font-weight:bold;">Acrylic</td> <td data-sheets-value='{"1":2,"2":"Single-walled"}' style="overflow:hidden;padding:0px 3px 0px 3px;vertical-align:bottom;font-weight:bold;">Single-walled</td> <td data-sheets-value='{"1":2,"2":"Clear (H)"}' style="border-right:1px solid #000000;overflow:hidden;padding:0px 3px 0px 3px;vertical-align:bottom;font-weight:bold;">Clear (H)</td> <td data-sheets-numberformat='{"1":2,"2":"0.00","3":1}' data-sheets-value='{"1":3,"3":5.17}' style="overflow:hidden;padding:0px 3px 0px 3px;vertical-align:bottom;text-align:center;">5.17</td> <td data-sheets-numberformat='{"1":2,"2":"0","3":1}' data-sheets-value='{"1":3,"3":90}' style="overflow:hidden;padding:0px 3px 0px 3px;vertical-align:bottom;text-align:center;">90</td> <td data-sheets-numberformat='{"1":2,"2":"0","3":1}' data-sheets-value='{"1":3,"3":87}' style="overflow:hidden;padding:0px 3px 0px 3px;vertical-align:bottom;text-align:center;">87</td> <td data-sheets-numberformat='{"1":2,"2":"0","3":1}' data-sheets-value='{"1":2,"2":"-"}' style="border-right:1px solid #000000;overflow:hidden;padding:0px 3px 0px 3px;vertical-align:bottom;text-align:center;">-</td> </tr> <tr style="height:20px;"> <td data-sheets-value='{"1":2,"2":"PMMA"}' style="border-left:1px solid #000000;overflow:hidden;padding:0px 3px 0px 3px;vertical-align:bottom;font-weight:bold;">PMMA</td> <td data-sheets-value='{"1":2,"2":"Single-walled"}' style="overflow:hidden;padding:0px 3px 0px 3px;vertical-align:bottom;font-weight:bold;">Single-walled</td> <td data-sheets-value='{"1":2,"2":"Opal (O)"}' style="border-right:1px solid #000000;overflow:hidden;padding:0px 3px 0px 3px;vertical-align:bottom;font-weight:bold;">Opal (O)</td> <td data-sheets-numberformat='{"1":2,"2":"0.00","3":1}' data-sheets-value='{"1":3,"3":5.17}' style="overflow:hidden;padding:0px 3px 0px 3px;vertical-align:bottom;text-align:center;">5.17</td> <td data-sheets-numberformat='{"1":2,"2":"0","3":1}' data-sheets-value='{"1":3,"3":83}' style="overflow:hidden;padding:0px 3px 0px 3px;vertical-align:bottom;text-align:center;">83</td> <td data-sheets-numberformat='{"1":2,"2":"0","3":1}' data-sheets-value='{"1":3,"3":76}' style="overflow:hidden;padding:0px 3px 0px 3px;vertical-align:bottom;text-align:center;">76</td> <td data-sheets-numberformat='{"1":2,"2":"0","3":1}' data-sheets-value='{"1":2,"2":"-"}' style="border-right:1px solid #000000;overflow:hidden;padding:0px 3px 0px 3px;vertical-align:bottom;text-align:center;">-</td> </tr> <tr style="height:20px;"> <td style="border-left:1px solid #000000;overflow:hidden;padding:0px 3px 0px 3px;vertical-align:bottom;font-weight:bold;"></td> <td data-sheets-value='{"1":2,"2":"Double-walled"}' style="overflow:hidden;padding:0px 3px 0px 3px;vertical-align:bottom;font-weight:bold;">Double-walled</td> <td data-sheets-value='{"1":2,"2":"Clear (H/H)"}' style="border-right:1px solid #000000;overflow:hidden;padding:0px 3px 0px 3px;vertical-align:bottom;font-weight:bold;">Clear (H/H)</td> <td data-sheets-numberformat='{"1":2,"2":"0.00","3":1}' data-sheets-value='{"1":3,"3":2.9}' style="overflow:hidden;padding:0px 3px 0px 3px;vertical-align:bottom;text-align:center;">2.90</td> <td data-sheets-numberformat='{"1":2,"2":"0","3":1}' data-sheets-value='{"1":3,"3":81}' style="overflow:hidden;padding:0px 3px 0px 3px;vertical-align:bottom;text-align:center;">81</td> <td data-sheets-numberformat='{"1":2,"2":"0","3":1}' data-sheets-value='{"1":3,"3":75}' style="overflow:hidden;padding:0px 3px 0px 3px;vertical-align:bottom;text-align:center;">75</td> <td data-sheets-numberformat='{"1":2,"2":"0","3":1}' data-sheets-value='{"1":3,"3":20}' style="border-right:1px solid #000000;overflow:hidden;padding:0px 3px 0px 3px;vertical-align:bottom;text-align:center;">20</td> </tr> <tr style="height:20px;"> <td style="border-left:1px solid #000000;overflow:hidden;padding:0px 3px 0px 3px;vertical-align:bottom;font-weight:bold;"></td> <td data-sheets-value='{"1":2,"2":"Double-walled"}' style="overflow:hidden;padding:0px 3px 0px 3px;vertical-align:bottom;font-weight:bold;">Double-walled</td> <td data-sheets-value='{"1":2,"2":"Opal (O/O)"}' style="border-right:1px solid #000000;overflow:hidden;padding:0px 3px 0px 3px;vertical-align:bottom;font-weight:bold;">Opal (O/O)</td> <td data-sheets-numberformat='{"1":2,"2":"0.00","3":1}' data-sheets-value='{"1":3,"3":2.9}' style="overflow:hidden;padding:0px 3px 0px 3px;vertical-align:bottom;text-align:center;">2.90</td> <td data-sheets-numberformat='{"1":2,"2":"0","3":1}' data-sheets-value='{"1":3,"3":69}' style="overflow:hidden;padding:0px 3px 0px 3px;vertical-align:bottom;text-align:center;">69</td> <td data-sheets-numberformat='{"1":2,"2":"0","3":1}' data-sheets-value='{"1":3,"3":58}' style="overflow:hidden;padding:0px 3px 0px 3px;vertical-align:bottom;text-align:center;">58</td> <td data-sheets-numberformat='{"1":2,"2":"0","3":1}' data-sheets-value='{"1":3,"3":20}' style="border-right:1px solid #000000;overflow:hidden;padding:0px 3px 0px 3px;vertical-align:bottom;text-align:center;">20</td> </tr> <tr style="height:20px;"> <td style="border-left:1px solid #000000;overflow:hidden;padding:0px 3px 0px 3px;vertical-align:bottom;font-weight:bold;"></td> <td data-sheets-value='{"1":2,"2":"Triple-walled"}' style="overflow:hidden;padding:0px 3px 0px 3px;vertical-align:bottom;font-weight:bold;">Triple-walled</td> <td data-sheets-value='{"1":2,"2":"Clear (H/H/H)"}' style="border-right:1px solid #000000;overflow:hidden;padding:0px 3px 0px 3px;vertical-align:bottom;font-weight:bold;">Clear (H/H/H)</td> <td data-sheets-numberformat='{"1":2,"2":"0.00","3":1}' data-sheets-value='{"1":3,"3":1.7}' style="overflow:hidden;padding:0px 3px 0px 3px;vertical-align:bottom;text-align:center;">1.70</td> <td data-sheets-numberformat='{"1":2,"2":"0","3":1}' data-sheets-value='{"1":3,"3":73}' style="overflow:hidden;padding:0px 3px 0px 3px;vertical-align:bottom;text-align:center;">73</td> <td data-sheets-numberformat='{"1":2,"2":"0","3":1}' data-sheets-value='{"1":3,"3":65}' style="overflow:hidden;padding:0px 3px 0px 3px;vertical-align:bottom;text-align:center;">65</td> <td data-sheets-numberformat='{"1":2,"2":"0","3":1}' data-sheets-value='{"1":3,"3":22}' style="border-right:1px solid #000000;overflow:hidden;padding:0px 3px 0px 3px;vertical-align:bottom;text-align:center;">22</td> </tr> <tr style="height:20px;"> <td style="border-left:1px solid #000000;overflow:hidden;padding:0px 3px 0px 3px;vertical-align:bottom;font-weight:bold;"></td> <td data-sheets-value='{"1":2,"2":"Triple-walled"}' style="overflow:hidden;padding:0px 3px 0px 3px;vertical-align:bottom;font-weight:bold;">Triple-walled</td> <td data-sheets-value='{"1":2,"2":"Opal (O/H/O)"}' style="border-right:1px solid #000000;overflow:hidden;padding:0px 3px 0px 3px;vertical-align:bottom;font-weight:bold;">Opal (O/H/O)</td> <td data-sheets-numberformat='{"1":2,"2":"0.00","3":1}' data-sheets-value='{"1":3,"3":1.7}' style="overflow:hidden;padding:0px 3px 0px 3px;vertical-align:bottom;text-align:center;">1.70</td> <td data-sheets-numberformat='{"1":2,"2":"0","3":1}' data-sheets-value='{"1":3,"3":62}' style="overflow:hidden;padding:0px 3px 0px 3px;vertical-align:bottom;text-align:center;">62</td> <td data-sheets-numberformat='{"1":2,"2":"0","3":1}' data-sheets-value='{"1":3,"3":51}' style="overflow:hidden;padding:0px 3px 0px 3px;vertical-align:bottom;text-align:center;">51</td> <td data-sheets-numberformat='{"1":2,"2":"0","3":1}' data-sheets-value='{"1":3,"3":22}' style="border-right:1px solid #000000;overflow:hidden;padding:0px 3px 0px 3px;vertical-align:bottom;text-align:center;">22</td> </tr> <tr style="height:20px;"> <td style="border-left:1px solid #000000;overflow:hidden;padding:0px 3px 0px 3px;vertical-align:bottom;font-weight:bold;"></td> <td data-sheets-value='{"1":2,"2":"Four-walled"}' style="overflow:hidden;padding:0px 3px 0px 3px;vertical-align:bottom;font-weight:bold;">Four-walled</td> <td data-sheets-value='{"1":2,"2":"Clear (H/H/H/H)"}' style="border-right:1px solid #000000;overflow:hidden;padding:0px 3px 0px 3px;vertical-align:bottom;font-weight:bold;">Clear (H/H/H/H)</td> <td data-sheets-numberformat='{"1":2,"2":"0.00","3":1}' data-sheets-value='{"1":3,"3":1.28}' style="overflow:hidden;padding:0px 3px 0px 3px;vertical-align:bottom;text-align:center;">1.28</td> <td data-sheets-numberformat='{"1":2,"2":"0","3":1}' data-sheets-value='{"1":3,"3":64}' style="overflow:hidden;padding:0px 3px 0px 3px;vertical-align:bottom;text-align:center;">64</td> <td data-sheets-numberformat='{"1":2,"2":"0","3":1}' data-sheets-value='{"1":3,"3":54}' style="overflow:hidden;padding:0px 3px 0px 3px;vertical-align:bottom;text-align:center;">54</td> <td data-sheets-numberformat='{"1":2,"2":"0","3":1}' data-sheets-value='{"1":3,"3":23}' style="border-right:1px solid #000000;overflow:hidden;padding:0px 3px 0px 3px;vertical-align:bottom;text-align:center;">23</td> </tr> <tr style="height:20px;"> <td style="border-bottom:1px solid #000000;border-left:1px solid #000000;overflow:hidden;padding:0px 3px 0px 3px;vertical-align:bottom;"></td> <td data-sheets-value='{"1":2,"2":"Four-walled"}' style="border-bottom:1px solid #000000;overflow:hidden;padding:0px 3px 0px 3px;vertical-align:bottom;font-weight:bold;">Four-walled</td> <td data-sheets-value='{"1":2,"2":"Opal (H/H/O/H)"}' style="border-right:1px solid #000000;border-bottom:1px solid #000000;overflow:hidden;padding:0px 3px 0px 3px;vertical-align:bottom;font-weight:bold;">Opal (H/H/O/H)</td> <td data-sheets-numberformat='{"1":2,"2":"0.00","3":1}' data-sheets-value='{"1":3,"3":1.28}' style="border-bottom:1px solid #000000;overflow:hidden;padding:0px 3px 0px 3px;vertical-align:bottom;text-align:center;">1.28</td> <td data-sheets-numberformat='{"1":2,"2":"0","3":1}' data-sheets-value='{"1":3,"3":59}' style="border-bottom:1px solid #000000;overflow:hidden;padding:0px 3px 0px 3px;vertical-align:bottom;text-align:center;">59</td> <td data-sheets-numberformat='{"1":2,"2":"0","3":1}' data-sheets-value='{"1":3,"3":48}' style="border-bottom:1px solid #000000;overflow:hidden;padding:0px 3px 0px 3px;vertical-align:bottom;text-align:center;">48</td> <td data-sheets-numberformat='{"1":2,"2":"0","3":1}' data-sheets-value='{"1":3,"3":23}' style="border-right:1px solid #000000;border-bottom:1px solid #000000;overflow:hidden;padding:0px 3px 0px 3px;vertical-align:bottom;text-align:center;">23</td> </tr> <tr style="height:20px;"> <td data-sheets-value='{"1":2,"2":"Polycarbonate "}' style="border-left:1px solid #000000;overflow:hidden;padding:0px 3px 0px 3px;vertical-align:bottom;font-weight:bold;">Polycarbonate </td> <td data-sheets-value='{"1":2,"2":"Single-walled"}' style="overflow:hidden;padding:0px 3px 0px 3px;vertical-align:bottom;font-weight:bold;">Single-walled</td> <td data-sheets-value='{"1":2,"2":"Clear (A)"}' style="border-right:1px solid #000000;overflow:hidden;padding:0px 3px 0px 3px;vertical-align:bottom;font-weight:bold;">Clear (A)</td> <td data-sheets-numberformat='{"1":2,"2":"0.00","3":1}' data-sheets-value='{"1":3,"3":5.17}' style="overflow:hidden;padding:0px 3px 0px 3px;vertical-align:bottom;text-align:center;">5.17</td> <td data-sheets-numberformat='{"1":2,"2":"0","3":1}' data-sheets-value='{"1":3,"3":88}' style="overflow:hidden;padding:0px 3px 0px 3px;vertical-align:bottom;text-align:center;">88</td> <td data-sheets-numberformat='{"1":2,"2":"0","3":1}' data-sheets-value='{"1":3,"3":83}' style="overflow:hidden;padding:0px 3px 0px 3px;vertical-align:bottom;text-align:center;">83</td> <td data-sheets-numberformat='{"1":2,"2":"0","3":1}' data-sheets-value='{"1":2,"2":"-"}' style="border-right:1px solid #000000;overflow:hidden;padding:0px 3px 0px 3px;vertical-align:bottom;text-align:center;">-</td> </tr> <tr style="height:20px;"> <td data-sheets-value='{"1":2,"2":"PC"}' style="border-left:1px solid #000000;overflow:hidden;padding:0px 3px 0px 3px;vertical-align:bottom;font-weight:bold;">PC</td> <td data-sheets-value='{"1":2,"2":"Single-walled"}' style="overflow:hidden;padding:0px 3px 0px 3px;vertical-align:bottom;font-weight:bold;">Single-walled</td> <td data-sheets-value='{"1":2,"2":"Opal (D)"}' style="border-right:1px solid #000000;overflow:hidden;padding:0px 3px 0px 3px;vertical-align:bottom;font-weight:bold;">Opal (D)</td> <td data-sheets-numberformat='{"1":2,"2":"0.00","3":1}' data-sheets-value='{"1":3,"3":5.17}' style="overflow:hidden;padding:0px 3px 0px 3px;vertical-align:bottom;text-align:center;">5.17</td> <td data-sheets-numberformat='{"1":2,"2":"0","3":1}' data-sheets-value='{"1":3,"3":58}' style="overflow:hidden;padding:0px 3px 0px 3px;vertical-align:bottom;text-align:center;">58</td> <td data-sheets-numberformat='{"1":2,"2":"0","3":1}' data-sheets-value='{"1":3,"3":60}' style="overflow:hidden;padding:0px 3px 0px 3px;vertical-align:bottom;text-align:center;">60</td> <td data-sheets-numberformat='{"1":2,"2":"0","3":1}' data-sheets-value='{"1":2,"2":"-"}' style="border-right:1px solid #000000;overflow:hidden;padding:0px 3px 0px 3px;vertical-align:bottom;text-align:center;">-</td> </tr> <tr style="height:20px;"> <td style="border-left:1px solid #000000;overflow:hidden;padding:0px 3px 0px 3px;vertical-align:bottom;font-weight:bold;"></td> <td data-sheets-value='{"1":2,"2":"Double-walled"}' style="overflow:hidden;padding:0px 3px 0px 3px;vertical-align:bottom;font-weight:bold;">Double-walled</td> <td data-sheets-value='{"1":2,"2":"Clear (A/H)"}' style="border-right:1px solid #000000;overflow:hidden;padding:0px 3px 0px 3px;vertical-align:bottom;font-weight:bold;">Clear (A/H)</td> <td data-sheets-numberformat='{"1":2,"2":"0.00","3":1}' data-sheets-value='{"1":3,"3":2.9}' style="overflow:hidden;padding:0px 3px 0px 3px;vertical-align:bottom;text-align:center;">2.90</td> <td data-sheets-numberformat='{"1":2,"2":"0","3":1}' data-sheets-value='{"1":3,"3":79}' style="overflow:hidden;padding:0px 3px 0px 3px;vertical-align:bottom;text-align:center;">79</td> <td data-sheets-numberformat='{"1":2,"2":"0","3":1}' data-sheets-value='{"1":3,"3":72}' style="overflow:hidden;padding:0px 3px 0px 3px;vertical-align:bottom;text-align:center;">72</td> <td data-sheets-numberformat='{"1":2,"2":"0","3":1}' data-sheets-value='{"1":3,"3":20}' style="border-right:1px solid #000000;overflow:hidden;padding:0px 3px 0px 3px;vertical-align:bottom;text-align:center;">20</td> </tr> <tr style="height:20px;"> <td style="border-left:1px solid #000000;overflow:hidden;padding:0px 3px 0px 3px;vertical-align:bottom;font-weight:bold;"></td> <td data-sheets-value='{"1":2,"2":"Double-walled"}' style="overflow:hidden;padding:0px 3px 0px 3px;vertical-align:bottom;font-weight:bold;">Double-walled</td> <td data-sheets-value='{"1":2,"2":"Clear (A/A)"}' style="border-right:1px solid #000000;overflow:hidden;padding:0px 3px 0px 3px;vertical-align:bottom;font-weight:bold;">Clear (A/A)</td> <td data-sheets-numberformat='{"1":2,"2":"0.00","3":1}' data-sheets-value='{"1":3,"3":2.9}' style="overflow:hidden;padding:0px 3px 0px 3px;vertical-align:bottom;text-align:center;">2.90</td> <td data-sheets-numberformat='{"1":2,"2":"0","3":1}' data-sheets-value='{"1":3,"3":77}' style="overflow:hidden;padding:0px 3px 0px 3px;vertical-align:bottom;text-align:center;">77</td> <td data-sheets-numberformat='{"1":2,"2":"0","3":1}' data-sheets-value='{"1":3,"3":69}' style="overflow:hidden;padding:0px 3px 0px 3px;vertical-align:bottom;text-align:center;">69</td> <td data-sheets-numberformat='{"1":2,"2":"0","3":1}' data-sheets-value='{"1":3,"3":20}' style="border-right:1px solid #000000;overflow:hidden;padding:0px 3px 0px 3px;vertical-align:bottom;text-align:center;">20</td> </tr> <tr style="height:20px;"> <td style="border-left:1px solid #000000;overflow:hidden;padding:0px 3px 0px 3px;vertical-align:bottom;font-weight:bold;"></td> <td data-sheets-value='{"1":2,"2":"Double-walled"}' style="overflow:hidden;padding:0px 3px 0px 3px;vertical-align:bottom;font-weight:bold;">Double-walled</td> <td data-sheets-value='{"1":2,"2":"Opal (A/O)"}' style="border-right:1px solid #000000;overflow:hidden;padding:0px 3px 0px 3px;vertical-align:bottom;font-weight:bold;">Opal (A/O)</td> <td data-sheets-numberformat='{"1":2,"2":"0.00","3":1}' data-sheets-value='{"1":3,"3":2.9}' style="overflow:hidden;padding:0px 3px 0px 3px;vertical-align:bottom;text-align:center;">2.90</td> <td data-sheets-numberformat='{"1":2,"2":"0","3":1}' data-sheets-value='{"1":3,"3":73}' style="overflow:hidden;padding:0px 3px 0px 3px;vertical-align:bottom;text-align:center;">73</td> <td data-sheets-numberformat='{"1":2,"2":"0","3":1}' data-sheets-value='{"1":3,"3":63}' style="overflow:hidden;padding:0px 3px 0px 3px;vertical-align:bottom;text-align:center;">63</td> <td data-sheets-numberformat='{"1":2,"2":"0","3":1}' data-sheets-value='{"1":3,"3":20}' style="border-right:1px solid #000000;overflow:hidden;padding:0px 3px 0px 3px;vertical-align:bottom;text-align:center;">20</td> </tr> <tr style="height:20px;"> <td style="border-left:1px solid #000000;overflow:hidden;padding:0px 3px 0px 3px;vertical-align:bottom;font-weight:bold;"></td> <td data-sheets-value='{"1":2,"2":"Double-walled"}' style="overflow:hidden;padding:0px 3px 0px 3px;vertical-align:bottom;font-weight:bold;">Double-walled</td> <td data-sheets-value='{"1":2,"2":"Opal (A/D)"}' style="border-right:1px solid #000000;overflow:hidden;padding:0px 3px 0px 3px;vertical-align:bottom;font-weight:bold;">Opal (A/D)</td> <td data-sheets-numberformat='{"1":2,"2":"0.00","3":1}' data-sheets-value='{"1":3,"3":2.9}' style="overflow:hidden;padding:0px 3px 0px 3px;vertical-align:bottom;text-align:center;">2.90</td> <td data-sheets-numberformat='{"1":2,"2":"0","3":1}' data-sheets-value='{"1":3,"3":51}' style="overflow:hidden;padding:0px 3px 0px 3px;vertical-align:bottom;text-align:center;">51</td> <td data-sheets-numberformat='{"1":2,"2":"0","3":1}' data-sheets-value='{"1":3,"3":50}' style="overflow:hidden;padding:0px 3px 0px 3px;vertical-align:bottom;text-align:center;">50</td> <td data-sheets-numberformat='{"1":2,"2":"0","3":1}' data-sheets-value='{"1":3,"3":20}' style="border-right:1px solid #000000;overflow:hidden;padding:0px 3px 0px 3px;vertical-align:bottom;text-align:center;">20</td> </tr> <tr style="height:20px;"> <td style="border-left:1px solid #000000;overflow:hidden;padding:0px 3px 0px 3px;vertical-align:bottom;font-weight:bold;"></td> <td data-sheets-value='{"1":2,"2":"Triple-walled"}' style="overflow:hidden;padding:0px 3px 0px 3px;vertical-align:bottom;font-weight:bold;">Triple-walled</td> <td data-sheets-value='{"1":2,"2":"Clear (A/H/H)"}' style="border-right:1px solid #000000;overflow:hidden;padding:0px 3px 0px 3px;vertical-align:bottom;font-weight:bold;">Clear (A/H/H)</td> <td data-sheets-numberformat='{"1":2,"2":"0.00","3":1}' data-sheets-value='{"1":3,"3":1.7}' style="overflow:hidden;padding:0px 3px 0px 3px;vertical-align:bottom;text-align:center;">1.70</td> <td data-sheets-numberformat='{"1":2,"2":"0","3":1}' data-sheets-value='{"1":3,"3":71}' style="overflow:hidden;padding:0px 3px 0px 3px;vertical-align:bottom;text-align:center;">71</td> <td data-sheets-numberformat='{"1":2,"2":"0","3":1}' data-sheets-value='{"1":3,"3":63}' style="overflow:hidden;padding:0px 3px 0px 3px;vertical-align:bottom;text-align:center;">63</td> <td data-sheets-numberformat='{"1":2,"2":"0","3":1}' data-sheets-value='{"1":3,"3":22}' style="border-right:1px solid #000000;overflow:hidden;padding:0px 3px 0px 3px;vertical-align:bottom;text-align:center;">22</td> </tr> <tr style="height:20px;"> <td style="border-left:1px solid #000000;overflow:hidden;padding:0px 3px 0px 3px;vertical-align:bottom;font-weight:bold;"></td> <td data-sheets-value='{"1":2,"2":"Triple-walled"}' style="overflow:hidden;padding:0px 3px 0px 3px;vertical-align:bottom;font-weight:bold;">Triple-walled</td> <td data-sheets-value='{"1":2,"2":"Opal (A/O/O)"}' style="border-right:1px solid #000000;overflow:hidden;padding:0px 3px 0px 3px;vertical-align:bottom;font-weight:bold;">Opal (A/O/O)</td> <td data-sheets-numberformat='{"1":2,"2":"0.00","3":1}' data-sheets-value='{"1":3,"3":1.7}' style="overflow:hidden;padding:0px 3px 0px 3px;vertical-align:bottom;text-align:center;">1.70</td> <td data-sheets-numberformat='{"1":2,"2":"0","3":1}' data-sheets-value='{"1":3,"3":61}' style="overflow:hidden;padding:0px 3px 0px 3px;vertical-align:bottom;text-align:center;">61</td> <td data-sheets-numberformat='{"1":2,"2":"0","3":1}' data-sheets-value='{"1":3,"3":48}' style="overflow:hidden;padding:0px 3px 0px 3px;vertical-align:bottom;text-align:center;">48</td> <td data-sheets-numberformat='{"1":2,"2":"0","3":1}' data-sheets-value='{"1":3,"3":22}' style="border-right:1px solid #000000;overflow:hidden;padding:0px 3px 0px 3px;vertical-align:bottom;text-align:center;">22</td> </tr> <tr style="height:20px;"> <td style="border-left:1px solid #000000;overflow:hidden;padding:0px 3px 0px 3px;vertical-align:bottom;font-weight:bold;"></td> <td data-sheets-value='{"1":2,"2":"Four-walled"}' style="overflow:hidden;padding:0px 3px 0px 3px;vertical-align:bottom;font-weight:bold;">Four-walled</td> <td data-sheets-value='{"1":2,"2":"Clear (A/H/H/H)"}' style="border-right:1px solid #000000;overflow:hidden;padding:0px 3px 0px 3px;vertical-align:bottom;font-weight:bold;">Clear (A/H/H/H)</td> <td data-sheets-numberformat='{"1":2,"2":"0.00","3":1}' data-sheets-value='{"1":3,"3":1.28}' style="overflow:hidden;padding:0px 3px 0px 3px;vertical-align:bottom;text-align:center;">1.28</td> <td data-sheets-numberformat='{"1":2,"2":"0","3":1}' data-sheets-value='{"1":3,"3":64}' style="overflow:hidden;padding:0px 3px 0px 3px;vertical-align:bottom;text-align:center;">64</td> <td data-sheets-numberformat='{"1":2,"2":"0","3":1}' data-sheets-value='{"1":3,"3":52}' style="overflow:hidden;padding:0px 3px 0px 3px;vertical-align:bottom;text-align:center;">52</td> <td data-sheets-numberformat='{"1":2,"2":"0","3":1}' data-sheets-value='{"1":3,"3":23}' style="border-right:1px solid #000000;overflow:hidden;padding:0px 3px 0px 3px;vertical-align:bottom;text-align:center;">23</td> </tr> <tr style="height:20px;"> <td style="border-bottom:1px solid #000000;border-left:1px solid #000000;overflow:hidden;padding:0px 3px 0px 3px;vertical-align:bottom;"></td> <td data-sheets-value='{"1":2,"2":"Four-walled"}' style="border-bottom:1px solid #000000;overflow:hidden;padding:0px 3px 0px 3px;vertical-align:bottom;font-weight:bold;">Four-walled</td> <td data-sheets-value='{"1":2,"2":"Opal (A/H/O/H)"}' style="border-right:1px solid #000000;border-bottom:1px solid #000000;overflow:hidden;padding:0px 3px 0px 3px;vertical-align:bottom;font-weight:bold;">Opal (A/H/O/H)</td> <td data-sheets-numberformat='{"1":2,"2":"0.00","3":1}' data-sheets-value='{"1":3,"3":1.28}' style="border-bottom:1px solid #000000;overflow:hidden;padding:0px 3px 0px 3px;vertical-align:bottom;text-align:center;">1.28</td> <td data-sheets-numberformat='{"1":2,"2":"0","3":1}' data-sheets-value='{"1":3,"3":59}' style="border-bottom:1px solid #000000;overflow:hidden;padding:0px 3px 0px 3px;vertical-align:bottom;text-align:center;">59</td> <td data-sheets-numberformat='{"1":2,"2":"0","3":1}' data-sheets-value='{"1":3,"3":46}' style="border-bottom:1px solid #000000;overflow:hidden;padding:0px 3px 0px 3px;vertical-align:bottom;text-align:center;">46</td> <td data-sheets-numberformat='{"1":2,"2":"0","3":1}' data-sheets-value='{"1":3,"3":23}' style="border-right:1px solid #000000;border-bottom:1px solid #000000;overflow:hidden;padding:0px 3px 0px 3px;vertical-align:bottom;text-align:center;">23</td> </tr> <tr style="height:20px;"> <td data-sheets-value='{"1":2,"2":"Polycarbonate"}' style="border-left:1px solid #000000;overflow:hidden;padding:0px 3px 0px 3px;vertical-align:bottom;font-weight:bold;">Polycarbonate</td> <td data-sheets-value='{"1":2,"2":"Single-walled"}' style="overflow:hidden;padding:0px 3px 0px 3px;vertical-align:bottom;font-weight:bold;">Single-walled</td> <td data-sheets-value='{"1":2,"2":"Heatstop Opal (T)"}' style="border-right:1px solid #000000;overflow:hidden;padding:0px 3px 0px 3px;vertical-align:bottom;font-weight:bold;">Heatstop Opal (T)</td> <td data-sheets-numberformat='{"1":2,"2":"0.00","3":1}' data-sheets-value='{"1":3,"3":5.17}' style="overflow:hidden;padding:0px 3px 0px 3px;vertical-align:bottom;text-align:center;">5.17</td> <td data-sheets-numberformat='{"1":2,"2":"0","3":1}' data-sheets-value='{"1":3,"3":49}' style="overflow:hidden;padding:0px 3px 0px 3px;vertical-align:bottom;text-align:center;">49</td> <td data-sheets-numberformat='{"1":2,"2":"0","3":1}' data-sheets-value='{"1":3,"3":59}' style="overflow:hidden;padding:0px 3px 0px 3px;vertical-align:bottom;text-align:center;">59</td> <td data-sheets-numberformat='{"1":2,"2":"0","3":1}' data-sheets-value='{"1":2,"2":"-"}' style="border-right:1px solid #000000;overflow:hidden;padding:0px 3px 0px 3px;vertical-align:bottom;text-align:center;">-</td> </tr> <tr style="height:20px;"> <td data-sheets-value='{"1":2,"2":"Heatstop PC"}' style="border-left:1px solid #000000;overflow:hidden;padding:0px 3px 0px 3px;vertical-align:bottom;font-weight:bold;">Heatstop PC</td> <td data-sheets-value='{"1":2,"2":"Double-walled"}' style="overflow:hidden;padding:0px 3px 0px 3px;vertical-align:bottom;font-weight:bold;">Double-walled</td> <td data-sheets-value='{"1":2,"2":"Clear (T/H)"}' style="border-right:1px solid #000000;overflow:hidden;padding:0px 3px 0px 3px;vertical-align:bottom;font-weight:bold;">Clear (T/H)</td> <td data-sheets-numberformat='{"1":2,"2":"0.00","3":1}' data-sheets-value='{"1":3,"3":2.9}' style="overflow:hidden;padding:0px 3px 0px 3px;vertical-align:bottom;text-align:center;">2.90</td> <td data-sheets-numberformat='{"1":2,"2":"0","3":1}' data-sheets-value='{"1":3,"3":44}' style="overflow:hidden;padding:0px 3px 0px 3px;vertical-align:bottom;text-align:center;">44</td> <td data-sheets-numberformat='{"1":2,"2":"0","3":1}' data-sheets-value='{"1":3,"3":51}' style="overflow:hidden;padding:0px 3px 0px 3px;vertical-align:bottom;text-align:center;">51</td> <td data-sheets-numberformat='{"1":2,"2":"0","3":1}' data-sheets-value='{"1":3,"3":20}' style="border-right:1px solid #000000;overflow:hidden;padding:0px 3px 0px 3px;vertical-align:bottom;text-align:center;">20</td> </tr> <tr style="height:20px;"> <td style="border-left:1px solid #000000;overflow:hidden;padding:0px 3px 0px 3px;vertical-align:bottom;font-weight:bold;"></td> <td data-sheets-value='{"1":2,"2":"Double-walled"}' style="overflow:hidden;padding:0px 3px 0px 3px;vertical-align:bottom;font-weight:bold;">Double-walled</td> <td data-sheets-value='{"1":2,"2":"Opal (T/O)"}' style="border-right:1px solid #000000;overflow:hidden;padding:0px 3px 0px 3px;vertical-align:bottom;font-weight:bold;">Opal (T/O)</td> <td data-sheets-numberformat='{"1":2,"2":"0.00","3":1}' data-sheets-value='{"1":3,"3":2.9}' style="overflow:hidden;padding:0px 3px 0px 3px;vertical-align:bottom;text-align:center;">2.90</td> <td data-sheets-numberformat='{"1":2,"2":"0","3":1}' data-sheets-value='{"1":3,"3":41}' style="overflow:hidden;padding:0px 3px 0px 3px;vertical-align:bottom;text-align:center;">41</td> <td data-sheets-numberformat='{"1":2,"2":"0","3":1}' data-sheets-value='{"1":3,"3":45}' style="overflow:hidden;padding:0px 3px 0px 3px;vertical-align:bottom;text-align:center;">45</td> <td data-sheets-numberformat='{"1":2,"2":"0","3":1}' data-sheets-value='{"1":3,"3":20}' style="border-right:1px solid #000000;overflow:hidden;padding:0px 3px 0px 3px;vertical-align:bottom;text-align:center;">20</td> </tr> <tr style="height:20px;"> <td style="border-left:1px solid #000000;overflow:hidden;padding:0px 3px 0px 3px;vertical-align:bottom;font-weight:bold;"></td> <td data-sheets-value='{"1":2,"2":"Triple-walled"}' style="overflow:hidden; | skylux-160-ce-met-koepel-en-pvc-opstand-30-20-met-lm-motor-1000-x-1300-mm | 8586030416205 | 46872350228813
Smoke and heat exhaust (SHEV) | SHE system | Skylux | Skylux 160° CE with skylight and PVC curb 30/20 with LM-actuator 1000 x 1500 mm |  | 25957 | 5412970259572 | 3909.55 | Yes | 30-45 | 73.14 | 1000 x 1500 mm | 1500 | 1000 |  | PVC 30/20 (30 cm high & roof opening = 20 cm larger than daylight size) | Rectangular | 5.17 W/m²K - 1.28 W/m²K | 87% - 32% | 90% - 32% | 20dB - 23dB | 160° CE (for industry) | skylight | without spoiler | E | Single actuator | Maximum four-walled skylight possible for this product | Ut-value LT-value g-value Rw-value EN 1873 : 2014 EN ISO 13468 EN 16153 EN 410 EN 410 EN ISO 140-3 Material Walls Shells (W/m²K) (%) (%) (dB) Acrylic Single-walled Clear (H) 5.17 90 87 - PMMA Single-walled Opal (O) 5.17 83 76 - Double-walled Clear (H/H) 2.90 81 75 20 Double-walled Opal (O/O) 2.90 69 58 20 Triple-walled Clear (H/H/H) 1.70 73 65 22 Triple-walled Opal (O/H/O) 1.70 62 51 22 Four-walled Clear (H/H/H/H) 1.28 64 54 23 Four-walled Opal (H/H/O/H) 1.28 59 48 23 Polycarbonate Single-walled Clear (A) 5.17 88 83 - PC Single-walled Opal (D) 5.17 58 60 - Double-walled Clear (A/H) 2.90 79 72 20 Double-walled Clear (A/A) 2.90 77 69 20 Double-walled Opal (A/O) 2.90 73 63 20 Double-walled Opal (A/D) 2.90 51 50 20 Triple-walled Clear (A/H/H) 1.70 71 63 22 Triple-walled Opal (A/O/O) 1.70 61 48 22 Four-walled Clear (A/H/H/H) 1.28 64 52 23 Four-walled Opal (A/H/O/H) 1.28 59 46 23 Polycarbonate Single-walled Heatstop Opal (T) 5.17 49 59 - Heatstop PC Double-walled Clear (T/H) 2.90 44 51 20 Double-walled Opal (T/O) 2.90 41 45 20 Triple-walled Clear (T/H/H) 1.70 40 <td data-sheets-numberformat='{"1":2,"2":"0","3":1}' data-sheets-value='{"1":3,"3":44}' style="overflow:hidden;paddin | https://skylux.eu/en/products/skylux-160-ce-met-koepel-en-pvc-opstand-30-20-met-lm-motor-1000-x-1500-mm | https://skylux.eu/cdn/shop/files/Skylux-160deg-CE-met-koepel-en-pvc-opstand-3020-met-LM-motor-1000-x-1500-mm-RWA-systeem.jpg?v=1702980427&width=1600 | https://skylux.eu/cdn/shop/files/e5a82811-1bb0-48e4-a776-cacb59c7c092_7e39f958-9b35-4f10-b3a2-e80d9788f429.jpg?v=1688551127&width=1600 | //skylux.eu/cdn/shop/files/E_MH_Mounting_instructions_Skylux_160_CE_LM.pdf?v=12406716259046007223 | //skylux.eu/cdn/shop/files/E_TD_Technical_File_Skylux_Skylux_160_CE_Electric.pdf?v=3667116872303399239 | <style type="text/css" id="isPasted"> <!--td { border: 1px solid #cccccc; } br { mso-data-placement: same-cell; } --> </style> <table border="1" cellpadding="0" cellspacing="0" dir="ltr" style="table-layout:fixed;font-size:10pt;font-family:Arial;border-collapse:collapse;border:none;"><tbody> <tr style="height:20px;"> <td style="overflow:hidden;padding:0px 3px 0px 3px;vertical-align:bottom;"></td> <td style="overflow:hidden;padding:0px 3px 0px 3px;vertical-align:bottom;"></td> <td style="overflow:hidden;padding:0px 3px 0px 3px;vertical-align:bottom;"></td> <td data-sheets-value='{"1":2,"2":"Ut-value"}' style="overflow:hidden;padding:0px 3px 0px 3px;vertical-align:bottom;font-weight:bold;text-align:center;">Ut-value</td> <td data-sheets-value='{"1":2,"2":"LT-value"}' style="overflow:hidden;padding:0px 3px 0px 3px;vertical-align:bottom;font-weight:bold;text-align:center;">LT-value</td> <td data-sheets-value='{"1":2,"2":"g-value"}' style="overflow:hidden;padding:0px 3px 0px 3px;vertical-align:bottom;font-weight:bold;text-align:center;">g-value</td> <td data-sheets-value='{"1":2,"2":"Rw-value "}' style="overflow:hidden;padding:0px 3px 0px 3px;vertical-align:bottom;font-weight:bold;text-align:center;">Rw-value </td> </tr> <tr style="height:20px;"> <td style="overflow:hidden;padding:0px 3px 0px 3px;vertical-align:bottom;"></td> <td style="overflow:hidden;padding:0px 3px 0px 3px;vertical-align:bottom;"></td> <td style="overflow:hidden;padding:0px 3px 0px 3px;vertical-align:bottom;"></td> <td data-sheets-numberformat='{"1":2,"2":"0.00","3":1}' data-sheets-value='{"1":2,"2":"EN 1873 : 2014"}' style="overflow:hidden;padding:0px 3px 0px 3px;vertical-align:bottom;text-align:center;">EN 1873 : 2014</td> <td data-sheets-numberformat='{"1":2,"2":"0","3":1}' data-sheets-value='{"1":2,"2":"EN ISO 13468 EN 16153 EN 410"}' style="overflow:hidden;padding:0px 3px 0px 3px;vertical-align:bottom;text-align:center;">EN ISO 13468 EN 16153 EN 410</td> <td data-sheets-numberformat='{"1":2,"2":"0","3":1}' data-sheets-value='{"1":2,"2":"EN 410"}' style="overflow:hidden;padding:0px 3px 0px 3px;vertical-align:bottom;text-align:center;">EN 410</td> <td data-sheets-value='{"1":2,"2":"EN ISO 140-3\t\t"}' style="overflow:hidden;padding:0px 3px 0px 3px;vertical-align:bottom;text-align:center;">EN ISO 140-3 </td> </tr> <tr style="height:20px;"> <td data-sheets-value='{"1":2,"2":"Material"}' style="border-bottom:1px solid #000000;overflow:hidden;padding:0px 3px 0px 3px;vertical-align:bottom;background-color:#000000;font-weight:bold;color:#ffffff;">Material</td> <td data-sheets-value='{"1":2,"2":"Walls"}' style="border-bottom:1px solid #000000;overflow:hidden;padding:0px 3px 0px 3px;vertical-align:bottom;background-color:#000000;font-weight:bold;color:#ffffff;">Walls</td> <td data-sheets-value='{"1":2,"2":"Shells"}' style="border-bottom:1px solid #000000;overflow:hidden;padding:0px 3px 0px 3px;vertical-align:bottom;background-color:#000000;font-weight:bold;color:#ffffff;">Shells</td> <td data-sheets-numberformat='{"1":2,"2":"0.00","3":1}' data-sheets-value='{"1":2,"2":"(W/m²K)\t"}' style="border-bottom:1px solid #000000;overflow:hidden;padding:0px 3px 0px 3px;vertical-align:bottom;background-color:#000000;font-weight:bold;color:#ffffff;text-align:center;">(W/m²K) </td> <td data-sheets-numberformat='{"1":2,"2":"0","3":1}' data-sheets-value='{"1":2,"2":"(%)"}' style="border-bottom:1px solid #000000;overflow:hidden;padding:0px 3px 0px 3px;vertical-align:bottom;background-color:#000000;font-weight:bold;color:#ffffff;text-align:center;">(%)</td> <td data-sheets-numberformat='{"1":2,"2":"0","3":1}' data-sheets-value='{"1":2,"2":"(%)"}' style="border-bottom:1px solid #000000;overflow:hidden;padding:0px 3px 0px 3px;vertical-align:bottom;background-color:#000000;font-weight:bold;color:#ffffff;text-align:center;">(%)</td> <td data-sheets-value='{"1":2,"2":"(dB)"}' style="border-bottom:1px solid #000000;overflow:hidden;padding:0px 3px 0px 3px;vertical-align:bottom;background-color:#000000;font-weight:bold;color:#ffffff;text-align:center;">(dB)</td> </tr> <tr style="height:20px;"> <td data-sheets-value='{"1":2,"2":"Acrylic"}' style="border-left:1px solid #000000;overflow:hidden;padding:0px 3px 0px 3px;vertical-align:bottom;font-weight:bold;">Acrylic</td> <td data-sheets-value='{"1":2,"2":"Single-walled"}' style="overflow:hidden;padding:0px 3px 0px 3px;vertical-align:bottom;font-weight:bold;">Single-walled</td> <td data-sheets-value='{"1":2,"2":"Clear (H)"}' style="border-right:1px solid #000000;overflow:hidden;padding:0px 3px 0px 3px;vertical-align:bottom;font-weight:bold;">Clear (H)</td> <td data-sheets-numberformat='{"1":2,"2":"0.00","3":1}' data-sheets-value='{"1":3,"3":5.17}' style="overflow:hidden;padding:0px 3px 0px 3px;vertical-align:bottom;text-align:center;">5.17</td> <td data-sheets-numberformat='{"1":2,"2":"0","3":1}' data-sheets-value='{"1":3,"3":90}' style="overflow:hidden;padding:0px 3px 0px 3px;vertical-align:bottom;text-align:center;">90</td> <td data-sheets-numberformat='{"1":2,"2":"0","3":1}' data-sheets-value='{"1":3,"3":87}' style="overflow:hidden;padding:0px 3px 0px 3px;vertical-align:bottom;text-align:center;">87</td> <td data-sheets-numberformat='{"1":2,"2":"0","3":1}' data-sheets-value='{"1":2,"2":"-"}' style="border-right:1px solid #000000;overflow:hidden;padding:0px 3px 0px 3px;vertical-align:bottom;text-align:center;">-</td> </tr> <tr style="height:20px;"> <td data-sheets-value='{"1":2,"2":"PMMA"}' style="border-left:1px solid #000000;overflow:hidden;padding:0px 3px 0px 3px;vertical-align:bottom;font-weight:bold;">PMMA</td> <td data-sheets-value='{"1":2,"2":"Single-walled"}' style="overflow:hidden;padding:0px 3px 0px 3px;vertical-align:bottom;font-weight:bold;">Single-walled</td> <td data-sheets-value='{"1":2,"2":"Opal (O)"}' style="border-right:1px solid #000000;overflow:hidden;padding:0px 3px 0px 3px;vertical-align:bottom;font-weight:bold;">Opal (O)</td> <td data-sheets-numberformat='{"1":2,"2":"0.00","3":1}' data-sheets-value='{"1":3,"3":5.17}' style="overflow:hidden;padding:0px 3px 0px 3px;vertical-align:bottom;text-align:center;">5.17</td> <td data-sheets-numberformat='{"1":2,"2":"0","3":1}' data-sheets-value='{"1":3,"3":83}' style="overflow:hidden;padding:0px 3px 0px 3px;vertical-align:bottom;text-align:center;">83</td> <td data-sheets-numberformat='{"1":2,"2":"0","3":1}' data-sheets-value='{"1":3,"3":76}' style="overflow:hidden;padding:0px 3px 0px 3px;vertical-align:bottom;text-align:center;">76</td> <td data-sheets-numberformat='{"1":2,"2":"0","3":1}' data-sheets-value='{"1":2,"2":"-"}' style="border-right:1px solid #000000;overflow:hidden;padding:0px 3px 0px 3px;vertical-align:bottom;text-align:center;">-</td> </tr> <tr style="height:20px;"> <td style="border-left:1px solid #000000;overflow:hidden;padding:0px 3px 0px 3px;vertical-align:bottom;font-weight:bold;"></td> <td data-sheets-value='{"1":2,"2":"Double-walled"}' style="overflow:hidden;padding:0px 3px 0px 3px;vertical-align:bottom;font-weight:bold;">Double-walled</td> <td data-sheets-value='{"1":2,"2":"Clear (H/H)"}' style="border-right:1px solid #000000;overflow:hidden;padding:0px 3px 0px 3px;vertical-align:bottom;font-weight:bold;">Clear (H/H)</td> <td data-sheets-numberformat='{"1":2,"2":"0.00","3":1}' data-sheets-value='{"1":3,"3":2.9}' style="overflow:hidden;padding:0px 3px 0px 3px;vertical-align:bottom;text-align:center;">2.90</td> <td data-sheets-numberformat='{"1":2,"2":"0","3":1}' data-sheets-value='{"1":3,"3":81}' style="overflow:hidden;padding:0px 3px 0px 3px;vertical-align:bottom;text-align:center;">81</td> <td data-sheets-numberformat='{"1":2,"2":"0","3":1}' data-sheets-value='{"1":3,"3":75}' style="overflow:hidden;padding:0px 3px 0px 3px;vertical-align:bottom;text-align:center;">75</td> <td data-sheets-numberformat='{"1":2,"2":"0","3":1}' data-sheets-value='{"1":3,"3":20}' style="border-right:1px solid #000000;overflow:hidden;padding:0px 3px 0px 3px;vertical-align:bottom;text-align:center;">20</td> </tr> <tr style="height:20px;"> <td style="border-left:1px solid #000000;overflow:hidden;padding:0px 3px 0px 3px;vertical-align:bottom;font-weight:bold;"></td> <td data-sheets-value='{"1":2,"2":"Double-walled"}' style="overflow:hidden;padding:0px 3px 0px 3px;vertical-align:bottom;font-weight:bold;">Double-walled</td> <td data-sheets-value='{"1":2,"2":"Opal (O/O)"}' style="border-right:1px solid #000000;overflow:hidden;padding:0px 3px 0px 3px;vertical-align:bottom;font-weight:bold;">Opal (O/O)</td> <td data-sheets-numberformat='{"1":2,"2":"0.00","3":1}' data-sheets-value='{"1":3,"3":2.9}' style="overflow:hidden;padding:0px 3px 0px 3px;vertical-align:bottom;text-align:center;">2.90</td> <td data-sheets-numberformat='{"1":2,"2":"0","3":1}' data-sheets-value='{"1":3,"3":69}' style="overflow:hidden;padding:0px 3px 0px 3px;vertical-align:bottom;text-align:center;">69</td> <td data-sheets-numberformat='{"1":2,"2":"0","3":1}' data-sheets-value='{"1":3,"3":58}' style="overflow:hidden;padding:0px 3px 0px 3px;vertical-align:bottom;text-align:center;">58</td> <td data-sheets-numberformat='{"1":2,"2":"0","3":1}' data-sheets-value='{"1":3,"3":20}' style="border-right:1px solid #000000;overflow:hidden;padding:0px 3px 0px 3px;vertical-align:bottom;text-align:center;">20</td> </tr> <tr style="height:20px;"> <td style="border-left:1px solid #000000;overflow:hidden;padding:0px 3px 0px 3px;vertical-align:bottom;font-weight:bold;"></td> <td data-sheets-value='{"1":2,"2":"Triple-walled"}' style="overflow:hidden;padding:0px 3px 0px 3px;vertical-align:bottom;font-weight:bold;">Triple-walled</td> <td data-sheets-value='{"1":2,"2":"Clear (H/H/H)"}' style="border-right:1px solid #000000;overflow:hidden;padding:0px 3px 0px 3px;vertical-align:bottom;font-weight:bold;">Clear (H/H/H)</td> <td data-sheets-numberformat='{"1":2,"2":"0.00","3":1}' data-sheets-value='{"1":3,"3":1.7}' style="overflow:hidden;padding:0px 3px 0px 3px;vertical-align:bottom;text-align:center;">1.70</td> <td data-sheets-numberformat='{"1":2,"2":"0","3":1}' data-sheets-value='{"1":3,"3":73}' style="overflow:hidden;padding:0px 3px 0px 3px;vertical-align:bottom;text-align:center;">73</td> <td data-sheets-numberformat='{"1":2,"2":"0","3":1}' data-sheets-value='{"1":3,"3":65}' style="overflow:hidden;padding:0px 3px 0px 3px;vertical-align:bottom;text-align:center;">65</td> <td data-sheets-numberformat='{"1":2,"2":"0","3":1}' data-sheets-value='{"1":3,"3":22}' style="border-right:1px solid #000000;overflow:hidden;padding:0px 3px 0px 3px;vertical-align:bottom;text-align:center;">22</td> </tr> <tr style="height:20px;"> <td style="border-left:1px solid #000000;overflow:hidden;padding:0px 3px 0px 3px;vertical-align:bottom;font-weight:bold;"></td> <td data-sheets-value='{"1":2,"2":"Triple-walled"}' style="overflow:hidden;padding:0px 3px 0px 3px;vertical-align:bottom;font-weight:bold;">Triple-walled</td> <td data-sheets-value='{"1":2,"2":"Opal (O/H/O)"}' style="border-right:1px solid #000000;overflow:hidden;padding:0px 3px 0px 3px;vertical-align:bottom;font-weight:bold;">Opal (O/H/O)</td> <td data-sheets-numberformat='{"1":2,"2":"0.00","3":1}' data-sheets-value='{"1":3,"3":1.7}' style="overflow:hidden;padding:0px 3px 0px 3px;vertical-align:bottom;text-align:center;">1.70</td> <td data-sheets-numberformat='{"1":2,"2":"0","3":1}' data-sheets-value='{"1":3,"3":62}' style="overflow:hidden;padding:0px 3px 0px 3px;vertical-align:bottom;text-align:center;">62</td> <td data-sheets-numberformat='{"1":2,"2":"0","3":1}' data-sheets-value='{"1":3,"3":51}' style="overflow:hidden;padding:0px 3px 0px 3px;vertical-align:bottom;text-align:center;">51</td> <td data-sheets-numberformat='{"1":2,"2":"0","3":1}' data-sheets-value='{"1":3,"3":22}' style="border-right:1px solid #000000;overflow:hidden;padding:0px 3px 0px 3px;vertical-align:bottom;text-align:center;">22</td> </tr> <tr style="height:20px;"> <td style="border-left:1px solid #000000;overflow:hidden;padding:0px 3px 0px 3px;vertical-align:bottom;font-weight:bold;"></td> <td data-sheets-value='{"1":2,"2":"Four-walled"}' style="overflow:hidden;padding:0px 3px 0px 3px;vertical-align:bottom;font-weight:bold;">Four-walled</td> <td data-sheets-value='{"1":2,"2":"Clear (H/H/H/H)"}' style="border-right:1px solid #000000;overflow:hidden;padding:0px 3px 0px 3px;vertical-align:bottom;font-weight:bold;">Clear (H/H/H/H)</td> <td data-sheets-numberformat='{"1":2,"2":"0.00","3":1}' data-sheets-value='{"1":3,"3":1.28}' style="overflow:hidden;padding:0px 3px 0px 3px;vertical-align:bottom;text-align:center;">1.28</td> <td data-sheets-numberformat='{"1":2,"2":"0","3":1}' data-sheets-value='{"1":3,"3":64}' style="overflow:hidden;padding:0px 3px 0px 3px;vertical-align:bottom;text-align:center;">64</td> <td data-sheets-numberformat='{"1":2,"2":"0","3":1}' data-sheets-value='{"1":3,"3":54}' style="overflow:hidden;padding:0px 3px 0px 3px;vertical-align:bottom;text-align:center;">54</td> <td data-sheets-numberformat='{"1":2,"2":"0","3":1}' data-sheets-value='{"1":3,"3":23}' style="border-right:1px solid #000000;overflow:hidden;padding:0px 3px 0px 3px;vertical-align:bottom;text-align:center;">23</td> </tr> <tr style="height:20px;"> <td style="border-bottom:1px solid #000000;border-left:1px solid #000000;overflow:hidden;padding:0px 3px 0px 3px;vertical-align:bottom;"></td> <td data-sheets-value='{"1":2,"2":"Four-walled"}' style="border-bottom:1px solid #000000;overflow:hidden;padding:0px 3px 0px 3px;vertical-align:bottom;font-weight:bold;">Four-walled</td> <td data-sheets-value='{"1":2,"2":"Opal (H/H/O/H)"}' style="border-right:1px solid #000000;border-bottom:1px solid #000000;overflow:hidden;padding:0px 3px 0px 3px;vertical-align:bottom;font-weight:bold;">Opal (H/H/O/H)</td> <td data-sheets-numberformat='{"1":2,"2":"0.00","3":1}' data-sheets-value='{"1":3,"3":1.28}' style="border-bottom:1px solid #000000;overflow:hidden;padding:0px 3px 0px 3px;vertical-align:bottom;text-align:center;">1.28</td> <td data-sheets-numberformat='{"1":2,"2":"0","3":1}' data-sheets-value='{"1":3,"3":59}' style="border-bottom:1px solid #000000;overflow:hidden;padding:0px 3px 0px 3px;vertical-align:bottom;text-align:center;">59</td> <td data-sheets-numberformat='{"1":2,"2":"0","3":1}' data-sheets-value='{"1":3,"3":48}' style="border-bottom:1px solid #000000;overflow:hidden;padding:0px 3px 0px 3px;vertical-align:bottom;text-align:center;">48</td> <td data-sheets-numberformat='{"1":2,"2":"0","3":1}' data-sheets-value='{"1":3,"3":23}' style="border-right:1px solid #000000;border-bottom:1px solid #000000;overflow:hidden;padding:0px 3px 0px 3px;vertical-align:bottom;text-align:center;">23</td> </tr> <tr style="height:20px;"> <td data-sheets-value='{"1":2,"2":"Polycarbonate "}' style="border-left:1px solid #000000;overflow:hidden;padding:0px 3px 0px 3px;vertical-align:bottom;font-weight:bold;">Polycarbonate </td> <td data-sheets-value='{"1":2,"2":"Single-walled"}' style="overflow:hidden;padding:0px 3px 0px 3px;vertical-align:bottom;font-weight:bold;">Single-walled</td> <td data-sheets-value='{"1":2,"2":"Clear (A)"}' style="border-right:1px solid #000000;overflow:hidden;padding:0px 3px 0px 3px;vertical-align:bottom;font-weight:bold;">Clear (A)</td> <td data-sheets-numberformat='{"1":2,"2":"0.00","3":1}' data-sheets-value='{"1":3,"3":5.17}' style="overflow:hidden;padding:0px 3px 0px 3px;vertical-align:bottom;text-align:center;">5.17</td> <td data-sheets-numberformat='{"1":2,"2":"0","3":1}' data-sheets-value='{"1":3,"3":88}' style="overflow:hidden;padding:0px 3px 0px 3px;vertical-align:bottom;text-align:center;">88</td> <td data-sheets-numberformat='{"1":2,"2":"0","3":1}' data-sheets-value='{"1":3,"3":83}' style="overflow:hidden;padding:0px 3px 0px 3px;vertical-align:bottom;text-align:center;">83</td> <td data-sheets-numberformat='{"1":2,"2":"0","3":1}' data-sheets-value='{"1":2,"2":"-"}' style="border-right:1px solid #000000;overflow:hidden;padding:0px 3px 0px 3px;vertical-align:bottom;text-align:center;">-</td> </tr> <tr style="height:20px;"> <td data-sheets-value='{"1":2,"2":"PC"}' style="border-left:1px solid #000000;overflow:hidden;padding:0px 3px 0px 3px;vertical-align:bottom;font-weight:bold;">PC</td> <td data-sheets-value='{"1":2,"2":"Single-walled"}' style="overflow:hidden;padding:0px 3px 0px 3px;vertical-align:bottom;font-weight:bold;">Single-walled</td> <td data-sheets-value='{"1":2,"2":"Opal (D)"}' style="border-right:1px solid #000000;overflow:hidden;padding:0px 3px 0px 3px;vertical-align:bottom;font-weight:bold;">Opal (D)</td> <td data-sheets-numberformat='{"1":2,"2":"0.00","3":1}' data-sheets-value='{"1":3,"3":5.17}' style="overflow:hidden;padding:0px 3px 0px 3px;vertical-align:bottom;text-align:center;">5.17</td> <td data-sheets-numberformat='{"1":2,"2":"0","3":1}' data-sheets-value='{"1":3,"3":58}' style="overflow:hidden;padding:0px 3px 0px 3px;vertical-align:bottom;text-align:center;">58</td> <td data-sheets-numberformat='{"1":2,"2":"0","3":1}' data-sheets-value='{"1":3,"3":60}' style="overflow:hidden;padding:0px 3px 0px 3px;vertical-align:bottom;text-align:center;">60</td> <td data-sheets-numberformat='{"1":2,"2":"0","3":1}' data-sheets-value='{"1":2,"2":"-"}' style="border-right:1px solid #000000;overflow:hidden;padding:0px 3px 0px 3px;vertical-align:bottom;text-align:center;">-</td> </tr> <tr style="height:20px;"> <td style="border-left:1px solid #000000;overflow:hidden;padding:0px 3px 0px 3px;vertical-align:bottom;font-weight:bold;"></td> <td data-sheets-value='{"1":2,"2":"Double-walled"}' style="overflow:hidden;padding:0px 3px 0px 3px;vertical-align:bottom;font-weight:bold;">Double-walled</td> <td data-sheets-value='{"1":2,"2":"Clear (A/H)"}' style="border-right:1px solid #000000;overflow:hidden;padding:0px 3px 0px 3px;vertical-align:bottom;font-weight:bold;">Clear (A/H)</td> <td data-sheets-numberformat='{"1":2,"2":"0.00","3":1}' data-sheets-value='{"1":3,"3":2.9}' style="overflow:hidden;padding:0px 3px 0px 3px;vertical-align:bottom;text-align:center;">2.90</td> <td data-sheets-numberformat='{"1":2,"2":"0","3":1}' data-sheets-value='{"1":3,"3":79}' style="overflow:hidden;padding:0px 3px 0px 3px;vertical-align:bottom;text-align:center;">79</td> <td data-sheets-numberformat='{"1":2,"2":"0","3":1}' data-sheets-value='{"1":3,"3":72}' style="overflow:hidden;padding:0px 3px 0px 3px;vertical-align:bottom;text-align:center;">72</td> <td data-sheets-numberformat='{"1":2,"2":"0","3":1}' data-sheets-value='{"1":3,"3":20}' style="border-right:1px solid #000000;overflow:hidden;padding:0px 3px 0px 3px;vertical-align:bottom;text-align:center;">20</td> </tr> <tr style="height:20px;"> <td style="border-left:1px solid #000000;overflow:hidden;padding:0px 3px 0px 3px;vertical-align:bottom;font-weight:bold;"></td> <td data-sheets-value='{"1":2,"2":"Double-walled"}' style="overflow:hidden;padding:0px 3px 0px 3px;vertical-align:bottom;font-weight:bold;">Double-walled</td> <td data-sheets-value='{"1":2,"2":"Clear (A/A)"}' style="border-right:1px solid #000000;overflow:hidden;padding:0px 3px 0px 3px;vertical-align:bottom;font-weight:bold;">Clear (A/A)</td> <td data-sheets-numberformat='{"1":2,"2":"0.00","3":1}' data-sheets-value='{"1":3,"3":2.9}' style="overflow:hidden;padding:0px 3px 0px 3px;vertical-align:bottom;text-align:center;">2.90</td> <td data-sheets-numberformat='{"1":2,"2":"0","3":1}' data-sheets-value='{"1":3,"3":77}' style="overflow:hidden;padding:0px 3px 0px 3px;vertical-align:bottom;text-align:center;">77</td> <td data-sheets-numberformat='{"1":2,"2":"0","3":1}' data-sheets-value='{"1":3,"3":69}' style="overflow:hidden;padding:0px 3px 0px 3px;vertical-align:bottom;text-align:center;">69</td> <td data-sheets-numberformat='{"1":2,"2":"0","3":1}' data-sheets-value='{"1":3,"3":20}' style="border-right:1px solid #000000;overflow:hidden;padding:0px 3px 0px 3px;vertical-align:bottom;text-align:center;">20</td> </tr> <tr style="height:20px;"> <td style="border-left:1px solid #000000;overflow:hidden;padding:0px 3px 0px 3px;vertical-align:bottom;font-weight:bold;"></td> <td data-sheets-value='{"1":2,"2":"Double-walled"}' style="overflow:hidden;padding:0px 3px 0px 3px;vertical-align:bottom;font-weight:bold;">Double-walled</td> <td data-sheets-value='{"1":2,"2":"Opal (A/O)"}' style="border-right:1px solid #000000;overflow:hidden;padding:0px 3px 0px 3px;vertical-align:bottom;font-weight:bold;">Opal (A/O)</td> <td data-sheets-numberformat='{"1":2,"2":"0.00","3":1}' data-sheets-value='{"1":3,"3":2.9}' style="overflow:hidden;padding:0px 3px 0px 3px;vertical-align:bottom;text-align:center;">2.90</td> <td data-sheets-numberformat='{"1":2,"2":"0","3":1}' data-sheets-value='{"1":3,"3":73}' style="overflow:hidden;padding:0px 3px 0px 3px;vertical-align:bottom;text-align:center;">73</td> <td data-sheets-numberformat='{"1":2,"2":"0","3":1}' data-sheets-value='{"1":3,"3":63}' style="overflow:hidden;padding:0px 3px 0px 3px;vertical-align:bottom;text-align:center;">63</td> <td data-sheets-numberformat='{"1":2,"2":"0","3":1}' data-sheets-value='{"1":3,"3":20}' style="border-right:1px solid #000000;overflow:hidden;padding:0px 3px 0px 3px;vertical-align:bottom;text-align:center;">20</td> </tr> <tr style="height:20px;"> <td style="border-left:1px solid #000000;overflow:hidden;padding:0px 3px 0px 3px;vertical-align:bottom;font-weight:bold;"></td> <td data-sheets-value='{"1":2,"2":"Double-walled"}' style="overflow:hidden;padding:0px 3px 0px 3px;vertical-align:bottom;font-weight:bold;">Double-walled</td> <td data-sheets-value='{"1":2,"2":"Opal (A/D)"}' style="border-right:1px solid #000000;overflow:hidden;padding:0px 3px 0px 3px;vertical-align:bottom;font-weight:bold;">Opal (A/D)</td> <td data-sheets-numberformat='{"1":2,"2":"0.00","3":1}' data-sheets-value='{"1":3,"3":2.9}' style="overflow:hidden;padding:0px 3px 0px 3px;vertical-align:bottom;text-align:center;">2.90</td> <td data-sheets-numberformat='{"1":2,"2":"0","3":1}' data-sheets-value='{"1":3,"3":51}' style="overflow:hidden;padding:0px 3px 0px 3px;vertical-align:bottom;text-align:center;">51</td> <td data-sheets-numberformat='{"1":2,"2":"0","3":1}' data-sheets-value='{"1":3,"3":50}' style="overflow:hidden;padding:0px 3px 0px 3px;vertical-align:bottom;text-align:center;">50</td> <td data-sheets-numberformat='{"1":2,"2":"0","3":1}' data-sheets-value='{"1":3,"3":20}' style="border-right:1px solid #000000;overflow:hidden;padding:0px 3px 0px 3px;vertical-align:bottom;text-align:center;">20</td> </tr> <tr style="height:20px;"> <td style="border-left:1px solid #000000;overflow:hidden;padding:0px 3px 0px 3px;vertical-align:bottom;font-weight:bold;"></td> <td data-sheets-value='{"1":2,"2":"Triple-walled"}' style="overflow:hidden;padding:0px 3px 0px 3px;vertical-align:bottom;font-weight:bold;">Triple-walled</td> <td data-sheets-value='{"1":2,"2":"Clear (A/H/H)"}' style="border-right:1px solid #000000;overflow:hidden;padding:0px 3px 0px 3px;vertical-align:bottom;font-weight:bold;">Clear (A/H/H)</td> <td data-sheets-numberformat='{"1":2,"2":"0.00","3":1}' data-sheets-value='{"1":3,"3":1.7}' style="overflow:hidden;padding:0px 3px 0px 3px;vertical-align:bottom;text-align:center;">1.70</td> <td data-sheets-numberformat='{"1":2,"2":"0","3":1}' data-sheets-value='{"1":3,"3":71}' style="overflow:hidden;padding:0px 3px 0px 3px;vertical-align:bottom;text-align:center;">71</td> <td data-sheets-numberformat='{"1":2,"2":"0","3":1}' data-sheets-value='{"1":3,"3":63}' style="overflow:hidden;padding:0px 3px 0px 3px;vertical-align:bottom;text-align:center;">63</td> <td data-sheets-numberformat='{"1":2,"2":"0","3":1}' data-sheets-value='{"1":3,"3":22}' style="border-right:1px solid #000000;overflow:hidden;padding:0px 3px 0px 3px;vertical-align:bottom;text-align:center;">22</td> </tr> <tr style="height:20px;"> <td style="border-left:1px solid #000000;overflow:hidden;padding:0px 3px 0px 3px;vertical-align:bottom;font-weight:bold;"></td> <td data-sheets-value='{"1":2,"2":"Triple-walled"}' style="overflow:hidden;padding:0px 3px 0px 3px;vertical-align:bottom;font-weight:bold;">Triple-walled</td> <td data-sheets-value='{"1":2,"2":"Opal (A/O/O)"}' style="border-right:1px solid #000000;overflow:hidden;padding:0px 3px 0px 3px;vertical-align:bottom;font-weight:bold;">Opal (A/O/O)</td> <td data-sheets-numberformat='{"1":2,"2":"0.00","3":1}' data-sheets-value='{"1":3,"3":1.7}' style="overflow:hidden;padding:0px 3px 0px 3px;vertical-align:bottom;text-align:center;">1.70</td> <td data-sheets-numberformat='{"1":2,"2":"0","3":1}' data-sheets-value='{"1":3,"3":61}' style="overflow:hidden;padding:0px 3px 0px 3px;vertical-align:bottom;text-align:center;">61</td> <td data-sheets-numberformat='{"1":2,"2":"0","3":1}' data-sheets-value='{"1":3,"3":48}' style="overflow:hidden;padding:0px 3px 0px 3px;vertical-align:bottom;text-align:center;">48</td> <td data-sheets-numberformat='{"1":2,"2":"0","3":1}' data-sheets-value='{"1":3,"3":22}' style="border-right:1px solid #000000;overflow:hidden;padding:0px 3px 0px 3px;vertical-align:bottom;text-align:center;">22</td> </tr> <tr style="height:20px;"> <td style="border-left:1px solid #000000;overflow:hidden;padding:0px 3px 0px 3px;vertical-align:bottom;font-weight:bold;"></td> <td data-sheets-value='{"1":2,"2":"Four-walled"}' style="overflow:hidden;padding:0px 3px 0px 3px;vertical-align:bottom;font-weight:bold;">Four-walled</td> <td data-sheets-value='{"1":2,"2":"Clear (A/H/H/H)"}' style="border-right:1px solid #000000;overflow:hidden;padding:0px 3px 0px 3px;vertical-align:bottom;font-weight:bold;">Clear (A/H/H/H)</td> <td data-sheets-numberformat='{"1":2,"2":"0.00","3":1}' data-sheets-value='{"1":3,"3":1.28}' style="overflow:hidden;padding:0px 3px 0px 3px;vertical-align:bottom;text-align:center;">1.28</td> <td data-sheets-numberformat='{"1":2,"2":"0","3":1}' data-sheets-value='{"1":3,"3":64}' style="overflow:hidden;padding:0px 3px 0px 3px;vertical-align:bottom;text-align:center;">64</td> <td data-sheets-numberformat='{"1":2,"2":"0","3":1}' data-sheets-value='{"1":3,"3":52}' style="overflow:hidden;padding:0px 3px 0px 3px;vertical-align:bottom;text-align:center;">52</td> <td data-sheets-numberformat='{"1":2,"2":"0","3":1}' data-sheets-value='{"1":3,"3":23}' style="border-right:1px solid #000000;overflow:hidden;padding:0px 3px 0px 3px;vertical-align:bottom;text-align:center;">23</td> </tr> <tr style="height:20px;"> <td style="border-bottom:1px solid #000000;border-left:1px solid #000000;overflow:hidden;padding:0px 3px 0px 3px;vertical-align:bottom;"></td> <td data-sheets-value='{"1":2,"2":"Four-walled"}' style="border-bottom:1px solid #000000;overflow:hidden;padding:0px 3px 0px 3px;vertical-align:bottom;font-weight:bold;">Four-walled</td> <td data-sheets-value='{"1":2,"2":"Opal (A/H/O/H)"}' style="border-right:1px solid #000000;border-bottom:1px solid #000000;overflow:hidden;padding:0px 3px 0px 3px;vertical-align:bottom;font-weight:bold;">Opal (A/H/O/H)</td> <td data-sheets-numberformat='{"1":2,"2":"0.00","3":1}' data-sheets-value='{"1":3,"3":1.28}' style="border-bottom:1px solid #000000;overflow:hidden;padding:0px 3px 0px 3px;vertical-align:bottom;text-align:center;">1.28</td> <td data-sheets-numberformat='{"1":2,"2":"0","3":1}' data-sheets-value='{"1":3,"3":59}' style="border-bottom:1px solid #000000;overflow:hidden;padding:0px 3px 0px 3px;vertical-align:bottom;text-align:center;">59</td> <td data-sheets-numberformat='{"1":2,"2":"0","3":1}' data-sheets-value='{"1":3,"3":46}' style="border-bottom:1px solid #000000;overflow:hidden;padding:0px 3px 0px 3px;vertical-align:bottom;text-align:center;">46</td> <td data-sheets-numberformat='{"1":2,"2":"0","3":1}' data-sheets-value='{"1":3,"3":23}' style="border-right:1px solid #000000;border-bottom:1px solid #000000;overflow:hidden;padding:0px 3px 0px 3px;vertical-align:bottom;text-align:center;">23</td> </tr> <tr style="height:20px;"> <td data-sheets-value='{"1":2,"2":"Polycarbonate"}' style="border-left:1px solid #000000;overflow:hidden;padding:0px 3px 0px 3px;vertical-align:bottom;font-weight:bold;">Polycarbonate</td> <td data-sheets-value='{"1":2,"2":"Single-walled"}' style="overflow:hidden;padding:0px 3px 0px 3px;vertical-align:bottom;font-weight:bold;">Single-walled</td> <td data-sheets-value='{"1":2,"2":"Heatstop Opal (T)"}' style="border-right:1px solid #000000;overflow:hidden;padding:0px 3px 0px 3px;vertical-align:bottom;font-weight:bold;">Heatstop Opal (T)</td> <td data-sheets-numberformat='{"1":2,"2":"0.00","3":1}' data-sheets-value='{"1":3,"3":5.17}' style="overflow:hidden;padding:0px 3px 0px 3px;vertical-align:bottom;text-align:center;">5.17</td> <td data-sheets-numberformat='{"1":2,"2":"0","3":1}' data-sheets-value='{"1":3,"3":49}' style="overflow:hidden;padding:0px 3px 0px 3px;vertical-align:bottom;text-align:center;">49</td> <td data-sheets-numberformat='{"1":2,"2":"0","3":1}' data-sheets-value='{"1":3,"3":59}' style="overflow:hidden;padding:0px 3px 0px 3px;vertical-align:bottom;text-align:center;">59</td> <td data-sheets-numberformat='{"1":2,"2":"0","3":1}' data-sheets-value='{"1":2,"2":"-"}' style="border-right:1px solid #000000;overflow:hidden;padding:0px 3px 0px 3px;vertical-align:bottom;text-align:center;">-</td> </tr> <tr style="height:20px;"> <td data-sheets-value='{"1":2,"2":"Heatstop PC"}' style="border-left:1px solid #000000;overflow:hidden;padding:0px 3px 0px 3px;vertical-align:bottom;font-weight:bold;">Heatstop PC</td> <td data-sheets-value='{"1":2,"2":"Double-walled"}' style="overflow:hidden;padding:0px 3px 0px 3px;vertical-align:bottom;font-weight:bold;">Double-walled</td> <td data-sheets-value='{"1":2,"2":"Clear (T/H)"}' style="border-right:1px solid #000000;overflow:hidden;padding:0px 3px 0px 3px;vertical-align:bottom;font-weight:bold;">Clear (T/H)</td> <td data-sheets-numberformat='{"1":2,"2":"0.00","3":1}' data-sheets-value='{"1":3,"3":2.9}' style="overflow:hidden;padding:0px 3px 0px 3px;vertical-align:bottom;text-align:center;">2.90</td> <td data-sheets-numberformat='{"1":2,"2":"0","3":1}' data-sheets-value='{"1":3,"3":44}' style="overflow:hidden;padding:0px 3px 0px 3px;vertical-align:bottom;text-align:center;">44</td> <td data-sheets-numberformat='{"1":2,"2":"0","3":1}' data-sheets-value='{"1":3,"3":51}' style="overflow:hidden;padding:0px 3px 0px 3px;vertical-align:bottom;text-align:center;">51</td> <td data-sheets-numberformat='{"1":2,"2":"0","3":1}' data-sheets-value='{"1":3,"3":20}' style="border-right:1px solid #000000;overflow:hidden;padding:0px 3px 0px 3px;vertical-align:bottom;text-align:center;">20</td> </tr> <tr style="height:20px;"> <td style="border-left:1px solid #000000;overflow:hidden;padding:0px 3px 0px 3px;vertical-align:bottom;font-weight:bold;"></td> <td data-sheets-value='{"1":2,"2":"Double-walled"}' style="overflow:hidden;padding:0px 3px 0px 3px;vertical-align:bottom;font-weight:bold;">Double-walled</td> <td data-sheets-value='{"1":2,"2":"Opal (T/O)"}' style="border-right:1px solid #000000;overflow:hidden;padding:0px 3px 0px 3px;vertical-align:bottom;font-weight:bold;">Opal (T/O)</td> <td data-sheets-numberformat='{"1":2,"2":"0.00","3":1}' data-sheets-value='{"1":3,"3":2.9}' style="overflow:hidden;padding:0px 3px 0px 3px;vertical-align:bottom;text-align:center;">2.90</td> <td data-sheets-numberformat='{"1":2,"2":"0","3":1}' data-sheets-value='{"1":3,"3":41}' style="overflow:hidden;padding:0px 3px 0px 3px;vertical-align:bottom;text-align:center;">41</td> <td data-sheets-numberformat='{"1":2,"2":"0","3":1}' data-sheets-value='{"1":3,"3":45}' style="overflow:hidden;padding:0px 3px 0px 3px;vertical-align:bottom;text-align:center;">45</td> <td data-sheets-numberformat='{"1":2,"2":"0","3":1}' data-sheets-value='{"1":3,"3":20}' style="border-right:1px solid #000000;overflow:hidden;padding:0px 3px 0px 3px;vertical-align:bottom;text-align:center;">20</td> </tr> <tr style="height:20px;"> <td style="border-left:1px solid #000000;overflow:hidden;padding:0px 3px 0px 3px;vertical-align:bottom;font-weight:bold;"></td> <td data-sheets-value='{"1":2,"2":"Triple-walled"}' style="overflow:hidden; | skylux-160-ce-met-koepel-en-pvc-opstand-30-20-met-lm-motor-1000-x-1500-mm | 8586030481741 | 46872351113549
Smoke and heat exhaust (SHEV) | SHE system | Skylux | Skylux 160° CE with skylight and PVC curb 30/20 with LM-actuator 1000 x 1600 mm |  | 25958 | 5412970259589 | 4210.8 | Yes | 30-45 | 73.79 | 1000 x 1600 mm | 1600 | 1000 |  | PVC 30/20 (30 cm high & roof opening = 20 cm larger than daylight size) | Rectangular | 5.17 W/m²K - 1.28 W/m²K | 87% - 32% | 90% - 32% | 20dB - 23dB | 160° CE (for industry) | skylight | without spoiler | E | Single actuator | Maximum four-walled skylight possible for this product | Ut-value LT-value g-value Rw-value EN 1873 : 2014 EN ISO 13468 EN 16153 EN 410 EN 410 EN ISO 140-3 Material Walls Shells (W/m²K) (%) (%) (dB) Acrylic Single-walled Clear (H) 5.17 90 87 - PMMA Single-walled Opal (O) 5.17 83 76 - Double-walled Clear (H/H) 2.90 81 75 20 Double-walled Opal (O/O) 2.90 69 58 20 Triple-walled Clear (H/H/H) 1.70 73 65 22 Triple-walled Opal (O/H/O) 1.70 62 51 22 Four-walled Clear (H/H/H/H) 1.28 64 54 23 Four-walled Opal (H/H/O/H) 1.28 59 48 23 Polycarbonate Single-walled Clear (A) 5.17 88 83 - PC Single-walled Opal (D) 5.17 58 60 - Double-walled Clear (A/H) 2.90 79 72 20 Double-walled Clear (A/A) 2.90 77 69 20 Double-walled Opal (A/O) 2.90 73 63 20 Double-walled Opal (A/D) 2.90 51 50 20 Triple-walled Clear (A/H/H) 1.70 71 63 22 Triple-walled Opal (A/O/O) 1.70 61 48 22 Four-walled Clear (A/H/H/H) 1.28 64 52 23 Four-walled Opal (A/H/O/H) 1.28 59 46 23 Polycarbonate Single-walled Heatstop Opal (T) 5.17 49 59 - Heatstop PC Double-walled Clear (T/H) 2.90 44 51 20 Double-walled Opal (T/O) 2.90 41 45 20 Triple-walled Clear (T/H/H) 1.70 40 <td data-sheets-numberformat='{"1":2,"2":"0","3":1}' data-sheets-value='{"1":3,"3":44}' style="overflow:hidden;paddin | https://skylux.eu/en/products/skylux-160-ce-met-koepel-en-pvc-opstand-30-20-met-lm-motor-1000-x-1600-mm | https://skylux.eu/cdn/shop/files/Skylux-160deg-CE-met-koepel-en-pvc-opstand-3020-met-LM-motor-1000-x-1600-mm-RWA-systeem.jpg?v=1702980433&width=1600 | https://skylux.eu/cdn/shop/files/e5a82811-1bb0-48e4-a776-cacb59c7c092_9f29c138-6d85-4aad-8534-8f04cf984a35.jpg?v=1688551128&width=1600 | //skylux.eu/cdn/shop/files/E_MH_Mounting_instructions_Skylux_160_CE_LM.pdf?v=12406716259046007223 | //skylux.eu/cdn/shop/files/E_TD_Technical_File_Skylux_Skylux_160_CE_Electric.pdf?v=3667116872303399239 | <style type="text/css" id="isPasted"> <!--td { border: 1px solid #cccccc; } br { mso-data-placement: same-cell; } --> </style> <table border="1" cellpadding="0" cellspacing="0" dir="ltr" style="table-layout:fixed;font-size:10pt;font-family:Arial;border-collapse:collapse;border:none;"><tbody> <tr style="height:20px;"> <td style="overflow:hidden;padding:0px 3px 0px 3px;vertical-align:bottom;"></td> <td style="overflow:hidden;padding:0px 3px 0px 3px;vertical-align:bottom;"></td> <td style="overflow:hidden;padding:0px 3px 0px 3px;vertical-align:bottom;"></td> <td data-sheets-value='{"1":2,"2":"Ut-value"}' style="overflow:hidden;padding:0px 3px 0px 3px;vertical-align:bottom;font-weight:bold;text-align:center;">Ut-value</td> <td data-sheets-value='{"1":2,"2":"LT-value"}' style="overflow:hidden;padding:0px 3px 0px 3px;vertical-align:bottom;font-weight:bold;text-align:center;">LT-value</td> <td data-sheets-value='{"1":2,"2":"g-value"}' style="overflow:hidden;padding:0px 3px 0px 3px;vertical-align:bottom;font-weight:bold;text-align:center;">g-value</td> <td data-sheets-value='{"1":2,"2":"Rw-value "}' style="overflow:hidden;padding:0px 3px 0px 3px;vertical-align:bottom;font-weight:bold;text-align:center;">Rw-value </td> </tr> <tr style="height:20px;"> <td style="overflow:hidden;padding:0px 3px 0px 3px;vertical-align:bottom;"></td> <td style="overflow:hidden;padding:0px 3px 0px 3px;vertical-align:bottom;"></td> <td style="overflow:hidden;padding:0px 3px 0px 3px;vertical-align:bottom;"></td> <td data-sheets-numberformat='{"1":2,"2":"0.00","3":1}' data-sheets-value='{"1":2,"2":"EN 1873 : 2014"}' style="overflow:hidden;padding:0px 3px 0px 3px;vertical-align:bottom;text-align:center;">EN 1873 : 2014</td> <td data-sheets-numberformat='{"1":2,"2":"0","3":1}' data-sheets-value='{"1":2,"2":"EN ISO 13468 EN 16153 EN 410"}' style="overflow:hidden;padding:0px 3px 0px 3px;vertical-align:bottom;text-align:center;">EN ISO 13468 EN 16153 EN 410</td> <td data-sheets-numberformat='{"1":2,"2":"0","3":1}' data-sheets-value='{"1":2,"2":"EN 410"}' style="overflow:hidden;padding:0px 3px 0px 3px;vertical-align:bottom;text-align:center;">EN 410</td> <td data-sheets-value='{"1":2,"2":"EN ISO 140-3\t\t"}' style="overflow:hidden;padding:0px 3px 0px 3px;vertical-align:bottom;text-align:center;">EN ISO 140-3 </td> </tr> <tr style="height:20px;"> <td data-sheets-value='{"1":2,"2":"Material"}' style="border-bottom:1px solid #000000;overflow:hidden;padding:0px 3px 0px 3px;vertical-align:bottom;background-color:#000000;font-weight:bold;color:#ffffff;">Material</td> <td data-sheets-value='{"1":2,"2":"Walls"}' style="border-bottom:1px solid #000000;overflow:hidden;padding:0px 3px 0px 3px;vertical-align:bottom;background-color:#000000;font-weight:bold;color:#ffffff;">Walls</td> <td data-sheets-value='{"1":2,"2":"Shells"}' style="border-bottom:1px solid #000000;overflow:hidden;padding:0px 3px 0px 3px;vertical-align:bottom;background-color:#000000;font-weight:bold;color:#ffffff;">Shells</td> <td data-sheets-numberformat='{"1":2,"2":"0.00","3":1}' data-sheets-value='{"1":2,"2":"(W/m²K)\t"}' style="border-bottom:1px solid #000000;overflow:hidden;padding:0px 3px 0px 3px;vertical-align:bottom;background-color:#000000;font-weight:bold;color:#ffffff;text-align:center;">(W/m²K) </td> <td data-sheets-numberformat='{"1":2,"2":"0","3":1}' data-sheets-value='{"1":2,"2":"(%)"}' style="border-bottom:1px solid #000000;overflow:hidden;padding:0px 3px 0px 3px;vertical-align:bottom;background-color:#000000;font-weight:bold;color:#ffffff;text-align:center;">(%)</td> <td data-sheets-numberformat='{"1":2,"2":"0","3":1}' data-sheets-value='{"1":2,"2":"(%)"}' style="border-bottom:1px solid #000000;overflow:hidden;padding:0px 3px 0px 3px;vertical-align:bottom;background-color:#000000;font-weight:bold;color:#ffffff;text-align:center;">(%)</td> <td data-sheets-value='{"1":2,"2":"(dB)"}' style="border-bottom:1px solid #000000;overflow:hidden;padding:0px 3px 0px 3px;vertical-align:bottom;background-color:#000000;font-weight:bold;color:#ffffff;text-align:center;">(dB)</td> </tr> <tr style="height:20px;"> <td data-sheets-value='{"1":2,"2":"Acrylic"}' style="border-left:1px solid #000000;overflow:hidden;padding:0px 3px 0px 3px;vertical-align:bottom;font-weight:bold;">Acrylic</td> <td data-sheets-value='{"1":2,"2":"Single-walled"}' style="overflow:hidden;padding:0px 3px 0px 3px;vertical-align:bottom;font-weight:bold;">Single-walled</td> <td data-sheets-value='{"1":2,"2":"Clear (H)"}' style="border-right:1px solid #000000;overflow:hidden;padding:0px 3px 0px 3px;vertical-align:bottom;font-weight:bold;">Clear (H)</td> <td data-sheets-numberformat='{"1":2,"2":"0.00","3":1}' data-sheets-value='{"1":3,"3":5.17}' style="overflow:hidden;padding:0px 3px 0px 3px;vertical-align:bottom;text-align:center;">5.17</td> <td data-sheets-numberformat='{"1":2,"2":"0","3":1}' data-sheets-value='{"1":3,"3":90}' style="overflow:hidden;padding:0px 3px 0px 3px;vertical-align:bottom;text-align:center;">90</td> <td data-sheets-numberformat='{"1":2,"2":"0","3":1}' data-sheets-value='{"1":3,"3":87}' style="overflow:hidden;padding:0px 3px 0px 3px;vertical-align:bottom;text-align:center;">87</td> <td data-sheets-numberformat='{"1":2,"2":"0","3":1}' data-sheets-value='{"1":2,"2":"-"}' style="border-right:1px solid #000000;overflow:hidden;padding:0px 3px 0px 3px;vertical-align:bottom;text-align:center;">-</td> </tr> <tr style="height:20px;"> <td data-sheets-value='{"1":2,"2":"PMMA"}' style="border-left:1px solid #000000;overflow:hidden;padding:0px 3px 0px 3px;vertical-align:bottom;font-weight:bold;">PMMA</td> <td data-sheets-value='{"1":2,"2":"Single-walled"}' style="overflow:hidden;padding:0px 3px 0px 3px;vertical-align:bottom;font-weight:bold;">Single-walled</td> <td data-sheets-value='{"1":2,"2":"Opal (O)"}' style="border-right:1px solid #000000;overflow:hidden;padding:0px 3px 0px 3px;vertical-align:bottom;font-weight:bold;">Opal (O)</td> <td data-sheets-numberformat='{"1":2,"2":"0.00","3":1}' data-sheets-value='{"1":3,"3":5.17}' style="overflow:hidden;padding:0px 3px 0px 3px;vertical-align:bottom;text-align:center;">5.17</td> <td data-sheets-numberformat='{"1":2,"2":"0","3":1}' data-sheets-value='{"1":3,"3":83}' style="overflow:hidden;padding:0px 3px 0px 3px;vertical-align:bottom;text-align:center;">83</td> <td data-sheets-numberformat='{"1":2,"2":"0","3":1}' data-sheets-value='{"1":3,"3":76}' style="overflow:hidden;padding:0px 3px 0px 3px;vertical-align:bottom;text-align:center;">76</td> <td data-sheets-numberformat='{"1":2,"2":"0","3":1}' data-sheets-value='{"1":2,"2":"-"}' style="border-right:1px solid #000000;overflow:hidden;padding:0px 3px 0px 3px;vertical-align:bottom;text-align:center;">-</td> </tr> <tr style="height:20px;"> <td style="border-left:1px solid #000000;overflow:hidden;padding:0px 3px 0px 3px;vertical-align:bottom;font-weight:bold;"></td> <td data-sheets-value='{"1":2,"2":"Double-walled"}' style="overflow:hidden;padding:0px 3px 0px 3px;vertical-align:bottom;font-weight:bold;">Double-walled</td> <td data-sheets-value='{"1":2,"2":"Clear (H/H)"}' style="border-right:1px solid #000000;overflow:hidden;padding:0px 3px 0px 3px;vertical-align:bottom;font-weight:bold;">Clear (H/H)</td> <td data-sheets-numberformat='{"1":2,"2":"0.00","3":1}' data-sheets-value='{"1":3,"3":2.9}' style="overflow:hidden;padding:0px 3px 0px 3px;vertical-align:bottom;text-align:center;">2.90</td> <td data-sheets-numberformat='{"1":2,"2":"0","3":1}' data-sheets-value='{"1":3,"3":81}' style="overflow:hidden;padding:0px 3px 0px 3px;vertical-align:bottom;text-align:center;">81</td> <td data-sheets-numberformat='{"1":2,"2":"0","3":1}' data-sheets-value='{"1":3,"3":75}' style="overflow:hidden;padding:0px 3px 0px 3px;vertical-align:bottom;text-align:center;">75</td> <td data-sheets-numberformat='{"1":2,"2":"0","3":1}' data-sheets-value='{"1":3,"3":20}' style="border-right:1px solid #000000;overflow:hidden;padding:0px 3px 0px 3px;vertical-align:bottom;text-align:center;">20</td> </tr> <tr style="height:20px;"> <td style="border-left:1px solid #000000;overflow:hidden;padding:0px 3px 0px 3px;vertical-align:bottom;font-weight:bold;"></td> <td data-sheets-value='{"1":2,"2":"Double-walled"}' style="overflow:hidden;padding:0px 3px 0px 3px;vertical-align:bottom;font-weight:bold;">Double-walled</td> <td data-sheets-value='{"1":2,"2":"Opal (O/O)"}' style="border-right:1px solid #000000;overflow:hidden;padding:0px 3px 0px 3px;vertical-align:bottom;font-weight:bold;">Opal (O/O)</td> <td data-sheets-numberformat='{"1":2,"2":"0.00","3":1}' data-sheets-value='{"1":3,"3":2.9}' style="overflow:hidden;padding:0px 3px 0px 3px;vertical-align:bottom;text-align:center;">2.90</td> <td data-sheets-numberformat='{"1":2,"2":"0","3":1}' data-sheets-value='{"1":3,"3":69}' style="overflow:hidden;padding:0px 3px 0px 3px;vertical-align:bottom;text-align:center;">69</td> <td data-sheets-numberformat='{"1":2,"2":"0","3":1}' data-sheets-value='{"1":3,"3":58}' style="overflow:hidden;padding:0px 3px 0px 3px;vertical-align:bottom;text-align:center;">58</td> <td data-sheets-numberformat='{"1":2,"2":"0","3":1}' data-sheets-value='{"1":3,"3":20}' style="border-right:1px solid #000000;overflow:hidden;padding:0px 3px 0px 3px;vertical-align:bottom;text-align:center;">20</td> </tr> <tr style="height:20px;"> <td style="border-left:1px solid #000000;overflow:hidden;padding:0px 3px 0px 3px;vertical-align:bottom;font-weight:bold;"></td> <td data-sheets-value='{"1":2,"2":"Triple-walled"}' style="overflow:hidden;padding:0px 3px 0px 3px;vertical-align:bottom;font-weight:bold;">Triple-walled</td> <td data-sheets-value='{"1":2,"2":"Clear (H/H/H)"}' style="border-right:1px solid #000000;overflow:hidden;padding:0px 3px 0px 3px;vertical-align:bottom;font-weight:bold;">Clear (H/H/H)</td> <td data-sheets-numberformat='{"1":2,"2":"0.00","3":1}' data-sheets-value='{"1":3,"3":1.7}' style="overflow:hidden;padding:0px 3px 0px 3px;vertical-align:bottom;text-align:center;">1.70</td> <td data-sheets-numberformat='{"1":2,"2":"0","3":1}' data-sheets-value='{"1":3,"3":73}' style="overflow:hidden;padding:0px 3px 0px 3px;vertical-align:bottom;text-align:center;">73</td> <td data-sheets-numberformat='{"1":2,"2":"0","3":1}' data-sheets-value='{"1":3,"3":65}' style="overflow:hidden;padding:0px 3px 0px 3px;vertical-align:bottom;text-align:center;">65</td> <td data-sheets-numberformat='{"1":2,"2":"0","3":1}' data-sheets-value='{"1":3,"3":22}' style="border-right:1px solid #000000;overflow:hidden;padding:0px 3px 0px 3px;vertical-align:bottom;text-align:center;">22</td> </tr> <tr style="height:20px;"> <td style="border-left:1px solid #000000;overflow:hidden;padding:0px 3px 0px 3px;vertical-align:bottom;font-weight:bold;"></td> <td data-sheets-value='{"1":2,"2":"Triple-walled"}' style="overflow:hidden;padding:0px 3px 0px 3px;vertical-align:bottom;font-weight:bold;">Triple-walled</td> <td data-sheets-value='{"1":2,"2":"Opal (O/H/O)"}' style="border-right:1px solid #000000;overflow:hidden;padding:0px 3px 0px 3px;vertical-align:bottom;font-weight:bold;">Opal (O/H/O)</td> <td data-sheets-numberformat='{"1":2,"2":"0.00","3":1}' data-sheets-value='{"1":3,"3":1.7}' style="overflow:hidden;padding:0px 3px 0px 3px;vertical-align:bottom;text-align:center;">1.70</td> <td data-sheets-numberformat='{"1":2,"2":"0","3":1}' data-sheets-value='{"1":3,"3":62}' style="overflow:hidden;padding:0px 3px 0px 3px;vertical-align:bottom;text-align:center;">62</td> <td data-sheets-numberformat='{"1":2,"2":"0","3":1}' data-sheets-value='{"1":3,"3":51}' style="overflow:hidden;padding:0px 3px 0px 3px;vertical-align:bottom;text-align:center;">51</td> <td data-sheets-numberformat='{"1":2,"2":"0","3":1}' data-sheets-value='{"1":3,"3":22}' style="border-right:1px solid #000000;overflow:hidden;padding:0px 3px 0px 3px;vertical-align:bottom;text-align:center;">22</td> </tr> <tr style="height:20px;"> <td style="border-left:1px solid #000000;overflow:hidden;padding:0px 3px 0px 3px;vertical-align:bottom;font-weight:bold;"></td> <td data-sheets-value='{"1":2,"2":"Four-walled"}' style="overflow:hidden;padding:0px 3px 0px 3px;vertical-align:bottom;font-weight:bold;">Four-walled</td> <td data-sheets-value='{"1":2,"2":"Clear (H/H/H/H)"}' style="border-right:1px solid #000000;overflow:hidden;padding:0px 3px 0px 3px;vertical-align:bottom;font-weight:bold;">Clear (H/H/H/H)</td> <td data-sheets-numberformat='{"1":2,"2":"0.00","3":1}' data-sheets-value='{"1":3,"3":1.28}' style="overflow:hidden;padding:0px 3px 0px 3px;vertical-align:bottom;text-align:center;">1.28</td> <td data-sheets-numberformat='{"1":2,"2":"0","3":1}' data-sheets-value='{"1":3,"3":64}' style="overflow:hidden;padding:0px 3px 0px 3px;vertical-align:bottom;text-align:center;">64</td> <td data-sheets-numberformat='{"1":2,"2":"0","3":1}' data-sheets-value='{"1":3,"3":54}' style="overflow:hidden;padding:0px 3px 0px 3px;vertical-align:bottom;text-align:center;">54</td> <td data-sheets-numberformat='{"1":2,"2":"0","3":1}' data-sheets-value='{"1":3,"3":23}' style="border-right:1px solid #000000;overflow:hidden;padding:0px 3px 0px 3px;vertical-align:bottom;text-align:center;">23</td> </tr> <tr style="height:20px;"> <td style="border-bottom:1px solid #000000;border-left:1px solid #000000;overflow:hidden;padding:0px 3px 0px 3px;vertical-align:bottom;"></td> <td data-sheets-value='{"1":2,"2":"Four-walled"}' style="border-bottom:1px solid #000000;overflow:hidden;padding:0px 3px 0px 3px;vertical-align:bottom;font-weight:bold;">Four-walled</td> <td data-sheets-value='{"1":2,"2":"Opal (H/H/O/H)"}' style="border-right:1px solid #000000;border-bottom:1px solid #000000;overflow:hidden;padding:0px 3px 0px 3px;vertical-align:bottom;font-weight:bold;">Opal (H/H/O/H)</td> <td data-sheets-numberformat='{"1":2,"2":"0.00","3":1}' data-sheets-value='{"1":3,"3":1.28}' style="border-bottom:1px solid #000000;overflow:hidden;padding:0px 3px 0px 3px;vertical-align:bottom;text-align:center;">1.28</td> <td data-sheets-numberformat='{"1":2,"2":"0","3":1}' data-sheets-value='{"1":3,"3":59}' style="border-bottom:1px solid #000000;overflow:hidden;padding:0px 3px 0px 3px;vertical-align:bottom;text-align:center;">59</td> <td data-sheets-numberformat='{"1":2,"2":"0","3":1}' data-sheets-value='{"1":3,"3":48}' style="border-bottom:1px solid #000000;overflow:hidden;padding:0px 3px 0px 3px;vertical-align:bottom;text-align:center;">48</td> <td data-sheets-numberformat='{"1":2,"2":"0","3":1}' data-sheets-value='{"1":3,"3":23}' style="border-right:1px solid #000000;border-bottom:1px solid #000000;overflow:hidden;padding:0px 3px 0px 3px;vertical-align:bottom;text-align:center;">23</td> </tr> <tr style="height:20px;"> <td data-sheets-value='{"1":2,"2":"Polycarbonate "}' style="border-left:1px solid #000000;overflow:hidden;padding:0px 3px 0px 3px;vertical-align:bottom;font-weight:bold;">Polycarbonate </td> <td data-sheets-value='{"1":2,"2":"Single-walled"}' style="overflow:hidden;padding:0px 3px 0px 3px;vertical-align:bottom;font-weight:bold;">Single-walled</td> <td data-sheets-value='{"1":2,"2":"Clear (A)"}' style="border-right:1px solid #000000;overflow:hidden;padding:0px 3px 0px 3px;vertical-align:bottom;font-weight:bold;">Clear (A)</td> <td data-sheets-numberformat='{"1":2,"2":"0.00","3":1}' data-sheets-value='{"1":3,"3":5.17}' style="overflow:hidden;padding:0px 3px 0px 3px;vertical-align:bottom;text-align:center;">5.17</td> <td data-sheets-numberformat='{"1":2,"2":"0","3":1}' data-sheets-value='{"1":3,"3":88}' style="overflow:hidden;padding:0px 3px 0px 3px;vertical-align:bottom;text-align:center;">88</td> <td data-sheets-numberformat='{"1":2,"2":"0","3":1}' data-sheets-value='{"1":3,"3":83}' style="overflow:hidden;padding:0px 3px 0px 3px;vertical-align:bottom;text-align:center;">83</td> <td data-sheets-numberformat='{"1":2,"2":"0","3":1}' data-sheets-value='{"1":2,"2":"-"}' style="border-right:1px solid #000000;overflow:hidden;padding:0px 3px 0px 3px;vertical-align:bottom;text-align:center;">-</td> </tr> <tr style="height:20px;"> <td data-sheets-value='{"1":2,"2":"PC"}' style="border-left:1px solid #000000;overflow:hidden;padding:0px 3px 0px 3px;vertical-align:bottom;font-weight:bold;">PC</td> <td data-sheets-value='{"1":2,"2":"Single-walled"}' style="overflow:hidden;padding:0px 3px 0px 3px;vertical-align:bottom;font-weight:bold;">Single-walled</td> <td data-sheets-value='{"1":2,"2":"Opal (D)"}' style="border-right:1px solid #000000;overflow:hidden;padding:0px 3px 0px 3px;vertical-align:bottom;font-weight:bold;">Opal (D)</td> <td data-sheets-numberformat='{"1":2,"2":"0.00","3":1}' data-sheets-value='{"1":3,"3":5.17}' style="overflow:hidden;padding:0px 3px 0px 3px;vertical-align:bottom;text-align:center;">5.17</td> <td data-sheets-numberformat='{"1":2,"2":"0","3":1}' data-sheets-value='{"1":3,"3":58}' style="overflow:hidden;padding:0px 3px 0px 3px;vertical-align:bottom;text-align:center;">58</td> <td data-sheets-numberformat='{"1":2,"2":"0","3":1}' data-sheets-value='{"1":3,"3":60}' style="overflow:hidden;padding:0px 3px 0px 3px;vertical-align:bottom;text-align:center;">60</td> <td data-sheets-numberformat='{"1":2,"2":"0","3":1}' data-sheets-value='{"1":2,"2":"-"}' style="border-right:1px solid #000000;overflow:hidden;padding:0px 3px 0px 3px;vertical-align:bottom;text-align:center;">-</td> </tr> <tr style="height:20px;"> <td style="border-left:1px solid #000000;overflow:hidden;padding:0px 3px 0px 3px;vertical-align:bottom;font-weight:bold;"></td> <td data-sheets-value='{"1":2,"2":"Double-walled"}' style="overflow:hidden;padding:0px 3px 0px 3px;vertical-align:bottom;font-weight:bold;">Double-walled</td> <td data-sheets-value='{"1":2,"2":"Clear (A/H)"}' style="border-right:1px solid #000000;overflow:hidden;padding:0px 3px 0px 3px;vertical-align:bottom;font-weight:bold;">Clear (A/H)</td> <td data-sheets-numberformat='{"1":2,"2":"0.00","3":1}' data-sheets-value='{"1":3,"3":2.9}' style="overflow:hidden;padding:0px 3px 0px 3px;vertical-align:bottom;text-align:center;">2.90</td> <td data-sheets-numberformat='{"1":2,"2":"0","3":1}' data-sheets-value='{"1":3,"3":79}' style="overflow:hidden;padding:0px 3px 0px 3px;vertical-align:bottom;text-align:center;">79</td> <td data-sheets-numberformat='{"1":2,"2":"0","3":1}' data-sheets-value='{"1":3,"3":72}' style="overflow:hidden;padding:0px 3px 0px 3px;vertical-align:bottom;text-align:center;">72</td> <td data-sheets-numberformat='{"1":2,"2":"0","3":1}' data-sheets-value='{"1":3,"3":20}' style="border-right:1px solid #000000;overflow:hidden;padding:0px 3px 0px 3px;vertical-align:bottom;text-align:center;">20</td> </tr> <tr style="height:20px;"> <td style="border-left:1px solid #000000;overflow:hidden;padding:0px 3px 0px 3px;vertical-align:bottom;font-weight:bold;"></td> <td data-sheets-value='{"1":2,"2":"Double-walled"}' style="overflow:hidden;padding:0px 3px 0px 3px;vertical-align:bottom;font-weight:bold;">Double-walled</td> <td data-sheets-value='{"1":2,"2":"Clear (A/A)"}' style="border-right:1px solid #000000;overflow:hidden;padding:0px 3px 0px 3px;vertical-align:bottom;font-weight:bold;">Clear (A/A)</td> <td data-sheets-numberformat='{"1":2,"2":"0.00","3":1}' data-sheets-value='{"1":3,"3":2.9}' style="overflow:hidden;padding:0px 3px 0px 3px;vertical-align:bottom;text-align:center;">2.90</td> <td data-sheets-numberformat='{"1":2,"2":"0","3":1}' data-sheets-value='{"1":3,"3":77}' style="overflow:hidden;padding:0px 3px 0px 3px;vertical-align:bottom;text-align:center;">77</td> <td data-sheets-numberformat='{"1":2,"2":"0","3":1}' data-sheets-value='{"1":3,"3":69}' style="overflow:hidden;padding:0px 3px 0px 3px;vertical-align:bottom;text-align:center;">69</td> <td data-sheets-numberformat='{"1":2,"2":"0","3":1}' data-sheets-value='{"1":3,"3":20}' style="border-right:1px solid #000000;overflow:hidden;padding:0px 3px 0px 3px;vertical-align:bottom;text-align:center;">20</td> </tr> <tr style="height:20px;"> <td style="border-left:1px solid #000000;overflow:hidden;padding:0px 3px 0px 3px;vertical-align:bottom;font-weight:bold;"></td> <td data-sheets-value='{"1":2,"2":"Double-walled"}' style="overflow:hidden;padding:0px 3px 0px 3px;vertical-align:bottom;font-weight:bold;">Double-walled</td> <td data-sheets-value='{"1":2,"2":"Opal (A/O)"}' style="border-right:1px solid #000000;overflow:hidden;padding:0px 3px 0px 3px;vertical-align:bottom;font-weight:bold;">Opal (A/O)</td> <td data-sheets-numberformat='{"1":2,"2":"0.00","3":1}' data-sheets-value='{"1":3,"3":2.9}' style="overflow:hidden;padding:0px 3px 0px 3px;vertical-align:bottom;text-align:center;">2.90</td> <td data-sheets-numberformat='{"1":2,"2":"0","3":1}' data-sheets-value='{"1":3,"3":73}' style="overflow:hidden;padding:0px 3px 0px 3px;vertical-align:bottom;text-align:center;">73</td> <td data-sheets-numberformat='{"1":2,"2":"0","3":1}' data-sheets-value='{"1":3,"3":63}' style="overflow:hidden;padding:0px 3px 0px 3px;vertical-align:bottom;text-align:center;">63</td> <td data-sheets-numberformat='{"1":2,"2":"0","3":1}' data-sheets-value='{"1":3,"3":20}' style="border-right:1px solid #000000;overflow:hidden;padding:0px 3px 0px 3px;vertical-align:bottom;text-align:center;">20</td> </tr> <tr style="height:20px;"> <td style="border-left:1px solid #000000;overflow:hidden;padding:0px 3px 0px 3px;vertical-align:bottom;font-weight:bold;"></td> <td data-sheets-value='{"1":2,"2":"Double-walled"}' style="overflow:hidden;padding:0px 3px 0px 3px;vertical-align:bottom;font-weight:bold;">Double-walled</td> <td data-sheets-value='{"1":2,"2":"Opal (A/D)"}' style="border-right:1px solid #000000;overflow:hidden;padding:0px 3px 0px 3px;vertical-align:bottom;font-weight:bold;">Opal (A/D)</td> <td data-sheets-numberformat='{"1":2,"2":"0.00","3":1}' data-sheets-value='{"1":3,"3":2.9}' style="overflow:hidden;padding:0px 3px 0px 3px;vertical-align:bottom;text-align:center;">2.90</td> <td data-sheets-numberformat='{"1":2,"2":"0","3":1}' data-sheets-value='{"1":3,"3":51}' style="overflow:hidden;padding:0px 3px 0px 3px;vertical-align:bottom;text-align:center;">51</td> <td data-sheets-numberformat='{"1":2,"2":"0","3":1}' data-sheets-value='{"1":3,"3":50}' style="overflow:hidden;padding:0px 3px 0px 3px;vertical-align:bottom;text-align:center;">50</td> <td data-sheets-numberformat='{"1":2,"2":"0","3":1}' data-sheets-value='{"1":3,"3":20}' style="border-right:1px solid #000000;overflow:hidden;padding:0px 3px 0px 3px;vertical-align:bottom;text-align:center;">20</td> </tr> <tr style="height:20px;"> <td style="border-left:1px solid #000000;overflow:hidden;padding:0px 3px 0px 3px;vertical-align:bottom;font-weight:bold;"></td> <td data-sheets-value='{"1":2,"2":"Triple-walled"}' style="overflow:hidden;padding:0px 3px 0px 3px;vertical-align:bottom;font-weight:bold;">Triple-walled</td> <td data-sheets-value='{"1":2,"2":"Clear (A/H/H)"}' style="border-right:1px solid #000000;overflow:hidden;padding:0px 3px 0px 3px;vertical-align:bottom;font-weight:bold;">Clear (A/H/H)</td> <td data-sheets-numberformat='{"1":2,"2":"0.00","3":1}' data-sheets-value='{"1":3,"3":1.7}' style="overflow:hidden;padding:0px 3px 0px 3px;vertical-align:bottom;text-align:center;">1.70</td> <td data-sheets-numberformat='{"1":2,"2":"0","3":1}' data-sheets-value='{"1":3,"3":71}' style="overflow:hidden;padding:0px 3px 0px 3px;vertical-align:bottom;text-align:center;">71</td> <td data-sheets-numberformat='{"1":2,"2":"0","3":1}' data-sheets-value='{"1":3,"3":63}' style="overflow:hidden;padding:0px 3px 0px 3px;vertical-align:bottom;text-align:center;">63</td> <td data-sheets-numberformat='{"1":2,"2":"0","3":1}' data-sheets-value='{"1":3,"3":22}' style="border-right:1px solid #000000;overflow:hidden;padding:0px 3px 0px 3px;vertical-align:bottom;text-align:center;">22</td> </tr> <tr style="height:20px;"> <td style="border-left:1px solid #000000;overflow:hidden;padding:0px 3px 0px 3px;vertical-align:bottom;font-weight:bold;"></td> <td data-sheets-value='{"1":2,"2":"Triple-walled"}' style="overflow:hidden;padding:0px 3px 0px 3px;vertical-align:bottom;font-weight:bold;">Triple-walled</td> <td data-sheets-value='{"1":2,"2":"Opal (A/O/O)"}' style="border-right:1px solid #000000;overflow:hidden;padding:0px 3px 0px 3px;vertical-align:bottom;font-weight:bold;">Opal (A/O/O)</td> <td data-sheets-numberformat='{"1":2,"2":"0.00","3":1}' data-sheets-value='{"1":3,"3":1.7}' style="overflow:hidden;padding:0px 3px 0px 3px;vertical-align:bottom;text-align:center;">1.70</td> <td data-sheets-numberformat='{"1":2,"2":"0","3":1}' data-sheets-value='{"1":3,"3":61}' style="overflow:hidden;padding:0px 3px 0px 3px;vertical-align:bottom;text-align:center;">61</td> <td data-sheets-numberformat='{"1":2,"2":"0","3":1}' data-sheets-value='{"1":3,"3":48}' style="overflow:hidden;padding:0px 3px 0px 3px;vertical-align:bottom;text-align:center;">48</td> <td data-sheets-numberformat='{"1":2,"2":"0","3":1}' data-sheets-value='{"1":3,"3":22}' style="border-right:1px solid #000000;overflow:hidden;padding:0px 3px 0px 3px;vertical-align:bottom;text-align:center;">22</td> </tr> <tr style="height:20px;"> <td style="border-left:1px solid #000000;overflow:hidden;padding:0px 3px 0px 3px;vertical-align:bottom;font-weight:bold;"></td> <td data-sheets-value='{"1":2,"2":"Four-walled"}' style="overflow:hidden;padding:0px 3px 0px 3px;vertical-align:bottom;font-weight:bold;">Four-walled</td> <td data-sheets-value='{"1":2,"2":"Clear (A/H/H/H)"}' style="border-right:1px solid #000000;overflow:hidden;padding:0px 3px 0px 3px;vertical-align:bottom;font-weight:bold;">Clear (A/H/H/H)</td> <td data-sheets-numberformat='{"1":2,"2":"0.00","3":1}' data-sheets-value='{"1":3,"3":1.28}' style="overflow:hidden;padding:0px 3px 0px 3px;vertical-align:bottom;text-align:center;">1.28</td> <td data-sheets-numberformat='{"1":2,"2":"0","3":1}' data-sheets-value='{"1":3,"3":64}' style="overflow:hidden;padding:0px 3px 0px 3px;vertical-align:bottom;text-align:center;">64</td> <td data-sheets-numberformat='{"1":2,"2":"0","3":1}' data-sheets-value='{"1":3,"3":52}' style="overflow:hidden;padding:0px 3px 0px 3px;vertical-align:bottom;text-align:center;">52</td> <td data-sheets-numberformat='{"1":2,"2":"0","3":1}' data-sheets-value='{"1":3,"3":23}' style="border-right:1px solid #000000;overflow:hidden;padding:0px 3px 0px 3px;vertical-align:bottom;text-align:center;">23</td> </tr> <tr style="height:20px;"> <td style="border-bottom:1px solid #000000;border-left:1px solid #000000;overflow:hidden;padding:0px 3px 0px 3px;vertical-align:bottom;"></td> <td data-sheets-value='{"1":2,"2":"Four-walled"}' style="border-bottom:1px solid #000000;overflow:hidden;padding:0px 3px 0px 3px;vertical-align:bottom;font-weight:bold;">Four-walled</td> <td data-sheets-value='{"1":2,"2":"Opal (A/H/O/H)"}' style="border-right:1px solid #000000;border-bottom:1px solid #000000;overflow:hidden;padding:0px 3px 0px 3px;vertical-align:bottom;font-weight:bold;">Opal (A/H/O/H)</td> <td data-sheets-numberformat='{"1":2,"2":"0.00","3":1}' data-sheets-value='{"1":3,"3":1.28}' style="border-bottom:1px solid #000000;overflow:hidden;padding:0px 3px 0px 3px;vertical-align:bottom;text-align:center;">1.28</td> <td data-sheets-numberformat='{"1":2,"2":"0","3":1}' data-sheets-value='{"1":3,"3":59}' style="border-bottom:1px solid #000000;overflow:hidden;padding:0px 3px 0px 3px;vertical-align:bottom;text-align:center;">59</td> <td data-sheets-numberformat='{"1":2,"2":"0","3":1}' data-sheets-value='{"1":3,"3":46}' style="border-bottom:1px solid #000000;overflow:hidden;padding:0px 3px 0px 3px;vertical-align:bottom;text-align:center;">46</td> <td data-sheets-numberformat='{"1":2,"2":"0","3":1}' data-sheets-value='{"1":3,"3":23}' style="border-right:1px solid #000000;border-bottom:1px solid #000000;overflow:hidden;padding:0px 3px 0px 3px;vertical-align:bottom;text-align:center;">23</td> </tr> <tr style="height:20px;"> <td data-sheets-value='{"1":2,"2":"Polycarbonate"}' style="border-left:1px solid #000000;overflow:hidden;padding:0px 3px 0px 3px;vertical-align:bottom;font-weight:bold;">Polycarbonate</td> <td data-sheets-value='{"1":2,"2":"Single-walled"}' style="overflow:hidden;padding:0px 3px 0px 3px;vertical-align:bottom;font-weight:bold;">Single-walled</td> <td data-sheets-value='{"1":2,"2":"Heatstop Opal (T)"}' style="border-right:1px solid #000000;overflow:hidden;padding:0px 3px 0px 3px;vertical-align:bottom;font-weight:bold;">Heatstop Opal (T)</td> <td data-sheets-numberformat='{"1":2,"2":"0.00","3":1}' data-sheets-value='{"1":3,"3":5.17}' style="overflow:hidden;padding:0px 3px 0px 3px;vertical-align:bottom;text-align:center;">5.17</td> <td data-sheets-numberformat='{"1":2,"2":"0","3":1}' data-sheets-value='{"1":3,"3":49}' style="overflow:hidden;padding:0px 3px 0px 3px;vertical-align:bottom;text-align:center;">49</td> <td data-sheets-numberformat='{"1":2,"2":"0","3":1}' data-sheets-value='{"1":3,"3":59}' style="overflow:hidden;padding:0px 3px 0px 3px;vertical-align:bottom;text-align:center;">59</td> <td data-sheets-numberformat='{"1":2,"2":"0","3":1}' data-sheets-value='{"1":2,"2":"-"}' style="border-right:1px solid #000000;overflow:hidden;padding:0px 3px 0px 3px;vertical-align:bottom;text-align:center;">-</td> </tr> <tr style="height:20px;"> <td data-sheets-value='{"1":2,"2":"Heatstop PC"}' style="border-left:1px solid #000000;overflow:hidden;padding:0px 3px 0px 3px;vertical-align:bottom;font-weight:bold;">Heatstop PC</td> <td data-sheets-value='{"1":2,"2":"Double-walled"}' style="overflow:hidden;padding:0px 3px 0px 3px;vertical-align:bottom;font-weight:bold;">Double-walled</td> <td data-sheets-value='{"1":2,"2":"Clear (T/H)"}' style="border-right:1px solid #000000;overflow:hidden;padding:0px 3px 0px 3px;vertical-align:bottom;font-weight:bold;">Clear (T/H)</td> <td data-sheets-numberformat='{"1":2,"2":"0.00","3":1}' data-sheets-value='{"1":3,"3":2.9}' style="overflow:hidden;padding:0px 3px 0px 3px;vertical-align:bottom;text-align:center;">2.90</td> <td data-sheets-numberformat='{"1":2,"2":"0","3":1}' data-sheets-value='{"1":3,"3":44}' style="overflow:hidden;padding:0px 3px 0px 3px;vertical-align:bottom;text-align:center;">44</td> <td data-sheets-numberformat='{"1":2,"2":"0","3":1}' data-sheets-value='{"1":3,"3":51}' style="overflow:hidden;padding:0px 3px 0px 3px;vertical-align:bottom;text-align:center;">51</td> <td data-sheets-numberformat='{"1":2,"2":"0","3":1}' data-sheets-value='{"1":3,"3":20}' style="border-right:1px solid #000000;overflow:hidden;padding:0px 3px 0px 3px;vertical-align:bottom;text-align:center;">20</td> </tr> <tr style="height:20px;"> <td style="border-left:1px solid #000000;overflow:hidden;padding:0px 3px 0px 3px;vertical-align:bottom;font-weight:bold;"></td> <td data-sheets-value='{"1":2,"2":"Double-walled"}' style="overflow:hidden;padding:0px 3px 0px 3px;vertical-align:bottom;font-weight:bold;">Double-walled</td> <td data-sheets-value='{"1":2,"2":"Opal (T/O)"}' style="border-right:1px solid #000000;overflow:hidden;padding:0px 3px 0px 3px;vertical-align:bottom;font-weight:bold;">Opal (T/O)</td> <td data-sheets-numberformat='{"1":2,"2":"0.00","3":1}' data-sheets-value='{"1":3,"3":2.9}' style="overflow:hidden;padding:0px 3px 0px 3px;vertical-align:bottom;text-align:center;">2.90</td> <td data-sheets-numberformat='{"1":2,"2":"0","3":1}' data-sheets-value='{"1":3,"3":41}' style="overflow:hidden;padding:0px 3px 0px 3px;vertical-align:bottom;text-align:center;">41</td> <td data-sheets-numberformat='{"1":2,"2":"0","3":1}' data-sheets-value='{"1":3,"3":45}' style="overflow:hidden;padding:0px 3px 0px 3px;vertical-align:bottom;text-align:center;">45</td> <td data-sheets-numberformat='{"1":2,"2":"0","3":1}' data-sheets-value='{"1":3,"3":20}' style="border-right:1px solid #000000;overflow:hidden;padding:0px 3px 0px 3px;vertical-align:bottom;text-align:center;">20</td> </tr> <tr style="height:20px;"> <td style="border-left:1px solid #000000;overflow:hidden;padding:0px 3px 0px 3px;vertical-align:bottom;font-weight:bold;"></td> <td data-sheets-value='{"1":2,"2":"Triple-walled"}' style="overflow:hidden; | skylux-160-ce-met-koepel-en-pvc-opstand-30-20-met-lm-motor-1000-x-1600-mm | 8586030514509 | 46872351146317
Smoke and heat exhaust (SHEV) | SHE system | Skylux | Skylux 160° CE with skylight and PVC curb 30/20 with LM-actuator 1000 x 1900 mm |  | 25959 | 5412970259596 | 4478.25 | Yes | 30-45 | 80.23 | 1000 x 1900 mm | 1900 | 1000 |  | PVC 30/20 (30 cm high & roof opening = 20 cm larger than daylight size) | Rectangular | 5.17 W/m²K - 1.28 W/m²K | 87% - 32% | 90% - 32% | 20dB - 23dB | 160° CE (for industry) | skylight | without spoiler | E | Single actuator | Maximum four-walled skylight possible for this product | Ut-value LT-value g-value Rw-value EN 1873 : 2014 EN ISO 13468 EN 16153 EN 410 EN 410 EN ISO 140-3 Material Walls Shells (W/m²K) (%) (%) (dB) Acrylic Single-walled Clear (H) 5.17 90 87 - PMMA Single-walled Opal (O) 5.17 83 76 - Double-walled Clear (H/H) 2.90 81 75 20 Double-walled Opal (O/O) 2.90 69 58 20 Triple-walled Clear (H/H/H) 1.70 73 65 22 Triple-walled Opal (O/H/O) 1.70 62 51 22 Four-walled Clear (H/H/H/H) 1.28 64 54 23 Four-walled Opal (H/H/O/H) 1.28 59 48 23 Polycarbonate Single-walled Clear (A) 5.17 88 83 - PC Single-walled Opal (D) 5.17 58 60 - Double-walled Clear (A/H) 2.90 79 72 20 Double-walled Clear (A/A) 2.90 77 69 20 Double-walled Opal (A/O) 2.90 73 63 20 Double-walled Opal (A/D) 2.90 51 50 20 Triple-walled Clear (A/H/H) 1.70 71 63 22 Triple-walled Opal (A/O/O) 1.70 61 48 22 Four-walled Clear (A/H/H/H) 1.28 64 52 23 Four-walled Opal (A/H/O/H) 1.28 59 46 23 Polycarbonate Single-walled Heatstop Opal (T) 5.17 49 59 - Heatstop PC Double-walled Clear (T/H) 2.90 44 51 20 Double-walled Opal (T/O) 2.90 41 45 20 Triple-walled Clear (T/H/H) 1.70 40 <td data-sheets-numberformat='{"1":2,"2":"0","3":1}' data-sheets-value='{"1":3,"3":44}' style="overflow:hidden;paddin | https://skylux.eu/en/products/skylux-160-ce-met-koepel-en-pvc-opstand-30-20-met-lm-motor-1000-x-1900-mm | https://skylux.eu/cdn/shop/files/Skylux-160deg-CE-met-koepel-en-pvc-opstand-3020-met-LM-motor-1000-x-1900-mm-RWA-systeem.jpg?v=1702980439&width=1600 | https://skylux.eu/cdn/shop/files/e5a82811-1bb0-48e4-a776-cacb59c7c092_7be73fac-3d5c-4e94-8e69-eeb6e2c79136.jpg?v=1688551129&width=1600 | //skylux.eu/cdn/shop/files/E_MH_Mounting_instructions_Skylux_160_CE_LM.pdf?v=12406716259046007223 | //skylux.eu/cdn/shop/files/E_TD_Technical_File_Skylux_Skylux_160_CE_Electric.pdf?v=3667116872303399239 | <style type="text/css" id="isPasted"> <!--td { border: 1px solid #cccccc; } br { mso-data-placement: same-cell; } --> </style> <table border="1" cellpadding="0" cellspacing="0" dir="ltr" style="table-layout:fixed;font-size:10pt;font-family:Arial;border-collapse:collapse;border:none;"><tbody> <tr style="height:20px;"> <td style="overflow:hidden;padding:0px 3px 0px 3px;vertical-align:bottom;"></td> <td style="overflow:hidden;padding:0px 3px 0px 3px;vertical-align:bottom;"></td> <td style="overflow:hidden;padding:0px 3px 0px 3px;vertical-align:bottom;"></td> <td data-sheets-value='{"1":2,"2":"Ut-value"}' style="overflow:hidden;padding:0px 3px 0px 3px;vertical-align:bottom;font-weight:bold;text-align:center;">Ut-value</td> <td data-sheets-value='{"1":2,"2":"LT-value"}' style="overflow:hidden;padding:0px 3px 0px 3px;vertical-align:bottom;font-weight:bold;text-align:center;">LT-value</td> <td data-sheets-value='{"1":2,"2":"g-value"}' style="overflow:hidden;padding:0px 3px 0px 3px;vertical-align:bottom;font-weight:bold;text-align:center;">g-value</td> <td data-sheets-value='{"1":2,"2":"Rw-value "}' style="overflow:hidden;padding:0px 3px 0px 3px;vertical-align:bottom;font-weight:bold;text-align:center;">Rw-value </td> </tr> <tr style="height:20px;"> <td style="overflow:hidden;padding:0px 3px 0px 3px;vertical-align:bottom;"></td> <td style="overflow:hidden;padding:0px 3px 0px 3px;vertical-align:bottom;"></td> <td style="overflow:hidden;padding:0px 3px 0px 3px;vertical-align:bottom;"></td> <td data-sheets-numberformat='{"1":2,"2":"0.00","3":1}' data-sheets-value='{"1":2,"2":"EN 1873 : 2014"}' style="overflow:hidden;padding:0px 3px 0px 3px;vertical-align:bottom;text-align:center;">EN 1873 : 2014</td> <td data-sheets-numberformat='{"1":2,"2":"0","3":1}' data-sheets-value='{"1":2,"2":"EN ISO 13468 EN 16153 EN 410"}' style="overflow:hidden;padding:0px 3px 0px 3px;vertical-align:bottom;text-align:center;">EN ISO 13468 EN 16153 EN 410</td> <td data-sheets-numberformat='{"1":2,"2":"0","3":1}' data-sheets-value='{"1":2,"2":"EN 410"}' style="overflow:hidden;padding:0px 3px 0px 3px;vertical-align:bottom;text-align:center;">EN 410</td> <td data-sheets-value='{"1":2,"2":"EN ISO 140-3\t\t"}' style="overflow:hidden;padding:0px 3px 0px 3px;vertical-align:bottom;text-align:center;">EN ISO 140-3 </td> </tr> <tr style="height:20px;"> <td data-sheets-value='{"1":2,"2":"Material"}' style="border-bottom:1px solid #000000;overflow:hidden;padding:0px 3px 0px 3px;vertical-align:bottom;background-color:#000000;font-weight:bold;color:#ffffff;">Material</td> <td data-sheets-value='{"1":2,"2":"Walls"}' style="border-bottom:1px solid #000000;overflow:hidden;padding:0px 3px 0px 3px;vertical-align:bottom;background-color:#000000;font-weight:bold;color:#ffffff;">Walls</td> <td data-sheets-value='{"1":2,"2":"Shells"}' style="border-bottom:1px solid #000000;overflow:hidden;padding:0px 3px 0px 3px;vertical-align:bottom;background-color:#000000;font-weight:bold;color:#ffffff;">Shells</td> <td data-sheets-numberformat='{"1":2,"2":"0.00","3":1}' data-sheets-value='{"1":2,"2":"(W/m²K)\t"}' style="border-bottom:1px solid #000000;overflow:hidden;padding:0px 3px 0px 3px;vertical-align:bottom;background-color:#000000;font-weight:bold;color:#ffffff;text-align:center;">(W/m²K) </td> <td data-sheets-numberformat='{"1":2,"2":"0","3":1}' data-sheets-value='{"1":2,"2":"(%)"}' style="border-bottom:1px solid #000000;overflow:hidden;padding:0px 3px 0px 3px;vertical-align:bottom;background-color:#000000;font-weight:bold;color:#ffffff;text-align:center;">(%)</td> <td data-sheets-numberformat='{"1":2,"2":"0","3":1}' data-sheets-value='{"1":2,"2":"(%)"}' style="border-bottom:1px solid #000000;overflow:hidden;padding:0px 3px 0px 3px;vertical-align:bottom;background-color:#000000;font-weight:bold;color:#ffffff;text-align:center;">(%)</td> <td data-sheets-value='{"1":2,"2":"(dB)"}' style="border-bottom:1px solid #000000;overflow:hidden;padding:0px 3px 0px 3px;vertical-align:bottom;background-color:#000000;font-weight:bold;color:#ffffff;text-align:center;">(dB)</td> </tr> <tr style="height:20px;"> <td data-sheets-value='{"1":2,"2":"Acrylic"}' style="border-left:1px solid #000000;overflow:hidden;padding:0px 3px 0px 3px;vertical-align:bottom;font-weight:bold;">Acrylic</td> <td data-sheets-value='{"1":2,"2":"Single-walled"}' style="overflow:hidden;padding:0px 3px 0px 3px;vertical-align:bottom;font-weight:bold;">Single-walled</td> <td data-sheets-value='{"1":2,"2":"Clear (H)"}' style="border-right:1px solid #000000;overflow:hidden;padding:0px 3px 0px 3px;vertical-align:bottom;font-weight:bold;">Clear (H)</td> <td data-sheets-numberformat='{"1":2,"2":"0.00","3":1}' data-sheets-value='{"1":3,"3":5.17}' style="overflow:hidden;padding:0px 3px 0px 3px;vertical-align:bottom;text-align:center;">5.17</td> <td data-sheets-numberformat='{"1":2,"2":"0","3":1}' data-sheets-value='{"1":3,"3":90}' style="overflow:hidden;padding:0px 3px 0px 3px;vertical-align:bottom;text-align:center;">90</td> <td data-sheets-numberformat='{"1":2,"2":"0","3":1}' data-sheets-value='{"1":3,"3":87}' style="overflow:hidden;padding:0px 3px 0px 3px;vertical-align:bottom;text-align:center;">87</td> <td data-sheets-numberformat='{"1":2,"2":"0","3":1}' data-sheets-value='{"1":2,"2":"-"}' style="border-right:1px solid #000000;overflow:hidden;padding:0px 3px 0px 3px;vertical-align:bottom;text-align:center;">-</td> </tr> <tr style="height:20px;"> <td data-sheets-value='{"1":2,"2":"PMMA"}' style="border-left:1px solid #000000;overflow:hidden;padding:0px 3px 0px 3px;vertical-align:bottom;font-weight:bold;">PMMA</td> <td data-sheets-value='{"1":2,"2":"Single-walled"}' style="overflow:hidden;padding:0px 3px 0px 3px;vertical-align:bottom;font-weight:bold;">Single-walled</td> <td data-sheets-value='{"1":2,"2":"Opal (O)"}' style="border-right:1px solid #000000;overflow:hidden;padding:0px 3px 0px 3px;vertical-align:bottom;font-weight:bold;">Opal (O)</td> <td data-sheets-numberformat='{"1":2,"2":"0.00","3":1}' data-sheets-value='{"1":3,"3":5.17}' style="overflow:hidden;padding:0px 3px 0px 3px;vertical-align:bottom;text-align:center;">5.17</td> <td data-sheets-numberformat='{"1":2,"2":"0","3":1}' data-sheets-value='{"1":3,"3":83}' style="overflow:hidden;padding:0px 3px 0px 3px;vertical-align:bottom;text-align:center;">83</td> <td data-sheets-numberformat='{"1":2,"2":"0","3":1}' data-sheets-value='{"1":3,"3":76}' style="overflow:hidden;padding:0px 3px 0px 3px;vertical-align:bottom;text-align:center;">76</td> <td data-sheets-numberformat='{"1":2,"2":"0","3":1}' data-sheets-value='{"1":2,"2":"-"}' style="border-right:1px solid #000000;overflow:hidden;padding:0px 3px 0px 3px;vertical-align:bottom;text-align:center;">-</td> </tr> <tr style="height:20px;"> <td style="border-left:1px solid #000000;overflow:hidden;padding:0px 3px 0px 3px;vertical-align:bottom;font-weight:bold;"></td> <td data-sheets-value='{"1":2,"2":"Double-walled"}' style="overflow:hidden;padding:0px 3px 0px 3px;vertical-align:bottom;font-weight:bold;">Double-walled</td> <td data-sheets-value='{"1":2,"2":"Clear (H/H)"}' style="border-right:1px solid #000000;overflow:hidden;padding:0px 3px 0px 3px;vertical-align:bottom;font-weight:bold;">Clear (H/H)</td> <td data-sheets-numberformat='{"1":2,"2":"0.00","3":1}' data-sheets-value='{"1":3,"3":2.9}' style="overflow:hidden;padding:0px 3px 0px 3px;vertical-align:bottom;text-align:center;">2.90</td> <td data-sheets-numberformat='{"1":2,"2":"0","3":1}' data-sheets-value='{"1":3,"3":81}' style="overflow:hidden;padding:0px 3px 0px 3px;vertical-align:bottom;text-align:center;">81</td> <td data-sheets-numberformat='{"1":2,"2":"0","3":1}' data-sheets-value='{"1":3,"3":75}' style="overflow:hidden;padding:0px 3px 0px 3px;vertical-align:bottom;text-align:center;">75</td> <td data-sheets-numberformat='{"1":2,"2":"0","3":1}' data-sheets-value='{"1":3,"3":20}' style="border-right:1px solid #000000;overflow:hidden;padding:0px 3px 0px 3px;vertical-align:bottom;text-align:center;">20</td> </tr> <tr style="height:20px;"> <td style="border-left:1px solid #000000;overflow:hidden;padding:0px 3px 0px 3px;vertical-align:bottom;font-weight:bold;"></td> <td data-sheets-value='{"1":2,"2":"Double-walled"}' style="overflow:hidden;padding:0px 3px 0px 3px;vertical-align:bottom;font-weight:bold;">Double-walled</td> <td data-sheets-value='{"1":2,"2":"Opal (O/O)"}' style="border-right:1px solid #000000;overflow:hidden;padding:0px 3px 0px 3px;vertical-align:bottom;font-weight:bold;">Opal (O/O)</td> <td data-sheets-numberformat='{"1":2,"2":"0.00","3":1}' data-sheets-value='{"1":3,"3":2.9}' style="overflow:hidden;padding:0px 3px 0px 3px;vertical-align:bottom;text-align:center;">2.90</td> <td data-sheets-numberformat='{"1":2,"2":"0","3":1}' data-sheets-value='{"1":3,"3":69}' style="overflow:hidden;padding:0px 3px 0px 3px;vertical-align:bottom;text-align:center;">69</td> <td data-sheets-numberformat='{"1":2,"2":"0","3":1}' data-sheets-value='{"1":3,"3":58}' style="overflow:hidden;padding:0px 3px 0px 3px;vertical-align:bottom;text-align:center;">58</td> <td data-sheets-numberformat='{"1":2,"2":"0","3":1}' data-sheets-value='{"1":3,"3":20}' style="border-right:1px solid #000000;overflow:hidden;padding:0px 3px 0px 3px;vertical-align:bottom;text-align:center;">20</td> </tr> <tr style="height:20px;"> <td style="border-left:1px solid #000000;overflow:hidden;padding:0px 3px 0px 3px;vertical-align:bottom;font-weight:bold;"></td> <td data-sheets-value='{"1":2,"2":"Triple-walled"}' style="overflow:hidden;padding:0px 3px 0px 3px;vertical-align:bottom;font-weight:bold;">Triple-walled</td> <td data-sheets-value='{"1":2,"2":"Clear (H/H/H)"}' style="border-right:1px solid #000000;overflow:hidden;padding:0px 3px 0px 3px;vertical-align:bottom;font-weight:bold;">Clear (H/H/H)</td> <td data-sheets-numberformat='{"1":2,"2":"0.00","3":1}' data-sheets-value='{"1":3,"3":1.7}' style="overflow:hidden;padding:0px 3px 0px 3px;vertical-align:bottom;text-align:center;">1.70</td> <td data-sheets-numberformat='{"1":2,"2":"0","3":1}' data-sheets-value='{"1":3,"3":73}' style="overflow:hidden;padding:0px 3px 0px 3px;vertical-align:bottom;text-align:center;">73</td> <td data-sheets-numberformat='{"1":2,"2":"0","3":1}' data-sheets-value='{"1":3,"3":65}' style="overflow:hidden;padding:0px 3px 0px 3px;vertical-align:bottom;text-align:center;">65</td> <td data-sheets-numberformat='{"1":2,"2":"0","3":1}' data-sheets-value='{"1":3,"3":22}' style="border-right:1px solid #000000;overflow:hidden;padding:0px 3px 0px 3px;vertical-align:bottom;text-align:center;">22</td> </tr> <tr style="height:20px;"> <td style="border-left:1px solid #000000;overflow:hidden;padding:0px 3px 0px 3px;vertical-align:bottom;font-weight:bold;"></td> <td data-sheets-value='{"1":2,"2":"Triple-walled"}' style="overflow:hidden;padding:0px 3px 0px 3px;vertical-align:bottom;font-weight:bold;">Triple-walled</td> <td data-sheets-value='{"1":2,"2":"Opal (O/H/O)"}' style="border-right:1px solid #000000;overflow:hidden;padding:0px 3px 0px 3px;vertical-align:bottom;font-weight:bold;">Opal (O/H/O)</td> <td data-sheets-numberformat='{"1":2,"2":"0.00","3":1}' data-sheets-value='{"1":3,"3":1.7}' style="overflow:hidden;padding:0px 3px 0px 3px;vertical-align:bottom;text-align:center;">1.70</td> <td data-sheets-numberformat='{"1":2,"2":"0","3":1}' data-sheets-value='{"1":3,"3":62}' style="overflow:hidden;padding:0px 3px 0px 3px;vertical-align:bottom;text-align:center;">62</td> <td data-sheets-numberformat='{"1":2,"2":"0","3":1}' data-sheets-value='{"1":3,"3":51}' style="overflow:hidden;padding:0px 3px 0px 3px;vertical-align:bottom;text-align:center;">51</td> <td data-sheets-numberformat='{"1":2,"2":"0","3":1}' data-sheets-value='{"1":3,"3":22}' style="border-right:1px solid #000000;overflow:hidden;padding:0px 3px 0px 3px;vertical-align:bottom;text-align:center;">22</td> </tr> <tr style="height:20px;"> <td style="border-left:1px solid #000000;overflow:hidden;padding:0px 3px 0px 3px;vertical-align:bottom;font-weight:bold;"></td> <td data-sheets-value='{"1":2,"2":"Four-walled"}' style="overflow:hidden;padding:0px 3px 0px 3px;vertical-align:bottom;font-weight:bold;">Four-walled</td> <td data-sheets-value='{"1":2,"2":"Clear (H/H/H/H)"}' style="border-right:1px solid #000000;overflow:hidden;padding:0px 3px 0px 3px;vertical-align:bottom;font-weight:bold;">Clear (H/H/H/H)</td> <td data-sheets-numberformat='{"1":2,"2":"0.00","3":1}' data-sheets-value='{"1":3,"3":1.28}' style="overflow:hidden;padding:0px 3px 0px 3px;vertical-align:bottom;text-align:center;">1.28</td> <td data-sheets-numberformat='{"1":2,"2":"0","3":1}' data-sheets-value='{"1":3,"3":64}' style="overflow:hidden;padding:0px 3px 0px 3px;vertical-align:bottom;text-align:center;">64</td> <td data-sheets-numberformat='{"1":2,"2":"0","3":1}' data-sheets-value='{"1":3,"3":54}' style="overflow:hidden;padding:0px 3px 0px 3px;vertical-align:bottom;text-align:center;">54</td> <td data-sheets-numberformat='{"1":2,"2":"0","3":1}' data-sheets-value='{"1":3,"3":23}' style="border-right:1px solid #000000;overflow:hidden;padding:0px 3px 0px 3px;vertical-align:bottom;text-align:center;">23</td> </tr> <tr style="height:20px;"> <td style="border-bottom:1px solid #000000;border-left:1px solid #000000;overflow:hidden;padding:0px 3px 0px 3px;vertical-align:bottom;"></td> <td data-sheets-value='{"1":2,"2":"Four-walled"}' style="border-bottom:1px solid #000000;overflow:hidden;padding:0px 3px 0px 3px;vertical-align:bottom;font-weight:bold;">Four-walled</td> <td data-sheets-value='{"1":2,"2":"Opal (H/H/O/H)"}' style="border-right:1px solid #000000;border-bottom:1px solid #000000;overflow:hidden;padding:0px 3px 0px 3px;vertical-align:bottom;font-weight:bold;">Opal (H/H/O/H)</td> <td data-sheets-numberformat='{"1":2,"2":"0.00","3":1}' data-sheets-value='{"1":3,"3":1.28}' style="border-bottom:1px solid #000000;overflow:hidden;padding:0px 3px 0px 3px;vertical-align:bottom;text-align:center;">1.28</td> <td data-sheets-numberformat='{"1":2,"2":"0","3":1}' data-sheets-value='{"1":3,"3":59}' style="border-bottom:1px solid #000000;overflow:hidden;padding:0px 3px 0px 3px;vertical-align:bottom;text-align:center;">59</td> <td data-sheets-numberformat='{"1":2,"2":"0","3":1}' data-sheets-value='{"1":3,"3":48}' style="border-bottom:1px solid #000000;overflow:hidden;padding:0px 3px 0px 3px;vertical-align:bottom;text-align:center;">48</td> <td data-sheets-numberformat='{"1":2,"2":"0","3":1}' data-sheets-value='{"1":3,"3":23}' style="border-right:1px solid #000000;border-bottom:1px solid #000000;overflow:hidden;padding:0px 3px 0px 3px;vertical-align:bottom;text-align:center;">23</td> </tr> <tr style="height:20px;"> <td data-sheets-value='{"1":2,"2":"Polycarbonate "}' style="border-left:1px solid #000000;overflow:hidden;padding:0px 3px 0px 3px;vertical-align:bottom;font-weight:bold;">Polycarbonate </td> <td data-sheets-value='{"1":2,"2":"Single-walled"}' style="overflow:hidden;padding:0px 3px 0px 3px;vertical-align:bottom;font-weight:bold;">Single-walled</td> <td data-sheets-value='{"1":2,"2":"Clear (A)"}' style="border-right:1px solid #000000;overflow:hidden;padding:0px 3px 0px 3px;vertical-align:bottom;font-weight:bold;">Clear (A)</td> <td data-sheets-numberformat='{"1":2,"2":"0.00","3":1}' data-sheets-value='{"1":3,"3":5.17}' style="overflow:hidden;padding:0px 3px 0px 3px;vertical-align:bottom;text-align:center;">5.17</td> <td data-sheets-numberformat='{"1":2,"2":"0","3":1}' data-sheets-value='{"1":3,"3":88}' style="overflow:hidden;padding:0px 3px 0px 3px;vertical-align:bottom;text-align:center;">88</td> <td data-sheets-numberformat='{"1":2,"2":"0","3":1}' data-sheets-value='{"1":3,"3":83}' style="overflow:hidden;padding:0px 3px 0px 3px;vertical-align:bottom;text-align:center;">83</td> <td data-sheets-numberformat='{"1":2,"2":"0","3":1}' data-sheets-value='{"1":2,"2":"-"}' style="border-right:1px solid #000000;overflow:hidden;padding:0px 3px 0px 3px;vertical-align:bottom;text-align:center;">-</td> </tr> <tr style="height:20px;"> <td data-sheets-value='{"1":2,"2":"PC"}' style="border-left:1px solid #000000;overflow:hidden;padding:0px 3px 0px 3px;vertical-align:bottom;font-weight:bold;">PC</td> <td data-sheets-value='{"1":2,"2":"Single-walled"}' style="overflow:hidden;padding:0px 3px 0px 3px;vertical-align:bottom;font-weight:bold;">Single-walled</td> <td data-sheets-value='{"1":2,"2":"Opal (D)"}' style="border-right:1px solid #000000;overflow:hidden;padding:0px 3px 0px 3px;vertical-align:bottom;font-weight:bold;">Opal (D)</td> <td data-sheets-numberformat='{"1":2,"2":"0.00","3":1}' data-sheets-value='{"1":3,"3":5.17}' style="overflow:hidden;padding:0px 3px 0px 3px;vertical-align:bottom;text-align:center;">5.17</td> <td data-sheets-numberformat='{"1":2,"2":"0","3":1}' data-sheets-value='{"1":3,"3":58}' style="overflow:hidden;padding:0px 3px 0px 3px;vertical-align:bottom;text-align:center;">58</td> <td data-sheets-numberformat='{"1":2,"2":"0","3":1}' data-sheets-value='{"1":3,"3":60}' style="overflow:hidden;padding:0px 3px 0px 3px;vertical-align:bottom;text-align:center;">60</td> <td data-sheets-numberformat='{"1":2,"2":"0","3":1}' data-sheets-value='{"1":2,"2":"-"}' style="border-right:1px solid #000000;overflow:hidden;padding:0px 3px 0px 3px;vertical-align:bottom;text-align:center;">-</td> </tr> <tr style="height:20px;"> <td style="border-left:1px solid #000000;overflow:hidden;padding:0px 3px 0px 3px;vertical-align:bottom;font-weight:bold;"></td> <td data-sheets-value='{"1":2,"2":"Double-walled"}' style="overflow:hidden;padding:0px 3px 0px 3px;vertical-align:bottom;font-weight:bold;">Double-walled</td> <td data-sheets-value='{"1":2,"2":"Clear (A/H)"}' style="border-right:1px solid #000000;overflow:hidden;padding:0px 3px 0px 3px;vertical-align:bottom;font-weight:bold;">Clear (A/H)</td> <td data-sheets-numberformat='{"1":2,"2":"0.00","3":1}' data-sheets-value='{"1":3,"3":2.9}' style="overflow:hidden;padding:0px 3px 0px 3px;vertical-align:bottom;text-align:center;">2.90</td> <td data-sheets-numberformat='{"1":2,"2":"0","3":1}' data-sheets-value='{"1":3,"3":79}' style="overflow:hidden;padding:0px 3px 0px 3px;vertical-align:bottom;text-align:center;">79</td> <td data-sheets-numberformat='{"1":2,"2":"0","3":1}' data-sheets-value='{"1":3,"3":72}' style="overflow:hidden;padding:0px 3px 0px 3px;vertical-align:bottom;text-align:center;">72</td> <td data-sheets-numberformat='{"1":2,"2":"0","3":1}' data-sheets-value='{"1":3,"3":20}' style="border-right:1px solid #000000;overflow:hidden;padding:0px 3px 0px 3px;vertical-align:bottom;text-align:center;">20</td> </tr> <tr style="height:20px;"> <td style="border-left:1px solid #000000;overflow:hidden;padding:0px 3px 0px 3px;vertical-align:bottom;font-weight:bold;"></td> <td data-sheets-value='{"1":2,"2":"Double-walled"}' style="overflow:hidden;padding:0px 3px 0px 3px;vertical-align:bottom;font-weight:bold;">Double-walled</td> <td data-sheets-value='{"1":2,"2":"Clear (A/A)"}' style="border-right:1px solid #000000;overflow:hidden;padding:0px 3px 0px 3px;vertical-align:bottom;font-weight:bold;">Clear (A/A)</td> <td data-sheets-numberformat='{"1":2,"2":"0.00","3":1}' data-sheets-value='{"1":3,"3":2.9}' style="overflow:hidden;padding:0px 3px 0px 3px;vertical-align:bottom;text-align:center;">2.90</td> <td data-sheets-numberformat='{"1":2,"2":"0","3":1}' data-sheets-value='{"1":3,"3":77}' style="overflow:hidden;padding:0px 3px 0px 3px;vertical-align:bottom;text-align:center;">77</td> <td data-sheets-numberformat='{"1":2,"2":"0","3":1}' data-sheets-value='{"1":3,"3":69}' style="overflow:hidden;padding:0px 3px 0px 3px;vertical-align:bottom;text-align:center;">69</td> <td data-sheets-numberformat='{"1":2,"2":"0","3":1}' data-sheets-value='{"1":3,"3":20}' style="border-right:1px solid #000000;overflow:hidden;padding:0px 3px 0px 3px;vertical-align:bottom;text-align:center;">20</td> </tr> <tr style="height:20px;"> <td style="border-left:1px solid #000000;overflow:hidden;padding:0px 3px 0px 3px;vertical-align:bottom;font-weight:bold;"></td> <td data-sheets-value='{"1":2,"2":"Double-walled"}' style="overflow:hidden;padding:0px 3px 0px 3px;vertical-align:bottom;font-weight:bold;">Double-walled</td> <td data-sheets-value='{"1":2,"2":"Opal (A/O)"}' style="border-right:1px solid #000000;overflow:hidden;padding:0px 3px 0px 3px;vertical-align:bottom;font-weight:bold;">Opal (A/O)</td> <td data-sheets-numberformat='{"1":2,"2":"0.00","3":1}' data-sheets-value='{"1":3,"3":2.9}' style="overflow:hidden;padding:0px 3px 0px 3px;vertical-align:bottom;text-align:center;">2.90</td> <td data-sheets-numberformat='{"1":2,"2":"0","3":1}' data-sheets-value='{"1":3,"3":73}' style="overflow:hidden;padding:0px 3px 0px 3px;vertical-align:bottom;text-align:center;">73</td> <td data-sheets-numberformat='{"1":2,"2":"0","3":1}' data-sheets-value='{"1":3,"3":63}' style="overflow:hidden;padding:0px 3px 0px 3px;vertical-align:bottom;text-align:center;">63</td> <td data-sheets-numberformat='{"1":2,"2":"0","3":1}' data-sheets-value='{"1":3,"3":20}' style="border-right:1px solid #000000;overflow:hidden;padding:0px 3px 0px 3px;vertical-align:bottom;text-align:center;">20</td> </tr> <tr style="height:20px;"> <td style="border-left:1px solid #000000;overflow:hidden;padding:0px 3px 0px 3px;vertical-align:bottom;font-weight:bold;"></td> <td data-sheets-value='{"1":2,"2":"Double-walled"}' style="overflow:hidden;padding:0px 3px 0px 3px;vertical-align:bottom;font-weight:bold;">Double-walled</td> <td data-sheets-value='{"1":2,"2":"Opal (A/D)"}' style="border-right:1px solid #000000;overflow:hidden;padding:0px 3px 0px 3px;vertical-align:bottom;font-weight:bold;">Opal (A/D)</td> <td data-sheets-numberformat='{"1":2,"2":"0.00","3":1}' data-sheets-value='{"1":3,"3":2.9}' style="overflow:hidden;padding:0px 3px 0px 3px;vertical-align:bottom;text-align:center;">2.90</td> <td data-sheets-numberformat='{"1":2,"2":"0","3":1}' data-sheets-value='{"1":3,"3":51}' style="overflow:hidden;padding:0px 3px 0px 3px;vertical-align:bottom;text-align:center;">51</td> <td data-sheets-numberformat='{"1":2,"2":"0","3":1}' data-sheets-value='{"1":3,"3":50}' style="overflow:hidden;padding:0px 3px 0px 3px;vertical-align:bottom;text-align:center;">50</td> <td data-sheets-numberformat='{"1":2,"2":"0","3":1}' data-sheets-value='{"1":3,"3":20}' style="border-right:1px solid #000000;overflow:hidden;padding:0px 3px 0px 3px;vertical-align:bottom;text-align:center;">20</td> </tr> <tr style="height:20px;"> <td style="border-left:1px solid #000000;overflow:hidden;padding:0px 3px 0px 3px;vertical-align:bottom;font-weight:bold;"></td> <td data-sheets-value='{"1":2,"2":"Triple-walled"}' style="overflow:hidden;padding:0px 3px 0px 3px;vertical-align:bottom;font-weight:bold;">Triple-walled</td> <td data-sheets-value='{"1":2,"2":"Clear (A/H/H)"}' style="border-right:1px solid #000000;overflow:hidden;padding:0px 3px 0px 3px;vertical-align:bottom;font-weight:bold;">Clear (A/H/H)</td> <td data-sheets-numberformat='{"1":2,"2":"0.00","3":1}' data-sheets-value='{"1":3,"3":1.7}' style="overflow:hidden;padding:0px 3px 0px 3px;vertical-align:bottom;text-align:center;">1.70</td> <td data-sheets-numberformat='{"1":2,"2":"0","3":1}' data-sheets-value='{"1":3,"3":71}' style="overflow:hidden;padding:0px 3px 0px 3px;vertical-align:bottom;text-align:center;">71</td> <td data-sheets-numberformat='{"1":2,"2":"0","3":1}' data-sheets-value='{"1":3,"3":63}' style="overflow:hidden;padding:0px 3px 0px 3px;vertical-align:bottom;text-align:center;">63</td> <td data-sheets-numberformat='{"1":2,"2":"0","3":1}' data-sheets-value='{"1":3,"3":22}' style="border-right:1px solid #000000;overflow:hidden;padding:0px 3px 0px 3px;vertical-align:bottom;text-align:center;">22</td> </tr> <tr style="height:20px;"> <td style="border-left:1px solid #000000;overflow:hidden;padding:0px 3px 0px 3px;vertical-align:bottom;font-weight:bold;"></td> <td data-sheets-value='{"1":2,"2":"Triple-walled"}' style="overflow:hidden;padding:0px 3px 0px 3px;vertical-align:bottom;font-weight:bold;">Triple-walled</td> <td data-sheets-value='{"1":2,"2":"Opal (A/O/O)"}' style="border-right:1px solid #000000;overflow:hidden;padding:0px 3px 0px 3px;vertical-align:bottom;font-weight:bold;">Opal (A/O/O)</td> <td data-sheets-numberformat='{"1":2,"2":"0.00","3":1}' data-sheets-value='{"1":3,"3":1.7}' style="overflow:hidden;padding:0px 3px 0px 3px;vertical-align:bottom;text-align:center;">1.70</td> <td data-sheets-numberformat='{"1":2,"2":"0","3":1}' data-sheets-value='{"1":3,"3":61}' style="overflow:hidden;padding:0px 3px 0px 3px;vertical-align:bottom;text-align:center;">61</td> <td data-sheets-numberformat='{"1":2,"2":"0","3":1}' data-sheets-value='{"1":3,"3":48}' style="overflow:hidden;padding:0px 3px 0px 3px;vertical-align:bottom;text-align:center;">48</td> <td data-sheets-numberformat='{"1":2,"2":"0","3":1}' data-sheets-value='{"1":3,"3":22}' style="border-right:1px solid #000000;overflow:hidden;padding:0px 3px 0px 3px;vertical-align:bottom;text-align:center;">22</td> </tr> <tr style="height:20px;"> <td style="border-left:1px solid #000000;overflow:hidden;padding:0px 3px 0px 3px;vertical-align:bottom;font-weight:bold;"></td> <td data-sheets-value='{"1":2,"2":"Four-walled"}' style="overflow:hidden;padding:0px 3px 0px 3px;vertical-align:bottom;font-weight:bold;">Four-walled</td> <td data-sheets-value='{"1":2,"2":"Clear (A/H/H/H)"}' style="border-right:1px solid #000000;overflow:hidden;padding:0px 3px 0px 3px;vertical-align:bottom;font-weight:bold;">Clear (A/H/H/H)</td> <td data-sheets-numberformat='{"1":2,"2":"0.00","3":1}' data-sheets-value='{"1":3,"3":1.28}' style="overflow:hidden;padding:0px 3px 0px 3px;vertical-align:bottom;text-align:center;">1.28</td> <td data-sheets-numberformat='{"1":2,"2":"0","3":1}' data-sheets-value='{"1":3,"3":64}' style="overflow:hidden;padding:0px 3px 0px 3px;vertical-align:bottom;text-align:center;">64</td> <td data-sheets-numberformat='{"1":2,"2":"0","3":1}' data-sheets-value='{"1":3,"3":52}' style="overflow:hidden;padding:0px 3px 0px 3px;vertical-align:bottom;text-align:center;">52</td> <td data-sheets-numberformat='{"1":2,"2":"0","3":1}' data-sheets-value='{"1":3,"3":23}' style="border-right:1px solid #000000;overflow:hidden;padding:0px 3px 0px 3px;vertical-align:bottom;text-align:center;">23</td> </tr> <tr style="height:20px;"> <td style="border-bottom:1px solid #000000;border-left:1px solid #000000;overflow:hidden;padding:0px 3px 0px 3px;vertical-align:bottom;"></td> <td data-sheets-value='{"1":2,"2":"Four-walled"}' style="border-bottom:1px solid #000000;overflow:hidden;padding:0px 3px 0px 3px;vertical-align:bottom;font-weight:bold;">Four-walled</td> <td data-sheets-value='{"1":2,"2":"Opal (A/H/O/H)"}' style="border-right:1px solid #000000;border-bottom:1px solid #000000;overflow:hidden;padding:0px 3px 0px 3px;vertical-align:bottom;font-weight:bold;">Opal (A/H/O/H)</td> <td data-sheets-numberformat='{"1":2,"2":"0.00","3":1}' data-sheets-value='{"1":3,"3":1.28}' style="border-bottom:1px solid #000000;overflow:hidden;padding:0px 3px 0px 3px;vertical-align:bottom;text-align:center;">1.28</td> <td data-sheets-numberformat='{"1":2,"2":"0","3":1}' data-sheets-value='{"1":3,"3":59}' style="border-bottom:1px solid #000000;overflow:hidden;padding:0px 3px 0px 3px;vertical-align:bottom;text-align:center;">59</td> <td data-sheets-numberformat='{"1":2,"2":"0","3":1}' data-sheets-value='{"1":3,"3":46}' style="border-bottom:1px solid #000000;overflow:hidden;padding:0px 3px 0px 3px;vertical-align:bottom;text-align:center;">46</td> <td data-sheets-numberformat='{"1":2,"2":"0","3":1}' data-sheets-value='{"1":3,"3":23}' style="border-right:1px solid #000000;border-bottom:1px solid #000000;overflow:hidden;padding:0px 3px 0px 3px;vertical-align:bottom;text-align:center;">23</td> </tr> <tr style="height:20px;"> <td data-sheets-value='{"1":2,"2":"Polycarbonate"}' style="border-left:1px solid #000000;overflow:hidden;padding:0px 3px 0px 3px;vertical-align:bottom;font-weight:bold;">Polycarbonate</td> <td data-sheets-value='{"1":2,"2":"Single-walled"}' style="overflow:hidden;padding:0px 3px 0px 3px;vertical-align:bottom;font-weight:bold;">Single-walled</td> <td data-sheets-value='{"1":2,"2":"Heatstop Opal (T)"}' style="border-right:1px solid #000000;overflow:hidden;padding:0px 3px 0px 3px;vertical-align:bottom;font-weight:bold;">Heatstop Opal (T)</td> <td data-sheets-numberformat='{"1":2,"2":"0.00","3":1}' data-sheets-value='{"1":3,"3":5.17}' style="overflow:hidden;padding:0px 3px 0px 3px;vertical-align:bottom;text-align:center;">5.17</td> <td data-sheets-numberformat='{"1":2,"2":"0","3":1}' data-sheets-value='{"1":3,"3":49}' style="overflow:hidden;padding:0px 3px 0px 3px;vertical-align:bottom;text-align:center;">49</td> <td data-sheets-numberformat='{"1":2,"2":"0","3":1}' data-sheets-value='{"1":3,"3":59}' style="overflow:hidden;padding:0px 3px 0px 3px;vertical-align:bottom;text-align:center;">59</td> <td data-sheets-numberformat='{"1":2,"2":"0","3":1}' data-sheets-value='{"1":2,"2":"-"}' style="border-right:1px solid #000000;overflow:hidden;padding:0px 3px 0px 3px;vertical-align:bottom;text-align:center;">-</td> </tr> <tr style="height:20px;"> <td data-sheets-value='{"1":2,"2":"Heatstop PC"}' style="border-left:1px solid #000000;overflow:hidden;padding:0px 3px 0px 3px;vertical-align:bottom;font-weight:bold;">Heatstop PC</td> <td data-sheets-value='{"1":2,"2":"Double-walled"}' style="overflow:hidden;padding:0px 3px 0px 3px;vertical-align:bottom;font-weight:bold;">Double-walled</td> <td data-sheets-value='{"1":2,"2":"Clear (T/H)"}' style="border-right:1px solid #000000;overflow:hidden;padding:0px 3px 0px 3px;vertical-align:bottom;font-weight:bold;">Clear (T/H)</td> <td data-sheets-numberformat='{"1":2,"2":"0.00","3":1}' data-sheets-value='{"1":3,"3":2.9}' style="overflow:hidden;padding:0px 3px 0px 3px;vertical-align:bottom;text-align:center;">2.90</td> <td data-sheets-numberformat='{"1":2,"2":"0","3":1}' data-sheets-value='{"1":3,"3":44}' style="overflow:hidden;padding:0px 3px 0px 3px;vertical-align:bottom;text-align:center;">44</td> <td data-sheets-numberformat='{"1":2,"2":"0","3":1}' data-sheets-value='{"1":3,"3":51}' style="overflow:hidden;padding:0px 3px 0px 3px;vertical-align:bottom;text-align:center;">51</td> <td data-sheets-numberformat='{"1":2,"2":"0","3":1}' data-sheets-value='{"1":3,"3":20}' style="border-right:1px solid #000000;overflow:hidden;padding:0px 3px 0px 3px;vertical-align:bottom;text-align:center;">20</td> </tr> <tr style="height:20px;"> <td style="border-left:1px solid #000000;overflow:hidden;padding:0px 3px 0px 3px;vertical-align:bottom;font-weight:bold;"></td> <td data-sheets-value='{"1":2,"2":"Double-walled"}' style="overflow:hidden;padding:0px 3px 0px 3px;vertical-align:bottom;font-weight:bold;">Double-walled</td> <td data-sheets-value='{"1":2,"2":"Opal (T/O)"}' style="border-right:1px solid #000000;overflow:hidden;padding:0px 3px 0px 3px;vertical-align:bottom;font-weight:bold;">Opal (T/O)</td> <td data-sheets-numberformat='{"1":2,"2":"0.00","3":1}' data-sheets-value='{"1":3,"3":2.9}' style="overflow:hidden;padding:0px 3px 0px 3px;vertical-align:bottom;text-align:center;">2.90</td> <td data-sheets-numberformat='{"1":2,"2":"0","3":1}' data-sheets-value='{"1":3,"3":41}' style="overflow:hidden;padding:0px 3px 0px 3px;vertical-align:bottom;text-align:center;">41</td> <td data-sheets-numberformat='{"1":2,"2":"0","3":1}' data-sheets-value='{"1":3,"3":45}' style="overflow:hidden;padding:0px 3px 0px 3px;vertical-align:bottom;text-align:center;">45</td> <td data-sheets-numberformat='{"1":2,"2":"0","3":1}' data-sheets-value='{"1":3,"3":20}' style="border-right:1px solid #000000;overflow:hidden;padding:0px 3px 0px 3px;vertical-align:bottom;text-align:center;">20</td> </tr> <tr style="height:20px;"> <td style="border-left:1px solid #000000;overflow:hidden;padding:0px 3px 0px 3px;vertical-align:bottom;font-weight:bold;"></td> <td data-sheets-value='{"1":2,"2":"Triple-walled"}' style="overflow:hidden; | skylux-160-ce-met-koepel-en-pvc-opstand-30-20-met-lm-motor-1000-x-1900-mm | 8586030547277 | 46872351211853
Smoke and heat exhaust (SHEV) | SHE system | Skylux | Skylux 160° CE with skylight and PVC curb 30/20 with LM-actuator 1000 x 2000 mm |  | 25960 | 5412970259602 | 4510.9 | Yes | 30-45 | 82.48 | 1000 x 2000 mm | 2000 | 1000 |  | PVC 30/20 (30 cm high & roof opening = 20 cm larger than daylight size) | Rectangular | 5.17 W/m²K - 1.28 W/m²K | 87% - 32% | 90% - 32% | 20dB - 23dB | 160° CE (for industry) | skylight | without spoiler | E | Single actuator | Maximum four-walled skylight possible for this product | Ut-value LT-value g-value Rw-value EN 1873 : 2014 EN ISO 13468 EN 16153 EN 410 EN 410 EN ISO 140-3 Material Walls Shells (W/m²K) (%) (%) (dB) Acrylic Single-walled Clear (H) 5.17 90 87 - PMMA Single-walled Opal (O) 5.17 83 76 - Double-walled Clear (H/H) 2.90 81 75 20 Double-walled Opal (O/O) 2.90 69 58 20 Triple-walled Clear (H/H/H) 1.70 73 65 22 Triple-walled Opal (O/H/O) 1.70 62 51 22 Four-walled Clear (H/H/H/H) 1.28 64 54 23 Four-walled Opal (H/H/O/H) 1.28 59 48 23 Polycarbonate Single-walled Clear (A) 5.17 88 83 - PC Single-walled Opal (D) 5.17 58 60 - Double-walled Clear (A/H) 2.90 79 72 20 Double-walled Clear (A/A) 2.90 77 69 20 Double-walled Opal (A/O) 2.90 73 63 20 Double-walled Opal (A/D) 2.90 51 50 20 Triple-walled Clear (A/H/H) 1.70 71 63 22 Triple-walled Opal (A/O/O) 1.70 61 48 22 Four-walled Clear (A/H/H/H) 1.28 64 52 23 Four-walled Opal (A/H/O/H) 1.28 59 46 23 Polycarbonate Single-walled Heatstop Opal (T) 5.17 49 59 - Heatstop PC Double-walled Clear (T/H) 2.90 44 51 20 Double-walled Opal (T/O) 2.90 41 45 20 Triple-walled Clear (T/H/H) 1.70 40 <td data-sheets-numberformat='{"1":2,"2":"0","3":1}' data-sheets-value='{"1":3,"3":44}' style="overflow:hidden;paddin | https://skylux.eu/en/products/skylux-160-ce-met-koepel-en-pvc-opstand-30-20-met-lm-motor-1000-x-2000-mm | https://skylux.eu/cdn/shop/files/Skylux-160deg-CE-met-koepel-en-pvc-opstand-3020-met-LM-motor-1000-x-2000-mm-RWA-systeem.jpg?v=1702980445&width=1600 | https://skylux.eu/cdn/shop/files/e5a82811-1bb0-48e4-a776-cacb59c7c092_752c622e-1083-486d-9a11-416aa51ca0c8.jpg?v=1688551130&width=1600 | //skylux.eu/cdn/shop/files/E_MH_Mounting_instructions_Skylux_160_CE_LM.pdf?v=12406716259046007223 | //skylux.eu/cdn/shop/files/E_TD_Technical_File_Skylux_Skylux_160_CE_Electric.pdf?v=3667116872303399239 | <style type="text/css" id="isPasted"> <!--td { border: 1px solid #cccccc; } br { mso-data-placement: same-cell; } --> </style> <table border="1" cellpadding="0" cellspacing="0" dir="ltr" style="table-layout:fixed;font-size:10pt;font-family:Arial;border-collapse:collapse;border:none;"><tbody> <tr style="height:20px;"> <td style="overflow:hidden;padding:0px 3px 0px 3px;vertical-align:bottom;"></td> <td style="overflow:hidden;padding:0px 3px 0px 3px;vertical-align:bottom;"></td> <td style="overflow:hidden;padding:0px 3px 0px 3px;vertical-align:bottom;"></td> <td data-sheets-value='{"1":2,"2":"Ut-value"}' style="overflow:hidden;padding:0px 3px 0px 3px;vertical-align:bottom;font-weight:bold;text-align:center;">Ut-value</td> <td data-sheets-value='{"1":2,"2":"LT-value"}' style="overflow:hidden;padding:0px 3px 0px 3px;vertical-align:bottom;font-weight:bold;text-align:center;">LT-value</td> <td data-sheets-value='{"1":2,"2":"g-value"}' style="overflow:hidden;padding:0px 3px 0px 3px;vertical-align:bottom;font-weight:bold;text-align:center;">g-value</td> <td data-sheets-value='{"1":2,"2":"Rw-value "}' style="overflow:hidden;padding:0px 3px 0px 3px;vertical-align:bottom;font-weight:bold;text-align:center;">Rw-value </td> </tr> <tr style="height:20px;"> <td style="overflow:hidden;padding:0px 3px 0px 3px;vertical-align:bottom;"></td> <td style="overflow:hidden;padding:0px 3px 0px 3px;vertical-align:bottom;"></td> <td style="overflow:hidden;padding:0px 3px 0px 3px;vertical-align:bottom;"></td> <td data-sheets-numberformat='{"1":2,"2":"0.00","3":1}' data-sheets-value='{"1":2,"2":"EN 1873 : 2014"}' style="overflow:hidden;padding:0px 3px 0px 3px;vertical-align:bottom;text-align:center;">EN 1873 : 2014</td> <td data-sheets-numberformat='{"1":2,"2":"0","3":1}' data-sheets-value='{"1":2,"2":"EN ISO 13468 EN 16153 EN 410"}' style="overflow:hidden;padding:0px 3px 0px 3px;vertical-align:bottom;text-align:center;">EN ISO 13468 EN 16153 EN 410</td> <td data-sheets-numberformat='{"1":2,"2":"0","3":1}' data-sheets-value='{"1":2,"2":"EN 410"}' style="overflow:hidden;padding:0px 3px 0px 3px;vertical-align:bottom;text-align:center;">EN 410</td> <td data-sheets-value='{"1":2,"2":"EN ISO 140-3\t\t"}' style="overflow:hidden;padding:0px 3px 0px 3px;vertical-align:bottom;text-align:center;">EN ISO 140-3 </td> </tr> <tr style="height:20px;"> <td data-sheets-value='{"1":2,"2":"Material"}' style="border-bottom:1px solid #000000;overflow:hidden;padding:0px 3px 0px 3px;vertical-align:bottom;background-color:#000000;font-weight:bold;color:#ffffff;">Material</td> <td data-sheets-value='{"1":2,"2":"Walls"}' style="border-bottom:1px solid #000000;overflow:hidden;padding:0px 3px 0px 3px;vertical-align:bottom;background-color:#000000;font-weight:bold;color:#ffffff;">Walls</td> <td data-sheets-value='{"1":2,"2":"Shells"}' style="border-bottom:1px solid #000000;overflow:hidden;padding:0px 3px 0px 3px;vertical-align:bottom;background-color:#000000;font-weight:bold;color:#ffffff;">Shells</td> <td data-sheets-numberformat='{"1":2,"2":"0.00","3":1}' data-sheets-value='{"1":2,"2":"(W/m²K)\t"}' style="border-bottom:1px solid #000000;overflow:hidden;padding:0px 3px 0px 3px;vertical-align:bottom;background-color:#000000;font-weight:bold;color:#ffffff;text-align:center;">(W/m²K) </td> <td data-sheets-numberformat='{"1":2,"2":"0","3":1}' data-sheets-value='{"1":2,"2":"(%)"}' style="border-bottom:1px solid #000000;overflow:hidden;padding:0px 3px 0px 3px;vertical-align:bottom;background-color:#000000;font-weight:bold;color:#ffffff;text-align:center;">(%)</td> <td data-sheets-numberformat='{"1":2,"2":"0","3":1}' data-sheets-value='{"1":2,"2":"(%)"}' style="border-bottom:1px solid #000000;overflow:hidden;padding:0px 3px 0px 3px;vertical-align:bottom;background-color:#000000;font-weight:bold;color:#ffffff;text-align:center;">(%)</td> <td data-sheets-value='{"1":2,"2":"(dB)"}' style="border-bottom:1px solid #000000;overflow:hidden;padding:0px 3px 0px 3px;vertical-align:bottom;background-color:#000000;font-weight:bold;color:#ffffff;text-align:center;">(dB)</td> </tr> <tr style="height:20px;"> <td data-sheets-value='{"1":2,"2":"Acrylic"}' style="border-left:1px solid #000000;overflow:hidden;padding:0px 3px 0px 3px;vertical-align:bottom;font-weight:bold;">Acrylic</td> <td data-sheets-value='{"1":2,"2":"Single-walled"}' style="overflow:hidden;padding:0px 3px 0px 3px;vertical-align:bottom;font-weight:bold;">Single-walled</td> <td data-sheets-value='{"1":2,"2":"Clear (H)"}' style="border-right:1px solid #000000;overflow:hidden;padding:0px 3px 0px 3px;vertical-align:bottom;font-weight:bold;">Clear (H)</td> <td data-sheets-numberformat='{"1":2,"2":"0.00","3":1}' data-sheets-value='{"1":3,"3":5.17}' style="overflow:hidden;padding:0px 3px 0px 3px;vertical-align:bottom;text-align:center;">5.17</td> <td data-sheets-numberformat='{"1":2,"2":"0","3":1}' data-sheets-value='{"1":3,"3":90}' style="overflow:hidden;padding:0px 3px 0px 3px;vertical-align:bottom;text-align:center;">90</td> <td data-sheets-numberformat='{"1":2,"2":"0","3":1}' data-sheets-value='{"1":3,"3":87}' style="overflow:hidden;padding:0px 3px 0px 3px;vertical-align:bottom;text-align:center;">87</td> <td data-sheets-numberformat='{"1":2,"2":"0","3":1}' data-sheets-value='{"1":2,"2":"-"}' style="border-right:1px solid #000000;overflow:hidden;padding:0px 3px 0px 3px;vertical-align:bottom;text-align:center;">-</td> </tr> <tr style="height:20px;"> <td data-sheets-value='{"1":2,"2":"PMMA"}' style="border-left:1px solid #000000;overflow:hidden;padding:0px 3px 0px 3px;vertical-align:bottom;font-weight:bold;">PMMA</td> <td data-sheets-value='{"1":2,"2":"Single-walled"}' style="overflow:hidden;padding:0px 3px 0px 3px;vertical-align:bottom;font-weight:bold;">Single-walled</td> <td data-sheets-value='{"1":2,"2":"Opal (O)"}' style="border-right:1px solid #000000;overflow:hidden;padding:0px 3px 0px 3px;vertical-align:bottom;font-weight:bold;">Opal (O)</td> <td data-sheets-numberformat='{"1":2,"2":"0.00","3":1}' data-sheets-value='{"1":3,"3":5.17}' style="overflow:hidden;padding:0px 3px 0px 3px;vertical-align:bottom;text-align:center;">5.17</td> <td data-sheets-numberformat='{"1":2,"2":"0","3":1}' data-sheets-value='{"1":3,"3":83}' style="overflow:hidden;padding:0px 3px 0px 3px;vertical-align:bottom;text-align:center;">83</td> <td data-sheets-numberformat='{"1":2,"2":"0","3":1}' data-sheets-value='{"1":3,"3":76}' style="overflow:hidden;padding:0px 3px 0px 3px;vertical-align:bottom;text-align:center;">76</td> <td data-sheets-numberformat='{"1":2,"2":"0","3":1}' data-sheets-value='{"1":2,"2":"-"}' style="border-right:1px solid #000000;overflow:hidden;padding:0px 3px 0px 3px;vertical-align:bottom;text-align:center;">-</td> </tr> <tr style="height:20px;"> <td style="border-left:1px solid #000000;overflow:hidden;padding:0px 3px 0px 3px;vertical-align:bottom;font-weight:bold;"></td> <td data-sheets-value='{"1":2,"2":"Double-walled"}' style="overflow:hidden;padding:0px 3px 0px 3px;vertical-align:bottom;font-weight:bold;">Double-walled</td> <td data-sheets-value='{"1":2,"2":"Clear (H/H)"}' style="border-right:1px solid #000000;overflow:hidden;padding:0px 3px 0px 3px;vertical-align:bottom;font-weight:bold;">Clear (H/H)</td> <td data-sheets-numberformat='{"1":2,"2":"0.00","3":1}' data-sheets-value='{"1":3,"3":2.9}' style="overflow:hidden;padding:0px 3px 0px 3px;vertical-align:bottom;text-align:center;">2.90</td> <td data-sheets-numberformat='{"1":2,"2":"0","3":1}' data-sheets-value='{"1":3,"3":81}' style="overflow:hidden;padding:0px 3px 0px 3px;vertical-align:bottom;text-align:center;">81</td> <td data-sheets-numberformat='{"1":2,"2":"0","3":1}' data-sheets-value='{"1":3,"3":75}' style="overflow:hidden;padding:0px 3px 0px 3px;vertical-align:bottom;text-align:center;">75</td> <td data-sheets-numberformat='{"1":2,"2":"0","3":1}' data-sheets-value='{"1":3,"3":20}' style="border-right:1px solid #000000;overflow:hidden;padding:0px 3px 0px 3px;vertical-align:bottom;text-align:center;">20</td> </tr> <tr style="height:20px;"> <td style="border-left:1px solid #000000;overflow:hidden;padding:0px 3px 0px 3px;vertical-align:bottom;font-weight:bold;"></td> <td data-sheets-value='{"1":2,"2":"Double-walled"}' style="overflow:hidden;padding:0px 3px 0px 3px;vertical-align:bottom;font-weight:bold;">Double-walled</td> <td data-sheets-value='{"1":2,"2":"Opal (O/O)"}' style="border-right:1px solid #000000;overflow:hidden;padding:0px 3px 0px 3px;vertical-align:bottom;font-weight:bold;">Opal (O/O)</td> <td data-sheets-numberformat='{"1":2,"2":"0.00","3":1}' data-sheets-value='{"1":3,"3":2.9}' style="overflow:hidden;padding:0px 3px 0px 3px;vertical-align:bottom;text-align:center;">2.90</td> <td data-sheets-numberformat='{"1":2,"2":"0","3":1}' data-sheets-value='{"1":3,"3":69}' style="overflow:hidden;padding:0px 3px 0px 3px;vertical-align:bottom;text-align:center;">69</td> <td data-sheets-numberformat='{"1":2,"2":"0","3":1}' data-sheets-value='{"1":3,"3":58}' style="overflow:hidden;padding:0px 3px 0px 3px;vertical-align:bottom;text-align:center;">58</td> <td data-sheets-numberformat='{"1":2,"2":"0","3":1}' data-sheets-value='{"1":3,"3":20}' style="border-right:1px solid #000000;overflow:hidden;padding:0px 3px 0px 3px;vertical-align:bottom;text-align:center;">20</td> </tr> <tr style="height:20px;"> <td style="border-left:1px solid #000000;overflow:hidden;padding:0px 3px 0px 3px;vertical-align:bottom;font-weight:bold;"></td> <td data-sheets-value='{"1":2,"2":"Triple-walled"}' style="overflow:hidden;padding:0px 3px 0px 3px;vertical-align:bottom;font-weight:bold;">Triple-walled</td> <td data-sheets-value='{"1":2,"2":"Clear (H/H/H)"}' style="border-right:1px solid #000000;overflow:hidden;padding:0px 3px 0px 3px;vertical-align:bottom;font-weight:bold;">Clear (H/H/H)</td> <td data-sheets-numberformat='{"1":2,"2":"0.00","3":1}' data-sheets-value='{"1":3,"3":1.7}' style="overflow:hidden;padding:0px 3px 0px 3px;vertical-align:bottom;text-align:center;">1.70</td> <td data-sheets-numberformat='{"1":2,"2":"0","3":1}' data-sheets-value='{"1":3,"3":73}' style="overflow:hidden;padding:0px 3px 0px 3px;vertical-align:bottom;text-align:center;">73</td> <td data-sheets-numberformat='{"1":2,"2":"0","3":1}' data-sheets-value='{"1":3,"3":65}' style="overflow:hidden;padding:0px 3px 0px 3px;vertical-align:bottom;text-align:center;">65</td> <td data-sheets-numberformat='{"1":2,"2":"0","3":1}' data-sheets-value='{"1":3,"3":22}' style="border-right:1px solid #000000;overflow:hidden;padding:0px 3px 0px 3px;vertical-align:bottom;text-align:center;">22</td> </tr> <tr style="height:20px;"> <td style="border-left:1px solid #000000;overflow:hidden;padding:0px 3px 0px 3px;vertical-align:bottom;font-weight:bold;"></td> <td data-sheets-value='{"1":2,"2":"Triple-walled"}' style="overflow:hidden;padding:0px 3px 0px 3px;vertical-align:bottom;font-weight:bold;">Triple-walled</td> <td data-sheets-value='{"1":2,"2":"Opal (O/H/O)"}' style="border-right:1px solid #000000;overflow:hidden;padding:0px 3px 0px 3px;vertical-align:bottom;font-weight:bold;">Opal (O/H/O)</td> <td data-sheets-numberformat='{"1":2,"2":"0.00","3":1}' data-sheets-value='{"1":3,"3":1.7}' style="overflow:hidden;padding:0px 3px 0px 3px;vertical-align:bottom;text-align:center;">1.70</td> <td data-sheets-numberformat='{"1":2,"2":"0","3":1}' data-sheets-value='{"1":3,"3":62}' style="overflow:hidden;padding:0px 3px 0px 3px;vertical-align:bottom;text-align:center;">62</td> <td data-sheets-numberformat='{"1":2,"2":"0","3":1}' data-sheets-value='{"1":3,"3":51}' style="overflow:hidden;padding:0px 3px 0px 3px;vertical-align:bottom;text-align:center;">51</td> <td data-sheets-numberformat='{"1":2,"2":"0","3":1}' data-sheets-value='{"1":3,"3":22}' style="border-right:1px solid #000000;overflow:hidden;padding:0px 3px 0px 3px;vertical-align:bottom;text-align:center;">22</td> </tr> <tr style="height:20px;"> <td style="border-left:1px solid #000000;overflow:hidden;padding:0px 3px 0px 3px;vertical-align:bottom;font-weight:bold;"></td> <td data-sheets-value='{"1":2,"2":"Four-walled"}' style="overflow:hidden;padding:0px 3px 0px 3px;vertical-align:bottom;font-weight:bold;">Four-walled</td> <td data-sheets-value='{"1":2,"2":"Clear (H/H/H/H)"}' style="border-right:1px solid #000000;overflow:hidden;padding:0px 3px 0px 3px;vertical-align:bottom;font-weight:bold;">Clear (H/H/H/H)</td> <td data-sheets-numberformat='{"1":2,"2":"0.00","3":1}' data-sheets-value='{"1":3,"3":1.28}' style="overflow:hidden;padding:0px 3px 0px 3px;vertical-align:bottom;text-align:center;">1.28</td> <td data-sheets-numberformat='{"1":2,"2":"0","3":1}' data-sheets-value='{"1":3,"3":64}' style="overflow:hidden;padding:0px 3px 0px 3px;vertical-align:bottom;text-align:center;">64</td> <td data-sheets-numberformat='{"1":2,"2":"0","3":1}' data-sheets-value='{"1":3,"3":54}' style="overflow:hidden;padding:0px 3px 0px 3px;vertical-align:bottom;text-align:center;">54</td> <td data-sheets-numberformat='{"1":2,"2":"0","3":1}' data-sheets-value='{"1":3,"3":23}' style="border-right:1px solid #000000;overflow:hidden;padding:0px 3px 0px 3px;vertical-align:bottom;text-align:center;">23</td> </tr> <tr style="height:20px;"> <td style="border-bottom:1px solid #000000;border-left:1px solid #000000;overflow:hidden;padding:0px 3px 0px 3px;vertical-align:bottom;"></td> <td data-sheets-value='{"1":2,"2":"Four-walled"}' style="border-bottom:1px solid #000000;overflow:hidden;padding:0px 3px 0px 3px;vertical-align:bottom;font-weight:bold;">Four-walled</td> <td data-sheets-value='{"1":2,"2":"Opal (H/H/O/H)"}' style="border-right:1px solid #000000;border-bottom:1px solid #000000;overflow:hidden;padding:0px 3px 0px 3px;vertical-align:bottom;font-weight:bold;">Opal (H/H/O/H)</td> <td data-sheets-numberformat='{"1":2,"2":"0.00","3":1}' data-sheets-value='{"1":3,"3":1.28}' style="border-bottom:1px solid #000000;overflow:hidden;padding:0px 3px 0px 3px;vertical-align:bottom;text-align:center;">1.28</td> <td data-sheets-numberformat='{"1":2,"2":"0","3":1}' data-sheets-value='{"1":3,"3":59}' style="border-bottom:1px solid #000000;overflow:hidden;padding:0px 3px 0px 3px;vertical-align:bottom;text-align:center;">59</td> <td data-sheets-numberformat='{"1":2,"2":"0","3":1}' data-sheets-value='{"1":3,"3":48}' style="border-bottom:1px solid #000000;overflow:hidden;padding:0px 3px 0px 3px;vertical-align:bottom;text-align:center;">48</td> <td data-sheets-numberformat='{"1":2,"2":"0","3":1}' data-sheets-value='{"1":3,"3":23}' style="border-right:1px solid #000000;border-bottom:1px solid #000000;overflow:hidden;padding:0px 3px 0px 3px;vertical-align:bottom;text-align:center;">23</td> </tr> <tr style="height:20px;"> <td data-sheets-value='{"1":2,"2":"Polycarbonate "}' style="border-left:1px solid #000000;overflow:hidden;padding:0px 3px 0px 3px;vertical-align:bottom;font-weight:bold;">Polycarbonate </td> <td data-sheets-value='{"1":2,"2":"Single-walled"}' style="overflow:hidden;padding:0px 3px 0px 3px;vertical-align:bottom;font-weight:bold;">Single-walled</td> <td data-sheets-value='{"1":2,"2":"Clear (A)"}' style="border-right:1px solid #000000;overflow:hidden;padding:0px 3px 0px 3px;vertical-align:bottom;font-weight:bold;">Clear (A)</td> <td data-sheets-numberformat='{"1":2,"2":"0.00","3":1}' data-sheets-value='{"1":3,"3":5.17}' style="overflow:hidden;padding:0px 3px 0px 3px;vertical-align:bottom;text-align:center;">5.17</td> <td data-sheets-numberformat='{"1":2,"2":"0","3":1}' data-sheets-value='{"1":3,"3":88}' style="overflow:hidden;padding:0px 3px 0px 3px;vertical-align:bottom;text-align:center;">88</td> <td data-sheets-numberformat='{"1":2,"2":"0","3":1}' data-sheets-value='{"1":3,"3":83}' style="overflow:hidden;padding:0px 3px 0px 3px;vertical-align:bottom;text-align:center;">83</td> <td data-sheets-numberformat='{"1":2,"2":"0","3":1}' data-sheets-value='{"1":2,"2":"-"}' style="border-right:1px solid #000000;overflow:hidden;padding:0px 3px 0px 3px;vertical-align:bottom;text-align:center;">-</td> </tr> <tr style="height:20px;"> <td data-sheets-value='{"1":2,"2":"PC"}' style="border-left:1px solid #000000;overflow:hidden;padding:0px 3px 0px 3px;vertical-align:bottom;font-weight:bold;">PC</td> <td data-sheets-value='{"1":2,"2":"Single-walled"}' style="overflow:hidden;padding:0px 3px 0px 3px;vertical-align:bottom;font-weight:bold;">Single-walled</td> <td data-sheets-value='{"1":2,"2":"Opal (D)"}' style="border-right:1px solid #000000;overflow:hidden;padding:0px 3px 0px 3px;vertical-align:bottom;font-weight:bold;">Opal (D)</td> <td data-sheets-numberformat='{"1":2,"2":"0.00","3":1}' data-sheets-value='{"1":3,"3":5.17}' style="overflow:hidden;padding:0px 3px 0px 3px;vertical-align:bottom;text-align:center;">5.17</td> <td data-sheets-numberformat='{"1":2,"2":"0","3":1}' data-sheets-value='{"1":3,"3":58}' style="overflow:hidden;padding:0px 3px 0px 3px;vertical-align:bottom;text-align:center;">58</td> <td data-sheets-numberformat='{"1":2,"2":"0","3":1}' data-sheets-value='{"1":3,"3":60}' style="overflow:hidden;padding:0px 3px 0px 3px;vertical-align:bottom;text-align:center;">60</td> <td data-sheets-numberformat='{"1":2,"2":"0","3":1}' data-sheets-value='{"1":2,"2":"-"}' style="border-right:1px solid #000000;overflow:hidden;padding:0px 3px 0px 3px;vertical-align:bottom;text-align:center;">-</td> </tr> <tr style="height:20px;"> <td style="border-left:1px solid #000000;overflow:hidden;padding:0px 3px 0px 3px;vertical-align:bottom;font-weight:bold;"></td> <td data-sheets-value='{"1":2,"2":"Double-walled"}' style="overflow:hidden;padding:0px 3px 0px 3px;vertical-align:bottom;font-weight:bold;">Double-walled</td> <td data-sheets-value='{"1":2,"2":"Clear (A/H)"}' style="border-right:1px solid #000000;overflow:hidden;padding:0px 3px 0px 3px;vertical-align:bottom;font-weight:bold;">Clear (A/H)</td> <td data-sheets-numberformat='{"1":2,"2":"0.00","3":1}' data-sheets-value='{"1":3,"3":2.9}' style="overflow:hidden;padding:0px 3px 0px 3px;vertical-align:bottom;text-align:center;">2.90</td> <td data-sheets-numberformat='{"1":2,"2":"0","3":1}' data-sheets-value='{"1":3,"3":79}' style="overflow:hidden;padding:0px 3px 0px 3px;vertical-align:bottom;text-align:center;">79</td> <td data-sheets-numberformat='{"1":2,"2":"0","3":1}' data-sheets-value='{"1":3,"3":72}' style="overflow:hidden;padding:0px 3px 0px 3px;vertical-align:bottom;text-align:center;">72</td> <td data-sheets-numberformat='{"1":2,"2":"0","3":1}' data-sheets-value='{"1":3,"3":20}' style="border-right:1px solid #000000;overflow:hidden;padding:0px 3px 0px 3px;vertical-align:bottom;text-align:center;">20</td> </tr> <tr style="height:20px;"> <td style="border-left:1px solid #000000;overflow:hidden;padding:0px 3px 0px 3px;vertical-align:bottom;font-weight:bold;"></td> <td data-sheets-value='{"1":2,"2":"Double-walled"}' style="overflow:hidden;padding:0px 3px 0px 3px;vertical-align:bottom;font-weight:bold;">Double-walled</td> <td data-sheets-value='{"1":2,"2":"Clear (A/A)"}' style="border-right:1px solid #000000;overflow:hidden;padding:0px 3px 0px 3px;vertical-align:bottom;font-weight:bold;">Clear (A/A)</td> <td data-sheets-numberformat='{"1":2,"2":"0.00","3":1}' data-sheets-value='{"1":3,"3":2.9}' style="overflow:hidden;padding:0px 3px 0px 3px;vertical-align:bottom;text-align:center;">2.90</td> <td data-sheets-numberformat='{"1":2,"2":"0","3":1}' data-sheets-value='{"1":3,"3":77}' style="overflow:hidden;padding:0px 3px 0px 3px;vertical-align:bottom;text-align:center;">77</td> <td data-sheets-numberformat='{"1":2,"2":"0","3":1}' data-sheets-value='{"1":3,"3":69}' style="overflow:hidden;padding:0px 3px 0px 3px;vertical-align:bottom;text-align:center;">69</td> <td data-sheets-numberformat='{"1":2,"2":"0","3":1}' data-sheets-value='{"1":3,"3":20}' style="border-right:1px solid #000000;overflow:hidden;padding:0px 3px 0px 3px;vertical-align:bottom;text-align:center;">20</td> </tr> <tr style="height:20px;"> <td style="border-left:1px solid #000000;overflow:hidden;padding:0px 3px 0px 3px;vertical-align:bottom;font-weight:bold;"></td> <td data-sheets-value='{"1":2,"2":"Double-walled"}' style="overflow:hidden;padding:0px 3px 0px 3px;vertical-align:bottom;font-weight:bold;">Double-walled</td> <td data-sheets-value='{"1":2,"2":"Opal (A/O)"}' style="border-right:1px solid #000000;overflow:hidden;padding:0px 3px 0px 3px;vertical-align:bottom;font-weight:bold;">Opal (A/O)</td> <td data-sheets-numberformat='{"1":2,"2":"0.00","3":1}' data-sheets-value='{"1":3,"3":2.9}' style="overflow:hidden;padding:0px 3px 0px 3px;vertical-align:bottom;text-align:center;">2.90</td> <td data-sheets-numberformat='{"1":2,"2":"0","3":1}' data-sheets-value='{"1":3,"3":73}' style="overflow:hidden;padding:0px 3px 0px 3px;vertical-align:bottom;text-align:center;">73</td> <td data-sheets-numberformat='{"1":2,"2":"0","3":1}' data-sheets-value='{"1":3,"3":63}' style="overflow:hidden;padding:0px 3px 0px 3px;vertical-align:bottom;text-align:center;">63</td> <td data-sheets-numberformat='{"1":2,"2":"0","3":1}' data-sheets-value='{"1":3,"3":20}' style="border-right:1px solid #000000;overflow:hidden;padding:0px 3px 0px 3px;vertical-align:bottom;text-align:center;">20</td> </tr> <tr style="height:20px;"> <td style="border-left:1px solid #000000;overflow:hidden;padding:0px 3px 0px 3px;vertical-align:bottom;font-weight:bold;"></td> <td data-sheets-value='{"1":2,"2":"Double-walled"}' style="overflow:hidden;padding:0px 3px 0px 3px;vertical-align:bottom;font-weight:bold;">Double-walled</td> <td data-sheets-value='{"1":2,"2":"Opal (A/D)"}' style="border-right:1px solid #000000;overflow:hidden;padding:0px 3px 0px 3px;vertical-align:bottom;font-weight:bold;">Opal (A/D)</td> <td data-sheets-numberformat='{"1":2,"2":"0.00","3":1}' data-sheets-value='{"1":3,"3":2.9}' style="overflow:hidden;padding:0px 3px 0px 3px;vertical-align:bottom;text-align:center;">2.90</td> <td data-sheets-numberformat='{"1":2,"2":"0","3":1}' data-sheets-value='{"1":3,"3":51}' style="overflow:hidden;padding:0px 3px 0px 3px;vertical-align:bottom;text-align:center;">51</td> <td data-sheets-numberformat='{"1":2,"2":"0","3":1}' data-sheets-value='{"1":3,"3":50}' style="overflow:hidden;padding:0px 3px 0px 3px;vertical-align:bottom;text-align:center;">50</td> <td data-sheets-numberformat='{"1":2,"2":"0","3":1}' data-sheets-value='{"1":3,"3":20}' style="border-right:1px solid #000000;overflow:hidden;padding:0px 3px 0px 3px;vertical-align:bottom;text-align:center;">20</td> </tr> <tr style="height:20px;"> <td style="border-left:1px solid #000000;overflow:hidden;padding:0px 3px 0px 3px;vertical-align:bottom;font-weight:bold;"></td> <td data-sheets-value='{"1":2,"2":"Triple-walled"}' style="overflow:hidden;padding:0px 3px 0px 3px;vertical-align:bottom;font-weight:bold;">Triple-walled</td> <td data-sheets-value='{"1":2,"2":"Clear (A/H/H)"}' style="border-right:1px solid #000000;overflow:hidden;padding:0px 3px 0px 3px;vertical-align:bottom;font-weight:bold;">Clear (A/H/H)</td> <td data-sheets-numberformat='{"1":2,"2":"0.00","3":1}' data-sheets-value='{"1":3,"3":1.7}' style="overflow:hidden;padding:0px 3px 0px 3px;vertical-align:bottom;text-align:center;">1.70</td> <td data-sheets-numberformat='{"1":2,"2":"0","3":1}' data-sheets-value='{"1":3,"3":71}' style="overflow:hidden;padding:0px 3px 0px 3px;vertical-align:bottom;text-align:center;">71</td> <td data-sheets-numberformat='{"1":2,"2":"0","3":1}' data-sheets-value='{"1":3,"3":63}' style="overflow:hidden;padding:0px 3px 0px 3px;vertical-align:bottom;text-align:center;">63</td> <td data-sheets-numberformat='{"1":2,"2":"0","3":1}' data-sheets-value='{"1":3,"3":22}' style="border-right:1px solid #000000;overflow:hidden;padding:0px 3px 0px 3px;vertical-align:bottom;text-align:center;">22</td> </tr> <tr style="height:20px;"> <td style="border-left:1px solid #000000;overflow:hidden;padding:0px 3px 0px 3px;vertical-align:bottom;font-weight:bold;"></td> <td data-sheets-value='{"1":2,"2":"Triple-walled"}' style="overflow:hidden;padding:0px 3px 0px 3px;vertical-align:bottom;font-weight:bold;">Triple-walled</td> <td data-sheets-value='{"1":2,"2":"Opal (A/O/O)"}' style="border-right:1px solid #000000;overflow:hidden;padding:0px 3px 0px 3px;vertical-align:bottom;font-weight:bold;">Opal (A/O/O)</td> <td data-sheets-numberformat='{"1":2,"2":"0.00","3":1}' data-sheets-value='{"1":3,"3":1.7}' style="overflow:hidden;padding:0px 3px 0px 3px;vertical-align:bottom;text-align:center;">1.70</td> <td data-sheets-numberformat='{"1":2,"2":"0","3":1}' data-sheets-value='{"1":3,"3":61}' style="overflow:hidden;padding:0px 3px 0px 3px;vertical-align:bottom;text-align:center;">61</td> <td data-sheets-numberformat='{"1":2,"2":"0","3":1}' data-sheets-value='{"1":3,"3":48}' style="overflow:hidden;padding:0px 3px 0px 3px;vertical-align:bottom;text-align:center;">48</td> <td data-sheets-numberformat='{"1":2,"2":"0","3":1}' data-sheets-value='{"1":3,"3":22}' style="border-right:1px solid #000000;overflow:hidden;padding:0px 3px 0px 3px;vertical-align:bottom;text-align:center;">22</td> </tr> <tr style="height:20px;"> <td style="border-left:1px solid #000000;overflow:hidden;padding:0px 3px 0px 3px;vertical-align:bottom;font-weight:bold;"></td> <td data-sheets-value='{"1":2,"2":"Four-walled"}' style="overflow:hidden;padding:0px 3px 0px 3px;vertical-align:bottom;font-weight:bold;">Four-walled</td> <td data-sheets-value='{"1":2,"2":"Clear (A/H/H/H)"}' style="border-right:1px solid #000000;overflow:hidden;padding:0px 3px 0px 3px;vertical-align:bottom;font-weight:bold;">Clear (A/H/H/H)</td> <td data-sheets-numberformat='{"1":2,"2":"0.00","3":1}' data-sheets-value='{"1":3,"3":1.28}' style="overflow:hidden;padding:0px 3px 0px 3px;vertical-align:bottom;text-align:center;">1.28</td> <td data-sheets-numberformat='{"1":2,"2":"0","3":1}' data-sheets-value='{"1":3,"3":64}' style="overflow:hidden;padding:0px 3px 0px 3px;vertical-align:bottom;text-align:center;">64</td> <td data-sheets-numberformat='{"1":2,"2":"0","3":1}' data-sheets-value='{"1":3,"3":52}' style="overflow:hidden;padding:0px 3px 0px 3px;vertical-align:bottom;text-align:center;">52</td> <td data-sheets-numberformat='{"1":2,"2":"0","3":1}' data-sheets-value='{"1":3,"3":23}' style="border-right:1px solid #000000;overflow:hidden;padding:0px 3px 0px 3px;vertical-align:bottom;text-align:center;">23</td> </tr> <tr style="height:20px;"> <td style="border-bottom:1px solid #000000;border-left:1px solid #000000;overflow:hidden;padding:0px 3px 0px 3px;vertical-align:bottom;"></td> <td data-sheets-value='{"1":2,"2":"Four-walled"}' style="border-bottom:1px solid #000000;overflow:hidden;padding:0px 3px 0px 3px;vertical-align:bottom;font-weight:bold;">Four-walled</td> <td data-sheets-value='{"1":2,"2":"Opal (A/H/O/H)"}' style="border-right:1px solid #000000;border-bottom:1px solid #000000;overflow:hidden;padding:0px 3px 0px 3px;vertical-align:bottom;font-weight:bold;">Opal (A/H/O/H)</td> <td data-sheets-numberformat='{"1":2,"2":"0.00","3":1}' data-sheets-value='{"1":3,"3":1.28}' style="border-bottom:1px solid #000000;overflow:hidden;padding:0px 3px 0px 3px;vertical-align:bottom;text-align:center;">1.28</td> <td data-sheets-numberformat='{"1":2,"2":"0","3":1}' data-sheets-value='{"1":3,"3":59}' style="border-bottom:1px solid #000000;overflow:hidden;padding:0px 3px 0px 3px;vertical-align:bottom;text-align:center;">59</td> <td data-sheets-numberformat='{"1":2,"2":"0","3":1}' data-sheets-value='{"1":3,"3":46}' style="border-bottom:1px solid #000000;overflow:hidden;padding:0px 3px 0px 3px;vertical-align:bottom;text-align:center;">46</td> <td data-sheets-numberformat='{"1":2,"2":"0","3":1}' data-sheets-value='{"1":3,"3":23}' style="border-right:1px solid #000000;border-bottom:1px solid #000000;overflow:hidden;padding:0px 3px 0px 3px;vertical-align:bottom;text-align:center;">23</td> </tr> <tr style="height:20px;"> <td data-sheets-value='{"1":2,"2":"Polycarbonate"}' style="border-left:1px solid #000000;overflow:hidden;padding:0px 3px 0px 3px;vertical-align:bottom;font-weight:bold;">Polycarbonate</td> <td data-sheets-value='{"1":2,"2":"Single-walled"}' style="overflow:hidden;padding:0px 3px 0px 3px;vertical-align:bottom;font-weight:bold;">Single-walled</td> <td data-sheets-value='{"1":2,"2":"Heatstop Opal (T)"}' style="border-right:1px solid #000000;overflow:hidden;padding:0px 3px 0px 3px;vertical-align:bottom;font-weight:bold;">Heatstop Opal (T)</td> <td data-sheets-numberformat='{"1":2,"2":"0.00","3":1}' data-sheets-value='{"1":3,"3":5.17}' style="overflow:hidden;padding:0px 3px 0px 3px;vertical-align:bottom;text-align:center;">5.17</td> <td data-sheets-numberformat='{"1":2,"2":"0","3":1}' data-sheets-value='{"1":3,"3":49}' style="overflow:hidden;padding:0px 3px 0px 3px;vertical-align:bottom;text-align:center;">49</td> <td data-sheets-numberformat='{"1":2,"2":"0","3":1}' data-sheets-value='{"1":3,"3":59}' style="overflow:hidden;padding:0px 3px 0px 3px;vertical-align:bottom;text-align:center;">59</td> <td data-sheets-numberformat='{"1":2,"2":"0","3":1}' data-sheets-value='{"1":2,"2":"-"}' style="border-right:1px solid #000000;overflow:hidden;padding:0px 3px 0px 3px;vertical-align:bottom;text-align:center;">-</td> </tr> <tr style="height:20px;"> <td data-sheets-value='{"1":2,"2":"Heatstop PC"}' style="border-left:1px solid #000000;overflow:hidden;padding:0px 3px 0px 3px;vertical-align:bottom;font-weight:bold;">Heatstop PC</td> <td data-sheets-value='{"1":2,"2":"Double-walled"}' style="overflow:hidden;padding:0px 3px 0px 3px;vertical-align:bottom;font-weight:bold;">Double-walled</td> <td data-sheets-value='{"1":2,"2":"Clear (T/H)"}' style="border-right:1px solid #000000;overflow:hidden;padding:0px 3px 0px 3px;vertical-align:bottom;font-weight:bold;">Clear (T/H)</td> <td data-sheets-numberformat='{"1":2,"2":"0.00","3":1}' data-sheets-value='{"1":3,"3":2.9}' style="overflow:hidden;padding:0px 3px 0px 3px;vertical-align:bottom;text-align:center;">2.90</td> <td data-sheets-numberformat='{"1":2,"2":"0","3":1}' data-sheets-value='{"1":3,"3":44}' style="overflow:hidden;padding:0px 3px 0px 3px;vertical-align:bottom;text-align:center;">44</td> <td data-sheets-numberformat='{"1":2,"2":"0","3":1}' data-sheets-value='{"1":3,"3":51}' style="overflow:hidden;padding:0px 3px 0px 3px;vertical-align:bottom;text-align:center;">51</td> <td data-sheets-numberformat='{"1":2,"2":"0","3":1}' data-sheets-value='{"1":3,"3":20}' style="border-right:1px solid #000000;overflow:hidden;padding:0px 3px 0px 3px;vertical-align:bottom;text-align:center;">20</td> </tr> <tr style="height:20px;"> <td style="border-left:1px solid #000000;overflow:hidden;padding:0px 3px 0px 3px;vertical-align:bottom;font-weight:bold;"></td> <td data-sheets-value='{"1":2,"2":"Double-walled"}' style="overflow:hidden;padding:0px 3px 0px 3px;vertical-align:bottom;font-weight:bold;">Double-walled</td> <td data-sheets-value='{"1":2,"2":"Opal (T/O)"}' style="border-right:1px solid #000000;overflow:hidden;padding:0px 3px 0px 3px;vertical-align:bottom;font-weight:bold;">Opal (T/O)</td> <td data-sheets-numberformat='{"1":2,"2":"0.00","3":1}' data-sheets-value='{"1":3,"3":2.9}' style="overflow:hidden;padding:0px 3px 0px 3px;vertical-align:bottom;text-align:center;">2.90</td> <td data-sheets-numberformat='{"1":2,"2":"0","3":1}' data-sheets-value='{"1":3,"3":41}' style="overflow:hidden;padding:0px 3px 0px 3px;vertical-align:bottom;text-align:center;">41</td> <td data-sheets-numberformat='{"1":2,"2":"0","3":1}' data-sheets-value='{"1":3,"3":45}' style="overflow:hidden;padding:0px 3px 0px 3px;vertical-align:bottom;text-align:center;">45</td> <td data-sheets-numberformat='{"1":2,"2":"0","3":1}' data-sheets-value='{"1":3,"3":20}' style="border-right:1px solid #000000;overflow:hidden;padding:0px 3px 0px 3px;vertical-align:bottom;text-align:center;">20</td> </tr> <tr style="height:20px;"> <td style="border-left:1px solid #000000;overflow:hidden;padding:0px 3px 0px 3px;vertical-align:bottom;font-weight:bold;"></td> <td data-sheets-value='{"1":2,"2":"Triple-walled"}' style="overflow:hidden; | skylux-160-ce-met-koepel-en-pvc-opstand-30-20-met-lm-motor-1000-x-2000-mm | 8586030580045 | 46872351277389
Smoke and heat exhaust (SHEV) | SHE system | Skylux | Skylux 160° CE with skylight and PVC curb 30/20 with LM-actuator 1000 x 2200 mm |  | 25961 | 5412970259619 | 4723.85 | Yes | 30-45 | 86.93 | 1000 x 2200 mm | 2200 | 1000 |  | PVC 30/20 (30 cm high & roof opening = 20 cm larger than daylight size) | Rectangular | 5.17 W/m²K - 1.28 W/m²K | 87% - 32% | 90% - 32% | 20dB - 23dB | 160° CE (for industry) | skylight | without spoiler | E | Single actuator | Maximum four-walled skylight possible for this product | Ut-value LT-value g-value Rw-value EN 1873 : 2014 EN ISO 13468 EN 16153 EN 410 EN 410 EN ISO 140-3 Material Walls Shells (W/m²K) (%) (%) (dB) Acrylic Single-walled Clear (H) 5.17 90 87 - PMMA Single-walled Opal (O) 5.17 83 76 - Double-walled Clear (H/H) 2.90 81 75 20 Double-walled Opal (O/O) 2.90 69 58 20 Triple-walled Clear (H/H/H) 1.70 73 65 22 Triple-walled Opal (O/H/O) 1.70 62 51 22 Four-walled Clear (H/H/H/H) 1.28 64 54 23 Four-walled Opal (H/H/O/H) 1.28 59 48 23 Polycarbonate Single-walled Clear (A) 5.17 88 83 - PC Single-walled Opal (D) 5.17 58 60 - Double-walled Clear (A/H) 2.90 79 72 20 Double-walled Clear (A/A) 2.90 77 69 20 Double-walled Opal (A/O) 2.90 73 63 20 Double-walled Opal (A/D) 2.90 51 50 20 Triple-walled Clear (A/H/H) 1.70 71 63 22 Triple-walled Opal (A/O/O) 1.70 61 48 22 Four-walled Clear (A/H/H/H) 1.28 64 52 23 Four-walled Opal (A/H/O/H) 1.28 59 46 23 Polycarbonate Single-walled Heatstop Opal (T) 5.17 49 59 - Heatstop PC Double-walled Clear (T/H) 2.90 44 51 20 Double-walled Opal (T/O) 2.90 41 45 20 Triple-walled Clear (T/H/H) 1.70 40 <td data-sheets-numberformat='{"1":2,"2":"0","3":1}' data-sheets-value='{"1":3,"3":44}' style="overflow:hidden;paddin | https://skylux.eu/en/products/skylux-160-ce-met-koepel-en-pvc-opstand-30-20-met-lm-motor-1000-x-2200-mm | https://skylux.eu/cdn/shop/files/Skylux-160deg-CE-met-koepel-en-pvc-opstand-3020-met-LM-motor-1000-x-2200-mm-RWA-systeem.jpg?v=1702980451&width=1600 | https://skylux.eu/cdn/shop/files/e5a82811-1bb0-48e4-a776-cacb59c7c092_7088d186-5a0e-4c09-918d-ebf91fcb1fb3.jpg?v=1688551131&width=1600 | //skylux.eu/cdn/shop/files/E_MH_Mounting_instructions_Skylux_160_CE_LM.pdf?v=12406716259046007223 | //skylux.eu/cdn/shop/files/E_TD_Technical_File_Skylux_Skylux_160_CE_Electric.pdf?v=3667116872303399239 | <style type="text/css" id="isPasted"> <!--td { border: 1px solid #cccccc; } br { mso-data-placement: same-cell; } --> </style> <table border="1" cellpadding="0" cellspacing="0" dir="ltr" style="table-layout:fixed;font-size:10pt;font-family:Arial;border-collapse:collapse;border:none;"><tbody> <tr style="height:20px;"> <td style="overflow:hidden;padding:0px 3px 0px 3px;vertical-align:bottom;"></td> <td style="overflow:hidden;padding:0px 3px 0px 3px;vertical-align:bottom;"></td> <td style="overflow:hidden;padding:0px 3px 0px 3px;vertical-align:bottom;"></td> <td data-sheets-value='{"1":2,"2":"Ut-value"}' style="overflow:hidden;padding:0px 3px 0px 3px;vertical-align:bottom;font-weight:bold;text-align:center;">Ut-value</td> <td data-sheets-value='{"1":2,"2":"LT-value"}' style="overflow:hidden;padding:0px 3px 0px 3px;vertical-align:bottom;font-weight:bold;text-align:center;">LT-value</td> <td data-sheets-value='{"1":2,"2":"g-value"}' style="overflow:hidden;padding:0px 3px 0px 3px;vertical-align:bottom;font-weight:bold;text-align:center;">g-value</td> <td data-sheets-value='{"1":2,"2":"Rw-value "}' style="overflow:hidden;padding:0px 3px 0px 3px;vertical-align:bottom;font-weight:bold;text-align:center;">Rw-value </td> </tr> <tr style="height:20px;"> <td style="overflow:hidden;padding:0px 3px 0px 3px;vertical-align:bottom;"></td> <td style="overflow:hidden;padding:0px 3px 0px 3px;vertical-align:bottom;"></td> <td style="overflow:hidden;padding:0px 3px 0px 3px;vertical-align:bottom;"></td> <td data-sheets-numberformat='{"1":2,"2":"0.00","3":1}' data-sheets-value='{"1":2,"2":"EN 1873 : 2014"}' style="overflow:hidden;padding:0px 3px 0px 3px;vertical-align:bottom;text-align:center;">EN 1873 : 2014</td> <td data-sheets-numberformat='{"1":2,"2":"0","3":1}' data-sheets-value='{"1":2,"2":"EN ISO 13468 EN 16153 EN 410"}' style="overflow:hidden;padding:0px 3px 0px 3px;vertical-align:bottom;text-align:center;">EN ISO 13468 EN 16153 EN 410</td> <td data-sheets-numberformat='{"1":2,"2":"0","3":1}' data-sheets-value='{"1":2,"2":"EN 410"}' style="overflow:hidden;padding:0px 3px 0px 3px;vertical-align:bottom;text-align:center;">EN 410</td> <td data-sheets-value='{"1":2,"2":"EN ISO 140-3\t\t"}' style="overflow:hidden;padding:0px 3px 0px 3px;vertical-align:bottom;text-align:center;">EN ISO 140-3 </td> </tr> <tr style="height:20px;"> <td data-sheets-value='{"1":2,"2":"Material"}' style="border-bottom:1px solid #000000;overflow:hidden;padding:0px 3px 0px 3px;vertical-align:bottom;background-color:#000000;font-weight:bold;color:#ffffff;">Material</td> <td data-sheets-value='{"1":2,"2":"Walls"}' style="border-bottom:1px solid #000000;overflow:hidden;padding:0px 3px 0px 3px;vertical-align:bottom;background-color:#000000;font-weight:bold;color:#ffffff;">Walls</td> <td data-sheets-value='{"1":2,"2":"Shells"}' style="border-bottom:1px solid #000000;overflow:hidden;padding:0px 3px 0px 3px;vertical-align:bottom;background-color:#000000;font-weight:bold;color:#ffffff;">Shells</td> <td data-sheets-numberformat='{"1":2,"2":"0.00","3":1}' data-sheets-value='{"1":2,"2":"(W/m²K)\t"}' style="border-bottom:1px solid #000000;overflow:hidden;padding:0px 3px 0px 3px;vertical-align:bottom;background-color:#000000;font-weight:bold;color:#ffffff;text-align:center;">(W/m²K) </td> <td data-sheets-numberformat='{"1":2,"2":"0","3":1}' data-sheets-value='{"1":2,"2":"(%)"}' style="border-bottom:1px solid #000000;overflow:hidden;padding:0px 3px 0px 3px;vertical-align:bottom;background-color:#000000;font-weight:bold;color:#ffffff;text-align:center;">(%)</td> <td data-sheets-numberformat='{"1":2,"2":"0","3":1}' data-sheets-value='{"1":2,"2":"(%)"}' style="border-bottom:1px solid #000000;overflow:hidden;padding:0px 3px 0px 3px;vertical-align:bottom;background-color:#000000;font-weight:bold;color:#ffffff;text-align:center;">(%)</td> <td data-sheets-value='{"1":2,"2":"(dB)"}' style="border-bottom:1px solid #000000;overflow:hidden;padding:0px 3px 0px 3px;vertical-align:bottom;background-color:#000000;font-weight:bold;color:#ffffff;text-align:center;">(dB)</td> </tr> <tr style="height:20px;"> <td data-sheets-value='{"1":2,"2":"Acrylic"}' style="border-left:1px solid #000000;overflow:hidden;padding:0px 3px 0px 3px;vertical-align:bottom;font-weight:bold;">Acrylic</td> <td data-sheets-value='{"1":2,"2":"Single-walled"}' style="overflow:hidden;padding:0px 3px 0px 3px;vertical-align:bottom;font-weight:bold;">Single-walled</td> <td data-sheets-value='{"1":2,"2":"Clear (H)"}' style="border-right:1px solid #000000;overflow:hidden;padding:0px 3px 0px 3px;vertical-align:bottom;font-weight:bold;">Clear (H)</td> <td data-sheets-numberformat='{"1":2,"2":"0.00","3":1}' data-sheets-value='{"1":3,"3":5.17}' style="overflow:hidden;padding:0px 3px 0px 3px;vertical-align:bottom;text-align:center;">5.17</td> <td data-sheets-numberformat='{"1":2,"2":"0","3":1}' data-sheets-value='{"1":3,"3":90}' style="overflow:hidden;padding:0px 3px 0px 3px;vertical-align:bottom;text-align:center;">90</td> <td data-sheets-numberformat='{"1":2,"2":"0","3":1}' data-sheets-value='{"1":3,"3":87}' style="overflow:hidden;padding:0px 3px 0px 3px;vertical-align:bottom;text-align:center;">87</td> <td data-sheets-numberformat='{"1":2,"2":"0","3":1}' data-sheets-value='{"1":2,"2":"-"}' style="border-right:1px solid #000000;overflow:hidden;padding:0px 3px 0px 3px;vertical-align:bottom;text-align:center;">-</td> </tr> <tr style="height:20px;"> <td data-sheets-value='{"1":2,"2":"PMMA"}' style="border-left:1px solid #000000;overflow:hidden;padding:0px 3px 0px 3px;vertical-align:bottom;font-weight:bold;">PMMA</td> <td data-sheets-value='{"1":2,"2":"Single-walled"}' style="overflow:hidden;padding:0px 3px 0px 3px;vertical-align:bottom;font-weight:bold;">Single-walled</td> <td data-sheets-value='{"1":2,"2":"Opal (O)"}' style="border-right:1px solid #000000;overflow:hidden;padding:0px 3px 0px 3px;vertical-align:bottom;font-weight:bold;">Opal (O)</td> <td data-sheets-numberformat='{"1":2,"2":"0.00","3":1}' data-sheets-value='{"1":3,"3":5.17}' style="overflow:hidden;padding:0px 3px 0px 3px;vertical-align:bottom;text-align:center;">5.17</td> <td data-sheets-numberformat='{"1":2,"2":"0","3":1}' data-sheets-value='{"1":3,"3":83}' style="overflow:hidden;padding:0px 3px 0px 3px;vertical-align:bottom;text-align:center;">83</td> <td data-sheets-numberformat='{"1":2,"2":"0","3":1}' data-sheets-value='{"1":3,"3":76}' style="overflow:hidden;padding:0px 3px 0px 3px;vertical-align:bottom;text-align:center;">76</td> <td data-sheets-numberformat='{"1":2,"2":"0","3":1}' data-sheets-value='{"1":2,"2":"-"}' style="border-right:1px solid #000000;overflow:hidden;padding:0px 3px 0px 3px;vertical-align:bottom;text-align:center;">-</td> </tr> <tr style="height:20px;"> <td style="border-left:1px solid #000000;overflow:hidden;padding:0px 3px 0px 3px;vertical-align:bottom;font-weight:bold;"></td> <td data-sheets-value='{"1":2,"2":"Double-walled"}' style="overflow:hidden;padding:0px 3px 0px 3px;vertical-align:bottom;font-weight:bold;">Double-walled</td> <td data-sheets-value='{"1":2,"2":"Clear (H/H)"}' style="border-right:1px solid #000000;overflow:hidden;padding:0px 3px 0px 3px;vertical-align:bottom;font-weight:bold;">Clear (H/H)</td> <td data-sheets-numberformat='{"1":2,"2":"0.00","3":1}' data-sheets-value='{"1":3,"3":2.9}' style="overflow:hidden;padding:0px 3px 0px 3px;vertical-align:bottom;text-align:center;">2.90</td> <td data-sheets-numberformat='{"1":2,"2":"0","3":1}' data-sheets-value='{"1":3,"3":81}' style="overflow:hidden;padding:0px 3px 0px 3px;vertical-align:bottom;text-align:center;">81</td> <td data-sheets-numberformat='{"1":2,"2":"0","3":1}' data-sheets-value='{"1":3,"3":75}' style="overflow:hidden;padding:0px 3px 0px 3px;vertical-align:bottom;text-align:center;">75</td> <td data-sheets-numberformat='{"1":2,"2":"0","3":1}' data-sheets-value='{"1":3,"3":20}' style="border-right:1px solid #000000;overflow:hidden;padding:0px 3px 0px 3px;vertical-align:bottom;text-align:center;">20</td> </tr> <tr style="height:20px;"> <td style="border-left:1px solid #000000;overflow:hidden;padding:0px 3px 0px 3px;vertical-align:bottom;font-weight:bold;"></td> <td data-sheets-value='{"1":2,"2":"Double-walled"}' style="overflow:hidden;padding:0px 3px 0px 3px;vertical-align:bottom;font-weight:bold;">Double-walled</td> <td data-sheets-value='{"1":2,"2":"Opal (O/O)"}' style="border-right:1px solid #000000;overflow:hidden;padding:0px 3px 0px 3px;vertical-align:bottom;font-weight:bold;">Opal (O/O)</td> <td data-sheets-numberformat='{"1":2,"2":"0.00","3":1}' data-sheets-value='{"1":3,"3":2.9}' style="overflow:hidden;padding:0px 3px 0px 3px;vertical-align:bottom;text-align:center;">2.90</td> <td data-sheets-numberformat='{"1":2,"2":"0","3":1}' data-sheets-value='{"1":3,"3":69}' style="overflow:hidden;padding:0px 3px 0px 3px;vertical-align:bottom;text-align:center;">69</td> <td data-sheets-numberformat='{"1":2,"2":"0","3":1}' data-sheets-value='{"1":3,"3":58}' style="overflow:hidden;padding:0px 3px 0px 3px;vertical-align:bottom;text-align:center;">58</td> <td data-sheets-numberformat='{"1":2,"2":"0","3":1}' data-sheets-value='{"1":3,"3":20}' style="border-right:1px solid #000000;overflow:hidden;padding:0px 3px 0px 3px;vertical-align:bottom;text-align:center;">20</td> </tr> <tr style="height:20px;"> <td style="border-left:1px solid #000000;overflow:hidden;padding:0px 3px 0px 3px;vertical-align:bottom;font-weight:bold;"></td> <td data-sheets-value='{"1":2,"2":"Triple-walled"}' style="overflow:hidden;padding:0px 3px 0px 3px;vertical-align:bottom;font-weight:bold;">Triple-walled</td> <td data-sheets-value='{"1":2,"2":"Clear (H/H/H)"}' style="border-right:1px solid #000000;overflow:hidden;padding:0px 3px 0px 3px;vertical-align:bottom;font-weight:bold;">Clear (H/H/H)</td> <td data-sheets-numberformat='{"1":2,"2":"0.00","3":1}' data-sheets-value='{"1":3,"3":1.7}' style="overflow:hidden;padding:0px 3px 0px 3px;vertical-align:bottom;text-align:center;">1.70</td> <td data-sheets-numberformat='{"1":2,"2":"0","3":1}' data-sheets-value='{"1":3,"3":73}' style="overflow:hidden;padding:0px 3px 0px 3px;vertical-align:bottom;text-align:center;">73</td> <td data-sheets-numberformat='{"1":2,"2":"0","3":1}' data-sheets-value='{"1":3,"3":65}' style="overflow:hidden;padding:0px 3px 0px 3px;vertical-align:bottom;text-align:center;">65</td> <td data-sheets-numberformat='{"1":2,"2":"0","3":1}' data-sheets-value='{"1":3,"3":22}' style="border-right:1px solid #000000;overflow:hidden;padding:0px 3px 0px 3px;vertical-align:bottom;text-align:center;">22</td> </tr> <tr style="height:20px;"> <td style="border-left:1px solid #000000;overflow:hidden;padding:0px 3px 0px 3px;vertical-align:bottom;font-weight:bold;"></td> <td data-sheets-value='{"1":2,"2":"Triple-walled"}' style="overflow:hidden;padding:0px 3px 0px 3px;vertical-align:bottom;font-weight:bold;">Triple-walled</td> <td data-sheets-value='{"1":2,"2":"Opal (O/H/O)"}' style="border-right:1px solid #000000;overflow:hidden;padding:0px 3px 0px 3px;vertical-align:bottom;font-weight:bold;">Opal (O/H/O)</td> <td data-sheets-numberformat='{"1":2,"2":"0.00","3":1}' data-sheets-value='{"1":3,"3":1.7}' style="overflow:hidden;padding:0px 3px 0px 3px;vertical-align:bottom;text-align:center;">1.70</td> <td data-sheets-numberformat='{"1":2,"2":"0","3":1}' data-sheets-value='{"1":3,"3":62}' style="overflow:hidden;padding:0px 3px 0px 3px;vertical-align:bottom;text-align:center;">62</td> <td data-sheets-numberformat='{"1":2,"2":"0","3":1}' data-sheets-value='{"1":3,"3":51}' style="overflow:hidden;padding:0px 3px 0px 3px;vertical-align:bottom;text-align:center;">51</td> <td data-sheets-numberformat='{"1":2,"2":"0","3":1}' data-sheets-value='{"1":3,"3":22}' style="border-right:1px solid #000000;overflow:hidden;padding:0px 3px 0px 3px;vertical-align:bottom;text-align:center;">22</td> </tr> <tr style="height:20px;"> <td style="border-left:1px solid #000000;overflow:hidden;padding:0px 3px 0px 3px;vertical-align:bottom;font-weight:bold;"></td> <td data-sheets-value='{"1":2,"2":"Four-walled"}' style="overflow:hidden;padding:0px 3px 0px 3px;vertical-align:bottom;font-weight:bold;">Four-walled</td> <td data-sheets-value='{"1":2,"2":"Clear (H/H/H/H)"}' style="border-right:1px solid #000000;overflow:hidden;padding:0px 3px 0px 3px;vertical-align:bottom;font-weight:bold;">Clear (H/H/H/H)</td> <td data-sheets-numberformat='{"1":2,"2":"0.00","3":1}' data-sheets-value='{"1":3,"3":1.28}' style="overflow:hidden;padding:0px 3px 0px 3px;vertical-align:bottom;text-align:center;">1.28</td> <td data-sheets-numberformat='{"1":2,"2":"0","3":1}' data-sheets-value='{"1":3,"3":64}' style="overflow:hidden;padding:0px 3px 0px 3px;vertical-align:bottom;text-align:center;">64</td> <td data-sheets-numberformat='{"1":2,"2":"0","3":1}' data-sheets-value='{"1":3,"3":54}' style="overflow:hidden;padding:0px 3px 0px 3px;vertical-align:bottom;text-align:center;">54</td> <td data-sheets-numberformat='{"1":2,"2":"0","3":1}' data-sheets-value='{"1":3,"3":23}' style="border-right:1px solid #000000;overflow:hidden;padding:0px 3px 0px 3px;vertical-align:bottom;text-align:center;">23</td> </tr> <tr style="height:20px;"> <td style="border-bottom:1px solid #000000;border-left:1px solid #000000;overflow:hidden;padding:0px 3px 0px 3px;vertical-align:bottom;"></td> <td data-sheets-value='{"1":2,"2":"Four-walled"}' style="border-bottom:1px solid #000000;overflow:hidden;padding:0px 3px 0px 3px;vertical-align:bottom;font-weight:bold;">Four-walled</td> <td data-sheets-value='{"1":2,"2":"Opal (H/H/O/H)"}' style="border-right:1px solid #000000;border-bottom:1px solid #000000;overflow:hidden;padding:0px 3px 0px 3px;vertical-align:bottom;font-weight:bold;">Opal (H/H/O/H)</td> <td data-sheets-numberformat='{"1":2,"2":"0.00","3":1}' data-sheets-value='{"1":3,"3":1.28}' style="border-bottom:1px solid #000000;overflow:hidden;padding:0px 3px 0px 3px;vertical-align:bottom;text-align:center;">1.28</td> <td data-sheets-numberformat='{"1":2,"2":"0","3":1}' data-sheets-value='{"1":3,"3":59}' style="border-bottom:1px solid #000000;overflow:hidden;padding:0px 3px 0px 3px;vertical-align:bottom;text-align:center;">59</td> <td data-sheets-numberformat='{"1":2,"2":"0","3":1}' data-sheets-value='{"1":3,"3":48}' style="border-bottom:1px solid #000000;overflow:hidden;padding:0px 3px 0px 3px;vertical-align:bottom;text-align:center;">48</td> <td data-sheets-numberformat='{"1":2,"2":"0","3":1}' data-sheets-value='{"1":3,"3":23}' style="border-right:1px solid #000000;border-bottom:1px solid #000000;overflow:hidden;padding:0px 3px 0px 3px;vertical-align:bottom;text-align:center;">23</td> </tr> <tr style="height:20px;"> <td data-sheets-value='{"1":2,"2":"Polycarbonate "}' style="border-left:1px solid #000000;overflow:hidden;padding:0px 3px 0px 3px;vertical-align:bottom;font-weight:bold;">Polycarbonate </td> <td data-sheets-value='{"1":2,"2":"Single-walled"}' style="overflow:hidden;padding:0px 3px 0px 3px;vertical-align:bottom;font-weight:bold;">Single-walled</td> <td data-sheets-value='{"1":2,"2":"Clear (A)"}' style="border-right:1px solid #000000;overflow:hidden;padding:0px 3px 0px 3px;vertical-align:bottom;font-weight:bold;">Clear (A)</td> <td data-sheets-numberformat='{"1":2,"2":"0.00","3":1}' data-sheets-value='{"1":3,"3":5.17}' style="overflow:hidden;padding:0px 3px 0px 3px;vertical-align:bottom;text-align:center;">5.17</td> <td data-sheets-numberformat='{"1":2,"2":"0","3":1}' data-sheets-value='{"1":3,"3":88}' style="overflow:hidden;padding:0px 3px 0px 3px;vertical-align:bottom;text-align:center;">88</td> <td data-sheets-numberformat='{"1":2,"2":"0","3":1}' data-sheets-value='{"1":3,"3":83}' style="overflow:hidden;padding:0px 3px 0px 3px;vertical-align:bottom;text-align:center;">83</td> <td data-sheets-numberformat='{"1":2,"2":"0","3":1}' data-sheets-value='{"1":2,"2":"-"}' style="border-right:1px solid #000000;overflow:hidden;padding:0px 3px 0px 3px;vertical-align:bottom;text-align:center;">-</td> </tr> <tr style="height:20px;"> <td data-sheets-value='{"1":2,"2":"PC"}' style="border-left:1px solid #000000;overflow:hidden;padding:0px 3px 0px 3px;vertical-align:bottom;font-weight:bold;">PC</td> <td data-sheets-value='{"1":2,"2":"Single-walled"}' style="overflow:hidden;padding:0px 3px 0px 3px;vertical-align:bottom;font-weight:bold;">Single-walled</td> <td data-sheets-value='{"1":2,"2":"Opal (D)"}' style="border-right:1px solid #000000;overflow:hidden;padding:0px 3px 0px 3px;vertical-align:bottom;font-weight:bold;">Opal (D)</td> <td data-sheets-numberformat='{"1":2,"2":"0.00","3":1}' data-sheets-value='{"1":3,"3":5.17}' style="overflow:hidden;padding:0px 3px 0px 3px;vertical-align:bottom;text-align:center;">5.17</td> <td data-sheets-numberformat='{"1":2,"2":"0","3":1}' data-sheets-value='{"1":3,"3":58}' style="overflow:hidden;padding:0px 3px 0px 3px;vertical-align:bottom;text-align:center;">58</td> <td data-sheets-numberformat='{"1":2,"2":"0","3":1}' data-sheets-value='{"1":3,"3":60}' style="overflow:hidden;padding:0px 3px 0px 3px;vertical-align:bottom;text-align:center;">60</td> <td data-sheets-numberformat='{"1":2,"2":"0","3":1}' data-sheets-value='{"1":2,"2":"-"}' style="border-right:1px solid #000000;overflow:hidden;padding:0px 3px 0px 3px;vertical-align:bottom;text-align:center;">-</td> </tr> <tr style="height:20px;"> <td style="border-left:1px solid #000000;overflow:hidden;padding:0px 3px 0px 3px;vertical-align:bottom;font-weight:bold;"></td> <td data-sheets-value='{"1":2,"2":"Double-walled"}' style="overflow:hidden;padding:0px 3px 0px 3px;vertical-align:bottom;font-weight:bold;">Double-walled</td> <td data-sheets-value='{"1":2,"2":"Clear (A/H)"}' style="border-right:1px solid #000000;overflow:hidden;padding:0px 3px 0px 3px;vertical-align:bottom;font-weight:bold;">Clear (A/H)</td> <td data-sheets-numberformat='{"1":2,"2":"0.00","3":1}' data-sheets-value='{"1":3,"3":2.9}' style="overflow:hidden;padding:0px 3px 0px 3px;vertical-align:bottom;text-align:center;">2.90</td> <td data-sheets-numberformat='{"1":2,"2":"0","3":1}' data-sheets-value='{"1":3,"3":79}' style="overflow:hidden;padding:0px 3px 0px 3px;vertical-align:bottom;text-align:center;">79</td> <td data-sheets-numberformat='{"1":2,"2":"0","3":1}' data-sheets-value='{"1":3,"3":72}' style="overflow:hidden;padding:0px 3px 0px 3px;vertical-align:bottom;text-align:center;">72</td> <td data-sheets-numberformat='{"1":2,"2":"0","3":1}' data-sheets-value='{"1":3,"3":20}' style="border-right:1px solid #000000;overflow:hidden;padding:0px 3px 0px 3px;vertical-align:bottom;text-align:center;">20</td> </tr> <tr style="height:20px;"> <td style="border-left:1px solid #000000;overflow:hidden;padding:0px 3px 0px 3px;vertical-align:bottom;font-weight:bold;"></td> <td data-sheets-value='{"1":2,"2":"Double-walled"}' style="overflow:hidden;padding:0px 3px 0px 3px;vertical-align:bottom;font-weight:bold;">Double-walled</td> <td data-sheets-value='{"1":2,"2":"Clear (A/A)"}' style="border-right:1px solid #000000;overflow:hidden;padding:0px 3px 0px 3px;vertical-align:bottom;font-weight:bold;">Clear (A/A)</td> <td data-sheets-numberformat='{"1":2,"2":"0.00","3":1}' data-sheets-value='{"1":3,"3":2.9}' style="overflow:hidden;padding:0px 3px 0px 3px;vertical-align:bottom;text-align:center;">2.90</td> <td data-sheets-numberformat='{"1":2,"2":"0","3":1}' data-sheets-value='{"1":3,"3":77}' style="overflow:hidden;padding:0px 3px 0px 3px;vertical-align:bottom;text-align:center;">77</td> <td data-sheets-numberformat='{"1":2,"2":"0","3":1}' data-sheets-value='{"1":3,"3":69}' style="overflow:hidden;padding:0px 3px 0px 3px;vertical-align:bottom;text-align:center;">69</td> <td data-sheets-numberformat='{"1":2,"2":"0","3":1}' data-sheets-value='{"1":3,"3":20}' style="border-right:1px solid #000000;overflow:hidden;padding:0px 3px 0px 3px;vertical-align:bottom;text-align:center;">20</td> </tr> <tr style="height:20px;"> <td style="border-left:1px solid #000000;overflow:hidden;padding:0px 3px 0px 3px;vertical-align:bottom;font-weight:bold;"></td> <td data-sheets-value='{"1":2,"2":"Double-walled"}' style="overflow:hidden;padding:0px 3px 0px 3px;vertical-align:bottom;font-weight:bold;">Double-walled</td> <td data-sheets-value='{"1":2,"2":"Opal (A/O)"}' style="border-right:1px solid #000000;overflow:hidden;padding:0px 3px 0px 3px;vertical-align:bottom;font-weight:bold;">Opal (A/O)</td> <td data-sheets-numberformat='{"1":2,"2":"0.00","3":1}' data-sheets-value='{"1":3,"3":2.9}' style="overflow:hidden;padding:0px 3px 0px 3px;vertical-align:bottom;text-align:center;">2.90</td> <td data-sheets-numberformat='{"1":2,"2":"0","3":1}' data-sheets-value='{"1":3,"3":73}' style="overflow:hidden;padding:0px 3px 0px 3px;vertical-align:bottom;text-align:center;">73</td> <td data-sheets-numberformat='{"1":2,"2":"0","3":1}' data-sheets-value='{"1":3,"3":63}' style="overflow:hidden;padding:0px 3px 0px 3px;vertical-align:bottom;text-align:center;">63</td> <td data-sheets-numberformat='{"1":2,"2":"0","3":1}' data-sheets-value='{"1":3,"3":20}' style="border-right:1px solid #000000;overflow:hidden;padding:0px 3px 0px 3px;vertical-align:bottom;text-align:center;">20</td> </tr> <tr style="height:20px;"> <td style="border-left:1px solid #000000;overflow:hidden;padding:0px 3px 0px 3px;vertical-align:bottom;font-weight:bold;"></td> <td data-sheets-value='{"1":2,"2":"Double-walled"}' style="overflow:hidden;padding:0px 3px 0px 3px;vertical-align:bottom;font-weight:bold;">Double-walled</td> <td data-sheets-value='{"1":2,"2":"Opal (A/D)"}' style="border-right:1px solid #000000;overflow:hidden;padding:0px 3px 0px 3px;vertical-align:bottom;font-weight:bold;">Opal (A/D)</td> <td data-sheets-numberformat='{"1":2,"2":"0.00","3":1}' data-sheets-value='{"1":3,"3":2.9}' style="overflow:hidden;padding:0px 3px 0px 3px;vertical-align:bottom;text-align:center;">2.90</td> <td data-sheets-numberformat='{"1":2,"2":"0","3":1}' data-sheets-value='{"1":3,"3":51}' style="overflow:hidden;padding:0px 3px 0px 3px;vertical-align:bottom;text-align:center;">51</td> <td data-sheets-numberformat='{"1":2,"2":"0","3":1}' data-sheets-value='{"1":3,"3":50}' style="overflow:hidden;padding:0px 3px 0px 3px;vertical-align:bottom;text-align:center;">50</td> <td data-sheets-numberformat='{"1":2,"2":"0","3":1}' data-sheets-value='{"1":3,"3":20}' style="border-right:1px solid #000000;overflow:hidden;padding:0px 3px 0px 3px;vertical-align:bottom;text-align:center;">20</td> </tr> <tr style="height:20px;"> <td style="border-left:1px solid #000000;overflow:hidden;padding:0px 3px 0px 3px;vertical-align:bottom;font-weight:bold;"></td> <td data-sheets-value='{"1":2,"2":"Triple-walled"}' style="overflow:hidden;padding:0px 3px 0px 3px;vertical-align:bottom;font-weight:bold;">Triple-walled</td> <td data-sheets-value='{"1":2,"2":"Clear (A/H/H)"}' style="border-right:1px solid #000000;overflow:hidden;padding:0px 3px 0px 3px;vertical-align:bottom;font-weight:bold;">Clear (A/H/H)</td> <td data-sheets-numberformat='{"1":2,"2":"0.00","3":1}' data-sheets-value='{"1":3,"3":1.7}' style="overflow:hidden;padding:0px 3px 0px 3px;vertical-align:bottom;text-align:center;">1.70</td> <td data-sheets-numberformat='{"1":2,"2":"0","3":1}' data-sheets-value='{"1":3,"3":71}' style="overflow:hidden;padding:0px 3px 0px 3px;vertical-align:bottom;text-align:center;">71</td> <td data-sheets-numberformat='{"1":2,"2":"0","3":1}' data-sheets-value='{"1":3,"3":63}' style="overflow:hidden;padding:0px 3px 0px 3px;vertical-align:bottom;text-align:center;">63</td> <td data-sheets-numberformat='{"1":2,"2":"0","3":1}' data-sheets-value='{"1":3,"3":22}' style="border-right:1px solid #000000;overflow:hidden;padding:0px 3px 0px 3px;vertical-align:bottom;text-align:center;">22</td> </tr> <tr style="height:20px;"> <td style="border-left:1px solid #000000;overflow:hidden;padding:0px 3px 0px 3px;vertical-align:bottom;font-weight:bold;"></td> <td data-sheets-value='{"1":2,"2":"Triple-walled"}' style="overflow:hidden;padding:0px 3px 0px 3px;vertical-align:bottom;font-weight:bold;">Triple-walled</td> <td data-sheets-value='{"1":2,"2":"Opal (A/O/O)"}' style="border-right:1px solid #000000;overflow:hidden;padding:0px 3px 0px 3px;vertical-align:bottom;font-weight:bold;">Opal (A/O/O)</td> <td data-sheets-numberformat='{"1":2,"2":"0.00","3":1}' data-sheets-value='{"1":3,"3":1.7}' style="overflow:hidden;padding:0px 3px 0px 3px;vertical-align:bottom;text-align:center;">1.70</td> <td data-sheets-numberformat='{"1":2,"2":"0","3":1}' data-sheets-value='{"1":3,"3":61}' style="overflow:hidden;padding:0px 3px 0px 3px;vertical-align:bottom;text-align:center;">61</td> <td data-sheets-numberformat='{"1":2,"2":"0","3":1}' data-sheets-value='{"1":3,"3":48}' style="overflow:hidden;padding:0px 3px 0px 3px;vertical-align:bottom;text-align:center;">48</td> <td data-sheets-numberformat='{"1":2,"2":"0","3":1}' data-sheets-value='{"1":3,"3":22}' style="border-right:1px solid #000000;overflow:hidden;padding:0px 3px 0px 3px;vertical-align:bottom;text-align:center;">22</td> </tr> <tr style="height:20px;"> <td style="border-left:1px solid #000000;overflow:hidden;padding:0px 3px 0px 3px;vertical-align:bottom;font-weight:bold;"></td> <td data-sheets-value='{"1":2,"2":"Four-walled"}' style="overflow:hidden;padding:0px 3px 0px 3px;vertical-align:bottom;font-weight:bold;">Four-walled</td> <td data-sheets-value='{"1":2,"2":"Clear (A/H/H/H)"}' style="border-right:1px solid #000000;overflow:hidden;padding:0px 3px 0px 3px;vertical-align:bottom;font-weight:bold;">Clear (A/H/H/H)</td> <td data-sheets-numberformat='{"1":2,"2":"0.00","3":1}' data-sheets-value='{"1":3,"3":1.28}' style="overflow:hidden;padding:0px 3px 0px 3px;vertical-align:bottom;text-align:center;">1.28</td> <td data-sheets-numberformat='{"1":2,"2":"0","3":1}' data-sheets-value='{"1":3,"3":64}' style="overflow:hidden;padding:0px 3px 0px 3px;vertical-align:bottom;text-align:center;">64</td> <td data-sheets-numberformat='{"1":2,"2":"0","3":1}' data-sheets-value='{"1":3,"3":52}' style="overflow:hidden;padding:0px 3px 0px 3px;vertical-align:bottom;text-align:center;">52</td> <td data-sheets-numberformat='{"1":2,"2":"0","3":1}' data-sheets-value='{"1":3,"3":23}' style="border-right:1px solid #000000;overflow:hidden;padding:0px 3px 0px 3px;vertical-align:bottom;text-align:center;">23</td> </tr> <tr style="height:20px;"> <td style="border-bottom:1px solid #000000;border-left:1px solid #000000;overflow:hidden;padding:0px 3px 0px 3px;vertical-align:bottom;"></td> <td data-sheets-value='{"1":2,"2":"Four-walled"}' style="border-bottom:1px solid #000000;overflow:hidden;padding:0px 3px 0px 3px;vertical-align:bottom;font-weight:bold;">Four-walled</td> <td data-sheets-value='{"1":2,"2":"Opal (A/H/O/H)"}' style="border-right:1px solid #000000;border-bottom:1px solid #000000;overflow:hidden;padding:0px 3px 0px 3px;vertical-align:bottom;font-weight:bold;">Opal (A/H/O/H)</td> <td data-sheets-numberformat='{"1":2,"2":"0.00","3":1}' data-sheets-value='{"1":3,"3":1.28}' style="border-bottom:1px solid #000000;overflow:hidden;padding:0px 3px 0px 3px;vertical-align:bottom;text-align:center;">1.28</td> <td data-sheets-numberformat='{"1":2,"2":"0","3":1}' data-sheets-value='{"1":3,"3":59}' style="border-bottom:1px solid #000000;overflow:hidden;padding:0px 3px 0px 3px;vertical-align:bottom;text-align:center;">59</td> <td data-sheets-numberformat='{"1":2,"2":"0","3":1}' data-sheets-value='{"1":3,"3":46}' style="border-bottom:1px solid #000000;overflow:hidden;padding:0px 3px 0px 3px;vertical-align:bottom;text-align:center;">46</td> <td data-sheets-numberformat='{"1":2,"2":"0","3":1}' data-sheets-value='{"1":3,"3":23}' style="border-right:1px solid #000000;border-bottom:1px solid #000000;overflow:hidden;padding:0px 3px 0px 3px;vertical-align:bottom;text-align:center;">23</td> </tr> <tr style="height:20px;"> <td data-sheets-value='{"1":2,"2":"Polycarbonate"}' style="border-left:1px solid #000000;overflow:hidden;padding:0px 3px 0px 3px;vertical-align:bottom;font-weight:bold;">Polycarbonate</td> <td data-sheets-value='{"1":2,"2":"Single-walled"}' style="overflow:hidden;padding:0px 3px 0px 3px;vertical-align:bottom;font-weight:bold;">Single-walled</td> <td data-sheets-value='{"1":2,"2":"Heatstop Opal (T)"}' style="border-right:1px solid #000000;overflow:hidden;padding:0px 3px 0px 3px;vertical-align:bottom;font-weight:bold;">Heatstop Opal (T)</td> <td data-sheets-numberformat='{"1":2,"2":"0.00","3":1}' data-sheets-value='{"1":3,"3":5.17}' style="overflow:hidden;padding:0px 3px 0px 3px;vertical-align:bottom;text-align:center;">5.17</td> <td data-sheets-numberformat='{"1":2,"2":"0","3":1}' data-sheets-value='{"1":3,"3":49}' style="overflow:hidden;padding:0px 3px 0px 3px;vertical-align:bottom;text-align:center;">49</td> <td data-sheets-numberformat='{"1":2,"2":"0","3":1}' data-sheets-value='{"1":3,"3":59}' style="overflow:hidden;padding:0px 3px 0px 3px;vertical-align:bottom;text-align:center;">59</td> <td data-sheets-numberformat='{"1":2,"2":"0","3":1}' data-sheets-value='{"1":2,"2":"-"}' style="border-right:1px solid #000000;overflow:hidden;padding:0px 3px 0px 3px;vertical-align:bottom;text-align:center;">-</td> </tr> <tr style="height:20px;"> <td data-sheets-value='{"1":2,"2":"Heatstop PC"}' style="border-left:1px solid #000000;overflow:hidden;padding:0px 3px 0px 3px;vertical-align:bottom;font-weight:bold;">Heatstop PC</td> <td data-sheets-value='{"1":2,"2":"Double-walled"}' style="overflow:hidden;padding:0px 3px 0px 3px;vertical-align:bottom;font-weight:bold;">Double-walled</td> <td data-sheets-value='{"1":2,"2":"Clear (T/H)"}' style="border-right:1px solid #000000;overflow:hidden;padding:0px 3px 0px 3px;vertical-align:bottom;font-weight:bold;">Clear (T/H)</td> <td data-sheets-numberformat='{"1":2,"2":"0.00","3":1}' data-sheets-value='{"1":3,"3":2.9}' style="overflow:hidden;padding:0px 3px 0px 3px;vertical-align:bottom;text-align:center;">2.90</td> <td data-sheets-numberformat='{"1":2,"2":"0","3":1}' data-sheets-value='{"1":3,"3":44}' style="overflow:hidden;padding:0px 3px 0px 3px;vertical-align:bottom;text-align:center;">44</td> <td data-sheets-numberformat='{"1":2,"2":"0","3":1}' data-sheets-value='{"1":3,"3":51}' style="overflow:hidden;padding:0px 3px 0px 3px;vertical-align:bottom;text-align:center;">51</td> <td data-sheets-numberformat='{"1":2,"2":"0","3":1}' data-sheets-value='{"1":3,"3":20}' style="border-right:1px solid #000000;overflow:hidden;padding:0px 3px 0px 3px;vertical-align:bottom;text-align:center;">20</td> </tr> <tr style="height:20px;"> <td style="border-left:1px solid #000000;overflow:hidden;padding:0px 3px 0px 3px;vertical-align:bottom;font-weight:bold;"></td> <td data-sheets-value='{"1":2,"2":"Double-walled"}' style="overflow:hidden;padding:0px 3px 0px 3px;vertical-align:bottom;font-weight:bold;">Double-walled</td> <td data-sheets-value='{"1":2,"2":"Opal (T/O)"}' style="border-right:1px solid #000000;overflow:hidden;padding:0px 3px 0px 3px;vertical-align:bottom;font-weight:bold;">Opal (T/O)</td> <td data-sheets-numberformat='{"1":2,"2":"0.00","3":1}' data-sheets-value='{"1":3,"3":2.9}' style="overflow:hidden;padding:0px 3px 0px 3px;vertical-align:bottom;text-align:center;">2.90</td> <td data-sheets-numberformat='{"1":2,"2":"0","3":1}' data-sheets-value='{"1":3,"3":41}' style="overflow:hidden;padding:0px 3px 0px 3px;vertical-align:bottom;text-align:center;">41</td> <td data-sheets-numberformat='{"1":2,"2":"0","3":1}' data-sheets-value='{"1":3,"3":45}' style="overflow:hidden;padding:0px 3px 0px 3px;vertical-align:bottom;text-align:center;">45</td> <td data-sheets-numberformat='{"1":2,"2":"0","3":1}' data-sheets-value='{"1":3,"3":20}' style="border-right:1px solid #000000;overflow:hidden;padding:0px 3px 0px 3px;vertical-align:bottom;text-align:center;">20</td> </tr> <tr style="height:20px;"> <td style="border-left:1px solid #000000;overflow:hidden;padding:0px 3px 0px 3px;vertical-align:bottom;font-weight:bold;"></td> <td data-sheets-value='{"1":2,"2":"Triple-walled"}' style="overflow:hidden; | skylux-160-ce-met-koepel-en-pvc-opstand-30-20-met-lm-motor-1000-x-2200-mm | 8586030612813 | 46872351310157
Smoke and heat exhaust (SHEV) | SHE system | Skylux | Skylux 160° CE with skylight and PVC curb 30/20 with LM-actuator 1000 x 2300 mm |  | 25962 | 5412970259626 | 4951.35 | Yes | 30-45 | 90.03 | 1000 x 2300 mm | 2300 | 1000 |  | PVC 30/20 (30 cm high & roof opening = 20 cm larger than daylight size) | Rectangular | 5.17 W/m²K - 1.28 W/m²K | 87% - 32% | 90% - 32% | 20dB - 23dB | 160° CE (for industry) | skylight | without spoiler | E | Single actuator | Maximum four-walled skylight possible for this product | Ut-value LT-value g-value Rw-value EN 1873 : 2014 EN ISO 13468 EN 16153 EN 410 EN 410 EN ISO 140-3 Material Walls Shells (W/m²K) (%) (%) (dB) Acrylic Single-walled Clear (H) 5.17 90 87 - PMMA Single-walled Opal (O) 5.17 83 76 - Double-walled Clear (H/H) 2.90 81 75 20 Double-walled Opal (O/O) 2.90 69 58 20 Triple-walled Clear (H/H/H) 1.70 73 65 22 Triple-walled Opal (O/H/O) 1.70 62 51 22 Four-walled Clear (H/H/H/H) 1.28 64 54 23 Four-walled Opal (H/H/O/H) 1.28 59 48 23 Polycarbonate Single-walled Clear (A) 5.17 88 83 - PC Single-walled Opal (D) 5.17 58 60 - Double-walled Clear (A/H) 2.90 79 72 20 Double-walled Clear (A/A) 2.90 77 69 20 Double-walled Opal (A/O) 2.90 73 63 20 Double-walled Opal (A/D) 2.90 51 50 20 Triple-walled Clear (A/H/H) 1.70 71 63 22 Triple-walled Opal (A/O/O) 1.70 61 48 22 Four-walled Clear (A/H/H/H) 1.28 64 52 23 Four-walled Opal (A/H/O/H) 1.28 59 46 23 Polycarbonate Single-walled Heatstop Opal (T) 5.17 49 59 - Heatstop PC Double-walled Clear (T/H) 2.90 44 51 20 Double-walled Opal (T/O) 2.90 41 45 20 Triple-walled Clear (T/H/H) 1.70 40 <td data-sheets-numberformat='{"1":2,"2":"0","3":1}' data-sheets-value='{"1":3,"3":44}' style="overflow:hidden;paddin | https://skylux.eu/en/products/skylux-160-ce-met-koepel-en-pvc-opstand-30-20-met-lm-motor-1000-x-2300-mm | https://skylux.eu/cdn/shop/files/Skylux-160deg-CE-met-koepel-en-pvc-opstand-3020-met-LM-motor-1000-x-2300-mm-RWA-systeem.jpg?v=1702980456&width=1600 | https://skylux.eu/cdn/shop/files/e5a82811-1bb0-48e4-a776-cacb59c7c092_774a9192-47a4-41fd-a970-f0ac9383513f.jpg?v=1688551132&width=1600 | //skylux.eu/cdn/shop/files/E_MH_Mounting_instructions_Skylux_160_CE_LM.pdf?v=12406716259046007223 | //skylux.eu/cdn/shop/files/E_TD_Technical_File_Skylux_Skylux_160_CE_Electric.pdf?v=3667116872303399239 | <style type="text/css" id="isPasted"> <!--td { border: 1px solid #cccccc; } br { mso-data-placement: same-cell; } --> </style> <table border="1" cellpadding="0" cellspacing="0" dir="ltr" style="table-layout:fixed;font-size:10pt;font-family:Arial;border-collapse:collapse;border:none;"><tbody> <tr style="height:20px;"> <td style="overflow:hidden;padding:0px 3px 0px 3px;vertical-align:bottom;"></td> <td style="overflow:hidden;padding:0px 3px 0px 3px;vertical-align:bottom;"></td> <td style="overflow:hidden;padding:0px 3px 0px 3px;vertical-align:bottom;"></td> <td data-sheets-value='{"1":2,"2":"Ut-value"}' style="overflow:hidden;padding:0px 3px 0px 3px;vertical-align:bottom;font-weight:bold;text-align:center;">Ut-value</td> <td data-sheets-value='{"1":2,"2":"LT-value"}' style="overflow:hidden;padding:0px 3px 0px 3px;vertical-align:bottom;font-weight:bold;text-align:center;">LT-value</td> <td data-sheets-value='{"1":2,"2":"g-value"}' style="overflow:hidden;padding:0px 3px 0px 3px;vertical-align:bottom;font-weight:bold;text-align:center;">g-value</td> <td data-sheets-value='{"1":2,"2":"Rw-value "}' style="overflow:hidden;padding:0px 3px 0px 3px;vertical-align:bottom;font-weight:bold;text-align:center;">Rw-value </td> </tr> <tr style="height:20px;"> <td style="overflow:hidden;padding:0px 3px 0px 3px;vertical-align:bottom;"></td> <td style="overflow:hidden;padding:0px 3px 0px 3px;vertical-align:bottom;"></td> <td style="overflow:hidden;padding:0px 3px 0px 3px;vertical-align:bottom;"></td> <td data-sheets-numberformat='{"1":2,"2":"0.00","3":1}' data-sheets-value='{"1":2,"2":"EN 1873 : 2014"}' style="overflow:hidden;padding:0px 3px 0px 3px;vertical-align:bottom;text-align:center;">EN 1873 : 2014</td> <td data-sheets-numberformat='{"1":2,"2":"0","3":1}' data-sheets-value='{"1":2,"2":"EN ISO 13468 EN 16153 EN 410"}' style="overflow:hidden;padding:0px 3px 0px 3px;vertical-align:bottom;text-align:center;">EN ISO 13468 EN 16153 EN 410</td> <td data-sheets-numberformat='{"1":2,"2":"0","3":1}' data-sheets-value='{"1":2,"2":"EN 410"}' style="overflow:hidden;padding:0px 3px 0px 3px;vertical-align:bottom;text-align:center;">EN 410</td> <td data-sheets-value='{"1":2,"2":"EN ISO 140-3\t\t"}' style="overflow:hidden;padding:0px 3px 0px 3px;vertical-align:bottom;text-align:center;">EN ISO 140-3 </td> </tr> <tr style="height:20px;"> <td data-sheets-value='{"1":2,"2":"Material"}' style="border-bottom:1px solid #000000;overflow:hidden;padding:0px 3px 0px 3px;vertical-align:bottom;background-color:#000000;font-weight:bold;color:#ffffff;">Material</td> <td data-sheets-value='{"1":2,"2":"Walls"}' style="border-bottom:1px solid #000000;overflow:hidden;padding:0px 3px 0px 3px;vertical-align:bottom;background-color:#000000;font-weight:bold;color:#ffffff;">Walls</td> <td data-sheets-value='{"1":2,"2":"Shells"}' style="border-bottom:1px solid #000000;overflow:hidden;padding:0px 3px 0px 3px;vertical-align:bottom;background-color:#000000;font-weight:bold;color:#ffffff;">Shells</td> <td data-sheets-numberformat='{"1":2,"2":"0.00","3":1}' data-sheets-value='{"1":2,"2":"(W/m²K)\t"}' style="border-bottom:1px solid #000000;overflow:hidden;padding:0px 3px 0px 3px;vertical-align:bottom;background-color:#000000;font-weight:bold;color:#ffffff;text-align:center;">(W/m²K) </td> <td data-sheets-numberformat='{"1":2,"2":"0","3":1}' data-sheets-value='{"1":2,"2":"(%)"}' style="border-bottom:1px solid #000000;overflow:hidden;padding:0px 3px 0px 3px;vertical-align:bottom;background-color:#000000;font-weight:bold;color:#ffffff;text-align:center;">(%)</td> <td data-sheets-numberformat='{"1":2,"2":"0","3":1}' data-sheets-value='{"1":2,"2":"(%)"}' style="border-bottom:1px solid #000000;overflow:hidden;padding:0px 3px 0px 3px;vertical-align:bottom;background-color:#000000;font-weight:bold;color:#ffffff;text-align:center;">(%)</td> <td data-sheets-value='{"1":2,"2":"(dB)"}' style="border-bottom:1px solid #000000;overflow:hidden;padding:0px 3px 0px 3px;vertical-align:bottom;background-color:#000000;font-weight:bold;color:#ffffff;text-align:center;">(dB)</td> </tr> <tr style="height:20px;"> <td data-sheets-value='{"1":2,"2":"Acrylic"}' style="border-left:1px solid #000000;overflow:hidden;padding:0px 3px 0px 3px;vertical-align:bottom;font-weight:bold;">Acrylic</td> <td data-sheets-value='{"1":2,"2":"Single-walled"}' style="overflow:hidden;padding:0px 3px 0px 3px;vertical-align:bottom;font-weight:bold;">Single-walled</td> <td data-sheets-value='{"1":2,"2":"Clear (H)"}' style="border-right:1px solid #000000;overflow:hidden;padding:0px 3px 0px 3px;vertical-align:bottom;font-weight:bold;">Clear (H)</td> <td data-sheets-numberformat='{"1":2,"2":"0.00","3":1}' data-sheets-value='{"1":3,"3":5.17}' style="overflow:hidden;padding:0px 3px 0px 3px;vertical-align:bottom;text-align:center;">5.17</td> <td data-sheets-numberformat='{"1":2,"2":"0","3":1}' data-sheets-value='{"1":3,"3":90}' style="overflow:hidden;padding:0px 3px 0px 3px;vertical-align:bottom;text-align:center;">90</td> <td data-sheets-numberformat='{"1":2,"2":"0","3":1}' data-sheets-value='{"1":3,"3":87}' style="overflow:hidden;padding:0px 3px 0px 3px;vertical-align:bottom;text-align:center;">87</td> <td data-sheets-numberformat='{"1":2,"2":"0","3":1}' data-sheets-value='{"1":2,"2":"-"}' style="border-right:1px solid #000000;overflow:hidden;padding:0px 3px 0px 3px;vertical-align:bottom;text-align:center;">-</td> </tr> <tr style="height:20px;"> <td data-sheets-value='{"1":2,"2":"PMMA"}' style="border-left:1px solid #000000;overflow:hidden;padding:0px 3px 0px 3px;vertical-align:bottom;font-weight:bold;">PMMA</td> <td data-sheets-value='{"1":2,"2":"Single-walled"}' style="overflow:hidden;padding:0px 3px 0px 3px;vertical-align:bottom;font-weight:bold;">Single-walled</td> <td data-sheets-value='{"1":2,"2":"Opal (O)"}' style="border-right:1px solid #000000;overflow:hidden;padding:0px 3px 0px 3px;vertical-align:bottom;font-weight:bold;">Opal (O)</td> <td data-sheets-numberformat='{"1":2,"2":"0.00","3":1}' data-sheets-value='{"1":3,"3":5.17}' style="overflow:hidden;padding:0px 3px 0px 3px;vertical-align:bottom;text-align:center;">5.17</td> <td data-sheets-numberformat='{"1":2,"2":"0","3":1}' data-sheets-value='{"1":3,"3":83}' style="overflow:hidden;padding:0px 3px 0px 3px;vertical-align:bottom;text-align:center;">83</td> <td data-sheets-numberformat='{"1":2,"2":"0","3":1}' data-sheets-value='{"1":3,"3":76}' style="overflow:hidden;padding:0px 3px 0px 3px;vertical-align:bottom;text-align:center;">76</td> <td data-sheets-numberformat='{"1":2,"2":"0","3":1}' data-sheets-value='{"1":2,"2":"-"}' style="border-right:1px solid #000000;overflow:hidden;padding:0px 3px 0px 3px;vertical-align:bottom;text-align:center;">-</td> </tr> <tr style="height:20px;"> <td style="border-left:1px solid #000000;overflow:hidden;padding:0px 3px 0px 3px;vertical-align:bottom;font-weight:bold;"></td> <td data-sheets-value='{"1":2,"2":"Double-walled"}' style="overflow:hidden;padding:0px 3px 0px 3px;vertical-align:bottom;font-weight:bold;">Double-walled</td> <td data-sheets-value='{"1":2,"2":"Clear (H/H)"}' style="border-right:1px solid #000000;overflow:hidden;padding:0px 3px 0px 3px;vertical-align:bottom;font-weight:bold;">Clear (H/H)</td> <td data-sheets-numberformat='{"1":2,"2":"0.00","3":1}' data-sheets-value='{"1":3,"3":2.9}' style="overflow:hidden;padding:0px 3px 0px 3px;vertical-align:bottom;text-align:center;">2.90</td> <td data-sheets-numberformat='{"1":2,"2":"0","3":1}' data-sheets-value='{"1":3,"3":81}' style="overflow:hidden;padding:0px 3px 0px 3px;vertical-align:bottom;text-align:center;">81</td> <td data-sheets-numberformat='{"1":2,"2":"0","3":1}' data-sheets-value='{"1":3,"3":75}' style="overflow:hidden;padding:0px 3px 0px 3px;vertical-align:bottom;text-align:center;">75</td> <td data-sheets-numberformat='{"1":2,"2":"0","3":1}' data-sheets-value='{"1":3,"3":20}' style="border-right:1px solid #000000;overflow:hidden;padding:0px 3px 0px 3px;vertical-align:bottom;text-align:center;">20</td> </tr> <tr style="height:20px;"> <td style="border-left:1px solid #000000;overflow:hidden;padding:0px 3px 0px 3px;vertical-align:bottom;font-weight:bold;"></td> <td data-sheets-value='{"1":2,"2":"Double-walled"}' style="overflow:hidden;padding:0px 3px 0px 3px;vertical-align:bottom;font-weight:bold;">Double-walled</td> <td data-sheets-value='{"1":2,"2":"Opal (O/O)"}' style="border-right:1px solid #000000;overflow:hidden;padding:0px 3px 0px 3px;vertical-align:bottom;font-weight:bold;">Opal (O/O)</td> <td data-sheets-numberformat='{"1":2,"2":"0.00","3":1}' data-sheets-value='{"1":3,"3":2.9}' style="overflow:hidden;padding:0px 3px 0px 3px;vertical-align:bottom;text-align:center;">2.90</td> <td data-sheets-numberformat='{"1":2,"2":"0","3":1}' data-sheets-value='{"1":3,"3":69}' style="overflow:hidden;padding:0px 3px 0px 3px;vertical-align:bottom;text-align:center;">69</td> <td data-sheets-numberformat='{"1":2,"2":"0","3":1}' data-sheets-value='{"1":3,"3":58}' style="overflow:hidden;padding:0px 3px 0px 3px;vertical-align:bottom;text-align:center;">58</td> <td data-sheets-numberformat='{"1":2,"2":"0","3":1}' data-sheets-value='{"1":3,"3":20}' style="border-right:1px solid #000000;overflow:hidden;padding:0px 3px 0px 3px;vertical-align:bottom;text-align:center;">20</td> </tr> <tr style="height:20px;"> <td style="border-left:1px solid #000000;overflow:hidden;padding:0px 3px 0px 3px;vertical-align:bottom;font-weight:bold;"></td> <td data-sheets-value='{"1":2,"2":"Triple-walled"}' style="overflow:hidden;padding:0px 3px 0px 3px;vertical-align:bottom;font-weight:bold;">Triple-walled</td> <td data-sheets-value='{"1":2,"2":"Clear (H/H/H)"}' style="border-right:1px solid #000000;overflow:hidden;padding:0px 3px 0px 3px;vertical-align:bottom;font-weight:bold;">Clear (H/H/H)</td> <td data-sheets-numberformat='{"1":2,"2":"0.00","3":1}' data-sheets-value='{"1":3,"3":1.7}' style="overflow:hidden;padding:0px 3px 0px 3px;vertical-align:bottom;text-align:center;">1.70</td> <td data-sheets-numberformat='{"1":2,"2":"0","3":1}' data-sheets-value='{"1":3,"3":73}' style="overflow:hidden;padding:0px 3px 0px 3px;vertical-align:bottom;text-align:center;">73</td> <td data-sheets-numberformat='{"1":2,"2":"0","3":1}' data-sheets-value='{"1":3,"3":65}' style="overflow:hidden;padding:0px 3px 0px 3px;vertical-align:bottom;text-align:center;">65</td> <td data-sheets-numberformat='{"1":2,"2":"0","3":1}' data-sheets-value='{"1":3,"3":22}' style="border-right:1px solid #000000;overflow:hidden;padding:0px 3px 0px 3px;vertical-align:bottom;text-align:center;">22</td> </tr> <tr style="height:20px;"> <td style="border-left:1px solid #000000;overflow:hidden;padding:0px 3px 0px 3px;vertical-align:bottom;font-weight:bold;"></td> <td data-sheets-value='{"1":2,"2":"Triple-walled"}' style="overflow:hidden;padding:0px 3px 0px 3px;vertical-align:bottom;font-weight:bold;">Triple-walled</td> <td data-sheets-value='{"1":2,"2":"Opal (O/H/O)"}' style="border-right:1px solid #000000;overflow:hidden;padding:0px 3px 0px 3px;vertical-align:bottom;font-weight:bold;">Opal (O/H/O)</td> <td data-sheets-numberformat='{"1":2,"2":"0.00","3":1}' data-sheets-value='{"1":3,"3":1.7}' style="overflow:hidden;padding:0px 3px 0px 3px;vertical-align:bottom;text-align:center;">1.70</td> <td data-sheets-numberformat='{"1":2,"2":"0","3":1}' data-sheets-value='{"1":3,"3":62}' style="overflow:hidden;padding:0px 3px 0px 3px;vertical-align:bottom;text-align:center;">62</td> <td data-sheets-numberformat='{"1":2,"2":"0","3":1}' data-sheets-value='{"1":3,"3":51}' style="overflow:hidden;padding:0px 3px 0px 3px;vertical-align:bottom;text-align:center;">51</td> <td data-sheets-numberformat='{"1":2,"2":"0","3":1}' data-sheets-value='{"1":3,"3":22}' style="border-right:1px solid #000000;overflow:hidden;padding:0px 3px 0px 3px;vertical-align:bottom;text-align:center;">22</td> </tr> <tr style="height:20px;"> <td style="border-left:1px solid #000000;overflow:hidden;padding:0px 3px 0px 3px;vertical-align:bottom;font-weight:bold;"></td> <td data-sheets-value='{"1":2,"2":"Four-walled"}' style="overflow:hidden;padding:0px 3px 0px 3px;vertical-align:bottom;font-weight:bold;">Four-walled</td> <td data-sheets-value='{"1":2,"2":"Clear (H/H/H/H)"}' style="border-right:1px solid #000000;overflow:hidden;padding:0px 3px 0px 3px;vertical-align:bottom;font-weight:bold;">Clear (H/H/H/H)</td> <td data-sheets-numberformat='{"1":2,"2":"0.00","3":1}' data-sheets-value='{"1":3,"3":1.28}' style="overflow:hidden;padding:0px 3px 0px 3px;vertical-align:bottom;text-align:center;">1.28</td> <td data-sheets-numberformat='{"1":2,"2":"0","3":1}' data-sheets-value='{"1":3,"3":64}' style="overflow:hidden;padding:0px 3px 0px 3px;vertical-align:bottom;text-align:center;">64</td> <td data-sheets-numberformat='{"1":2,"2":"0","3":1}' data-sheets-value='{"1":3,"3":54}' style="overflow:hidden;padding:0px 3px 0px 3px;vertical-align:bottom;text-align:center;">54</td> <td data-sheets-numberformat='{"1":2,"2":"0","3":1}' data-sheets-value='{"1":3,"3":23}' style="border-right:1px solid #000000;overflow:hidden;padding:0px 3px 0px 3px;vertical-align:bottom;text-align:center;">23</td> </tr> <tr style="height:20px;"> <td style="border-bottom:1px solid #000000;border-left:1px solid #000000;overflow:hidden;padding:0px 3px 0px 3px;vertical-align:bottom;"></td> <td data-sheets-value='{"1":2,"2":"Four-walled"}' style="border-bottom:1px solid #000000;overflow:hidden;padding:0px 3px 0px 3px;vertical-align:bottom;font-weight:bold;">Four-walled</td> <td data-sheets-value='{"1":2,"2":"Opal (H/H/O/H)"}' style="border-right:1px solid #000000;border-bottom:1px solid #000000;overflow:hidden;padding:0px 3px 0px 3px;vertical-align:bottom;font-weight:bold;">Opal (H/H/O/H)</td> <td data-sheets-numberformat='{"1":2,"2":"0.00","3":1}' data-sheets-value='{"1":3,"3":1.28}' style="border-bottom:1px solid #000000;overflow:hidden;padding:0px 3px 0px 3px;vertical-align:bottom;text-align:center;">1.28</td> <td data-sheets-numberformat='{"1":2,"2":"0","3":1}' data-sheets-value='{"1":3,"3":59}' style="border-bottom:1px solid #000000;overflow:hidden;padding:0px 3px 0px 3px;vertical-align:bottom;text-align:center;">59</td> <td data-sheets-numberformat='{"1":2,"2":"0","3":1}' data-sheets-value='{"1":3,"3":48}' style="border-bottom:1px solid #000000;overflow:hidden;padding:0px 3px 0px 3px;vertical-align:bottom;text-align:center;">48</td> <td data-sheets-numberformat='{"1":2,"2":"0","3":1}' data-sheets-value='{"1":3,"3":23}' style="border-right:1px solid #000000;border-bottom:1px solid #000000;overflow:hidden;padding:0px 3px 0px 3px;vertical-align:bottom;text-align:center;">23</td> </tr> <tr style="height:20px;"> <td data-sheets-value='{"1":2,"2":"Polycarbonate "}' style="border-left:1px solid #000000;overflow:hidden;padding:0px 3px 0px 3px;vertical-align:bottom;font-weight:bold;">Polycarbonate </td> <td data-sheets-value='{"1":2,"2":"Single-walled"}' style="overflow:hidden;padding:0px 3px 0px 3px;vertical-align:bottom;font-weight:bold;">Single-walled</td> <td data-sheets-value='{"1":2,"2":"Clear (A)"}' style="border-right:1px solid #000000;overflow:hidden;padding:0px 3px 0px 3px;vertical-align:bottom;font-weight:bold;">Clear (A)</td> <td data-sheets-numberformat='{"1":2,"2":"0.00","3":1}' data-sheets-value='{"1":3,"3":5.17}' style="overflow:hidden;padding:0px 3px 0px 3px;vertical-align:bottom;text-align:center;">5.17</td> <td data-sheets-numberformat='{"1":2,"2":"0","3":1}' data-sheets-value='{"1":3,"3":88}' style="overflow:hidden;padding:0px 3px 0px 3px;vertical-align:bottom;text-align:center;">88</td> <td data-sheets-numberformat='{"1":2,"2":"0","3":1}' data-sheets-value='{"1":3,"3":83}' style="overflow:hidden;padding:0px 3px 0px 3px;vertical-align:bottom;text-align:center;">83</td> <td data-sheets-numberformat='{"1":2,"2":"0","3":1}' data-sheets-value='{"1":2,"2":"-"}' style="border-right:1px solid #000000;overflow:hidden;padding:0px 3px 0px 3px;vertical-align:bottom;text-align:center;">-</td> </tr> <tr style="height:20px;"> <td data-sheets-value='{"1":2,"2":"PC"}' style="border-left:1px solid #000000;overflow:hidden;padding:0px 3px 0px 3px;vertical-align:bottom;font-weight:bold;">PC</td> <td data-sheets-value='{"1":2,"2":"Single-walled"}' style="overflow:hidden;padding:0px 3px 0px 3px;vertical-align:bottom;font-weight:bold;">Single-walled</td> <td data-sheets-value='{"1":2,"2":"Opal (D)"}' style="border-right:1px solid #000000;overflow:hidden;padding:0px 3px 0px 3px;vertical-align:bottom;font-weight:bold;">Opal (D)</td> <td data-sheets-numberformat='{"1":2,"2":"0.00","3":1}' data-sheets-value='{"1":3,"3":5.17}' style="overflow:hidden;padding:0px 3px 0px 3px;vertical-align:bottom;text-align:center;">5.17</td> <td data-sheets-numberformat='{"1":2,"2":"0","3":1}' data-sheets-value='{"1":3,"3":58}' style="overflow:hidden;padding:0px 3px 0px 3px;vertical-align:bottom;text-align:center;">58</td> <td data-sheets-numberformat='{"1":2,"2":"0","3":1}' data-sheets-value='{"1":3,"3":60}' style="overflow:hidden;padding:0px 3px 0px 3px;vertical-align:bottom;text-align:center;">60</td> <td data-sheets-numberformat='{"1":2,"2":"0","3":1}' data-sheets-value='{"1":2,"2":"-"}' style="border-right:1px solid #000000;overflow:hidden;padding:0px 3px 0px 3px;vertical-align:bottom;text-align:center;">-</td> </tr> <tr style="height:20px;"> <td style="border-left:1px solid #000000;overflow:hidden;padding:0px 3px 0px 3px;vertical-align:bottom;font-weight:bold;"></td> <td data-sheets-value='{"1":2,"2":"Double-walled"}' style="overflow:hidden;padding:0px 3px 0px 3px;vertical-align:bottom;font-weight:bold;">Double-walled</td> <td data-sheets-value='{"1":2,"2":"Clear (A/H)"}' style="border-right:1px solid #000000;overflow:hidden;padding:0px 3px 0px 3px;vertical-align:bottom;font-weight:bold;">Clear (A/H)</td> <td data-sheets-numberformat='{"1":2,"2":"0.00","3":1}' data-sheets-value='{"1":3,"3":2.9}' style="overflow:hidden;padding:0px 3px 0px 3px;vertical-align:bottom;text-align:center;">2.90</td> <td data-sheets-numberformat='{"1":2,"2":"0","3":1}' data-sheets-value='{"1":3,"3":79}' style="overflow:hidden;padding:0px 3px 0px 3px;vertical-align:bottom;text-align:center;">79</td> <td data-sheets-numberformat='{"1":2,"2":"0","3":1}' data-sheets-value='{"1":3,"3":72}' style="overflow:hidden;padding:0px 3px 0px 3px;vertical-align:bottom;text-align:center;">72</td> <td data-sheets-numberformat='{"1":2,"2":"0","3":1}' data-sheets-value='{"1":3,"3":20}' style="border-right:1px solid #000000;overflow:hidden;padding:0px 3px 0px 3px;vertical-align:bottom;text-align:center;">20</td> </tr> <tr style="height:20px;"> <td style="border-left:1px solid #000000;overflow:hidden;padding:0px 3px 0px 3px;vertical-align:bottom;font-weight:bold;"></td> <td data-sheets-value='{"1":2,"2":"Double-walled"}' style="overflow:hidden;padding:0px 3px 0px 3px;vertical-align:bottom;font-weight:bold;">Double-walled</td> <td data-sheets-value='{"1":2,"2":"Clear (A/A)"}' style="border-right:1px solid #000000;overflow:hidden;padding:0px 3px 0px 3px;vertical-align:bottom;font-weight:bold;">Clear (A/A)</td> <td data-sheets-numberformat='{"1":2,"2":"0.00","3":1}' data-sheets-value='{"1":3,"3":2.9}' style="overflow:hidden;padding:0px 3px 0px 3px;vertical-align:bottom;text-align:center;">2.90</td> <td data-sheets-numberformat='{"1":2,"2":"0","3":1}' data-sheets-value='{"1":3,"3":77}' style="overflow:hidden;padding:0px 3px 0px 3px;vertical-align:bottom;text-align:center;">77</td> <td data-sheets-numberformat='{"1":2,"2":"0","3":1}' data-sheets-value='{"1":3,"3":69}' style="overflow:hidden;padding:0px 3px 0px 3px;vertical-align:bottom;text-align:center;">69</td> <td data-sheets-numberformat='{"1":2,"2":"0","3":1}' data-sheets-value='{"1":3,"3":20}' style="border-right:1px solid #000000;overflow:hidden;padding:0px 3px 0px 3px;vertical-align:bottom;text-align:center;">20</td> </tr> <tr style="height:20px;"> <td style="border-left:1px solid #000000;overflow:hidden;padding:0px 3px 0px 3px;vertical-align:bottom;font-weight:bold;"></td> <td data-sheets-value='{"1":2,"2":"Double-walled"}' style="overflow:hidden;padding:0px 3px 0px 3px;vertical-align:bottom;font-weight:bold;">Double-walled</td> <td data-sheets-value='{"1":2,"2":"Opal (A/O)"}' style="border-right:1px solid #000000;overflow:hidden;padding:0px 3px 0px 3px;vertical-align:bottom;font-weight:bold;">Opal (A/O)</td> <td data-sheets-numberformat='{"1":2,"2":"0.00","3":1}' data-sheets-value='{"1":3,"3":2.9}' style="overflow:hidden;padding:0px 3px 0px 3px;vertical-align:bottom;text-align:center;">2.90</td> <td data-sheets-numberformat='{"1":2,"2":"0","3":1}' data-sheets-value='{"1":3,"3":73}' style="overflow:hidden;padding:0px 3px 0px 3px;vertical-align:bottom;text-align:center;">73</td> <td data-sheets-numberformat='{"1":2,"2":"0","3":1}' data-sheets-value='{"1":3,"3":63}' style="overflow:hidden;padding:0px 3px 0px 3px;vertical-align:bottom;text-align:center;">63</td> <td data-sheets-numberformat='{"1":2,"2":"0","3":1}' data-sheets-value='{"1":3,"3":20}' style="border-right:1px solid #000000;overflow:hidden;padding:0px 3px 0px 3px;vertical-align:bottom;text-align:center;">20</td> </tr> <tr style="height:20px;"> <td style="border-left:1px solid #000000;overflow:hidden;padding:0px 3px 0px 3px;vertical-align:bottom;font-weight:bold;"></td> <td data-sheets-value='{"1":2,"2":"Double-walled"}' style="overflow:hidden;padding:0px 3px 0px 3px;vertical-align:bottom;font-weight:bold;">Double-walled</td> <td data-sheets-value='{"1":2,"2":"Opal (A/D)"}' style="border-right:1px solid #000000;overflow:hidden;padding:0px 3px 0px 3px;vertical-align:bottom;font-weight:bold;">Opal (A/D)</td> <td data-sheets-numberformat='{"1":2,"2":"0.00","3":1}' data-sheets-value='{"1":3,"3":2.9}' style="overflow:hidden;padding:0px 3px 0px 3px;vertical-align:bottom;text-align:center;">2.90</td> <td data-sheets-numberformat='{"1":2,"2":"0","3":1}' data-sheets-value='{"1":3,"3":51}' style="overflow:hidden;padding:0px 3px 0px 3px;vertical-align:bottom;text-align:center;">51</td> <td data-sheets-numberformat='{"1":2,"2":"0","3":1}' data-sheets-value='{"1":3,"3":50}' style="overflow:hidden;padding:0px 3px 0px 3px;vertical-align:bottom;text-align:center;">50</td> <td data-sheets-numberformat='{"1":2,"2":"0","3":1}' data-sheets-value='{"1":3,"3":20}' style="border-right:1px solid #000000;overflow:hidden;padding:0px 3px 0px 3px;vertical-align:bottom;text-align:center;">20</td> </tr> <tr style="height:20px;"> <td style="border-left:1px solid #000000;overflow:hidden;padding:0px 3px 0px 3px;vertical-align:bottom;font-weight:bold;"></td> <td data-sheets-value='{"1":2,"2":"Triple-walled"}' style="overflow:hidden;padding:0px 3px 0px 3px;vertical-align:bottom;font-weight:bold;">Triple-walled</td> <td data-sheets-value='{"1":2,"2":"Clear (A/H/H)"}' style="border-right:1px solid #000000;overflow:hidden;padding:0px 3px 0px 3px;vertical-align:bottom;font-weight:bold;">Clear (A/H/H)</td> <td data-sheets-numberformat='{"1":2,"2":"0.00","3":1}' data-sheets-value='{"1":3,"3":1.7}' style="overflow:hidden;padding:0px 3px 0px 3px;vertical-align:bottom;text-align:center;">1.70</td> <td data-sheets-numberformat='{"1":2,"2":"0","3":1}' data-sheets-value='{"1":3,"3":71}' style="overflow:hidden;padding:0px 3px 0px 3px;vertical-align:bottom;text-align:center;">71</td> <td data-sheets-numberformat='{"1":2,"2":"0","3":1}' data-sheets-value='{"1":3,"3":63}' style="overflow:hidden;padding:0px 3px 0px 3px;vertical-align:bottom;text-align:center;">63</td> <td data-sheets-numberformat='{"1":2,"2":"0","3":1}' data-sheets-value='{"1":3,"3":22}' style="border-right:1px solid #000000;overflow:hidden;padding:0px 3px 0px 3px;vertical-align:bottom;text-align:center;">22</td> </tr> <tr style="height:20px;"> <td style="border-left:1px solid #000000;overflow:hidden;padding:0px 3px 0px 3px;vertical-align:bottom;font-weight:bold;"></td> <td data-sheets-value='{"1":2,"2":"Triple-walled"}' style="overflow:hidden;padding:0px 3px 0px 3px;vertical-align:bottom;font-weight:bold;">Triple-walled</td> <td data-sheets-value='{"1":2,"2":"Opal (A/O/O)"}' style="border-right:1px solid #000000;overflow:hidden;padding:0px 3px 0px 3px;vertical-align:bottom;font-weight:bold;">Opal (A/O/O)</td> <td data-sheets-numberformat='{"1":2,"2":"0.00","3":1}' data-sheets-value='{"1":3,"3":1.7}' style="overflow:hidden;padding:0px 3px 0px 3px;vertical-align:bottom;text-align:center;">1.70</td> <td data-sheets-numberformat='{"1":2,"2":"0","3":1}' data-sheets-value='{"1":3,"3":61}' style="overflow:hidden;padding:0px 3px 0px 3px;vertical-align:bottom;text-align:center;">61</td> <td data-sheets-numberformat='{"1":2,"2":"0","3":1}' data-sheets-value='{"1":3,"3":48}' style="overflow:hidden;padding:0px 3px 0px 3px;vertical-align:bottom;text-align:center;">48</td> <td data-sheets-numberformat='{"1":2,"2":"0","3":1}' data-sheets-value='{"1":3,"3":22}' style="border-right:1px solid #000000;overflow:hidden;padding:0px 3px 0px 3px;vertical-align:bottom;text-align:center;">22</td> </tr> <tr style="height:20px;"> <td style="border-left:1px solid #000000;overflow:hidden;padding:0px 3px 0px 3px;vertical-align:bottom;font-weight:bold;"></td> <td data-sheets-value='{"1":2,"2":"Four-walled"}' style="overflow:hidden;padding:0px 3px 0px 3px;vertical-align:bottom;font-weight:bold;">Four-walled</td> <td data-sheets-value='{"1":2,"2":"Clear (A/H/H/H)"}' style="border-right:1px solid #000000;overflow:hidden;padding:0px 3px 0px 3px;vertical-align:bottom;font-weight:bold;">Clear (A/H/H/H)</td> <td data-sheets-numberformat='{"1":2,"2":"0.00","3":1}' data-sheets-value='{"1":3,"3":1.28}' style="overflow:hidden;padding:0px 3px 0px 3px;vertical-align:bottom;text-align:center;">1.28</td> <td data-sheets-numberformat='{"1":2,"2":"0","3":1}' data-sheets-value='{"1":3,"3":64}' style="overflow:hidden;padding:0px 3px 0px 3px;vertical-align:bottom;text-align:center;">64</td> <td data-sheets-numberformat='{"1":2,"2":"0","3":1}' data-sheets-value='{"1":3,"3":52}' style="overflow:hidden;padding:0px 3px 0px 3px;vertical-align:bottom;text-align:center;">52</td> <td data-sheets-numberformat='{"1":2,"2":"0","3":1}' data-sheets-value='{"1":3,"3":23}' style="border-right:1px solid #000000;overflow:hidden;padding:0px 3px 0px 3px;vertical-align:bottom;text-align:center;">23</td> </tr> <tr style="height:20px;"> <td style="border-bottom:1px solid #000000;border-left:1px solid #000000;overflow:hidden;padding:0px 3px 0px 3px;vertical-align:bottom;"></td> <td data-sheets-value='{"1":2,"2":"Four-walled"}' style="border-bottom:1px solid #000000;overflow:hidden;padding:0px 3px 0px 3px;vertical-align:bottom;font-weight:bold;">Four-walled</td> <td data-sheets-value='{"1":2,"2":"Opal (A/H/O/H)"}' style="border-right:1px solid #000000;border-bottom:1px solid #000000;overflow:hidden;padding:0px 3px 0px 3px;vertical-align:bottom;font-weight:bold;">Opal (A/H/O/H)</td> <td data-sheets-numberformat='{"1":2,"2":"0.00","3":1}' data-sheets-value='{"1":3,"3":1.28}' style="border-bottom:1px solid #000000;overflow:hidden;padding:0px 3px 0px 3px;vertical-align:bottom;text-align:center;">1.28</td> <td data-sheets-numberformat='{"1":2,"2":"0","3":1}' data-sheets-value='{"1":3,"3":59}' style="border-bottom:1px solid #000000;overflow:hidden;padding:0px 3px 0px 3px;vertical-align:bottom;text-align:center;">59</td> <td data-sheets-numberformat='{"1":2,"2":"0","3":1}' data-sheets-value='{"1":3,"3":46}' style="border-bottom:1px solid #000000;overflow:hidden;padding:0px 3px 0px 3px;vertical-align:bottom;text-align:center;">46</td> <td data-sheets-numberformat='{"1":2,"2":"0","3":1}' data-sheets-value='{"1":3,"3":23}' style="border-right:1px solid #000000;border-bottom:1px solid #000000;overflow:hidden;padding:0px 3px 0px 3px;vertical-align:bottom;text-align:center;">23</td> </tr> <tr style="height:20px;"> <td data-sheets-value='{"1":2,"2":"Polycarbonate"}' style="border-left:1px solid #000000;overflow:hidden;padding:0px 3px 0px 3px;vertical-align:bottom;font-weight:bold;">Polycarbonate</td> <td data-sheets-value='{"1":2,"2":"Single-walled"}' style="overflow:hidden;padding:0px 3px 0px 3px;vertical-align:bottom;font-weight:bold;">Single-walled</td> <td data-sheets-value='{"1":2,"2":"Heatstop Opal (T)"}' style="border-right:1px solid #000000;overflow:hidden;padding:0px 3px 0px 3px;vertical-align:bottom;font-weight:bold;">Heatstop Opal (T)</td> <td data-sheets-numberformat='{"1":2,"2":"0.00","3":1}' data-sheets-value='{"1":3,"3":5.17}' style="overflow:hidden;padding:0px 3px 0px 3px;vertical-align:bottom;text-align:center;">5.17</td> <td data-sheets-numberformat='{"1":2,"2":"0","3":1}' data-sheets-value='{"1":3,"3":49}' style="overflow:hidden;padding:0px 3px 0px 3px;vertical-align:bottom;text-align:center;">49</td> <td data-sheets-numberformat='{"1":2,"2":"0","3":1}' data-sheets-value='{"1":3,"3":59}' style="overflow:hidden;padding:0px 3px 0px 3px;vertical-align:bottom;text-align:center;">59</td> <td data-sheets-numberformat='{"1":2,"2":"0","3":1}' data-sheets-value='{"1":2,"2":"-"}' style="border-right:1px solid #000000;overflow:hidden;padding:0px 3px 0px 3px;vertical-align:bottom;text-align:center;">-</td> </tr> <tr style="height:20px;"> <td data-sheets-value='{"1":2,"2":"Heatstop PC"}' style="border-left:1px solid #000000;overflow:hidden;padding:0px 3px 0px 3px;vertical-align:bottom;font-weight:bold;">Heatstop PC</td> <td data-sheets-value='{"1":2,"2":"Double-walled"}' style="overflow:hidden;padding:0px 3px 0px 3px;vertical-align:bottom;font-weight:bold;">Double-walled</td> <td data-sheets-value='{"1":2,"2":"Clear (T/H)"}' style="border-right:1px solid #000000;overflow:hidden;padding:0px 3px 0px 3px;vertical-align:bottom;font-weight:bold;">Clear (T/H)</td> <td data-sheets-numberformat='{"1":2,"2":"0.00","3":1}' data-sheets-value='{"1":3,"3":2.9}' style="overflow:hidden;padding:0px 3px 0px 3px;vertical-align:bottom;text-align:center;">2.90</td> <td data-sheets-numberformat='{"1":2,"2":"0","3":1}' data-sheets-value='{"1":3,"3":44}' style="overflow:hidden;padding:0px 3px 0px 3px;vertical-align:bottom;text-align:center;">44</td> <td data-sheets-numberformat='{"1":2,"2":"0","3":1}' data-sheets-value='{"1":3,"3":51}' style="overflow:hidden;padding:0px 3px 0px 3px;vertical-align:bottom;text-align:center;">51</td> <td data-sheets-numberformat='{"1":2,"2":"0","3":1}' data-sheets-value='{"1":3,"3":20}' style="border-right:1px solid #000000;overflow:hidden;padding:0px 3px 0px 3px;vertical-align:bottom;text-align:center;">20</td> </tr> <tr style="height:20px;"> <td style="border-left:1px solid #000000;overflow:hidden;padding:0px 3px 0px 3px;vertical-align:bottom;font-weight:bold;"></td> <td data-sheets-value='{"1":2,"2":"Double-walled"}' style="overflow:hidden;padding:0px 3px 0px 3px;vertical-align:bottom;font-weight:bold;">Double-walled</td> <td data-sheets-value='{"1":2,"2":"Opal (T/O)"}' style="border-right:1px solid #000000;overflow:hidden;padding:0px 3px 0px 3px;vertical-align:bottom;font-weight:bold;">Opal (T/O)</td> <td data-sheets-numberformat='{"1":2,"2":"0.00","3":1}' data-sheets-value='{"1":3,"3":2.9}' style="overflow:hidden;padding:0px 3px 0px 3px;vertical-align:bottom;text-align:center;">2.90</td> <td data-sheets-numberformat='{"1":2,"2":"0","3":1}' data-sheets-value='{"1":3,"3":41}' style="overflow:hidden;padding:0px 3px 0px 3px;vertical-align:bottom;text-align:center;">41</td> <td data-sheets-numberformat='{"1":2,"2":"0","3":1}' data-sheets-value='{"1":3,"3":45}' style="overflow:hidden;padding:0px 3px 0px 3px;vertical-align:bottom;text-align:center;">45</td> <td data-sheets-numberformat='{"1":2,"2":"0","3":1}' data-sheets-value='{"1":3,"3":20}' style="border-right:1px solid #000000;overflow:hidden;padding:0px 3px 0px 3px;vertical-align:bottom;text-align:center;">20</td> </tr> <tr style="height:20px;"> <td style="border-left:1px solid #000000;overflow:hidden;padding:0px 3px 0px 3px;vertical-align:bottom;font-weight:bold;"></td> <td data-sheets-value='{"1":2,"2":"Triple-walled"}' style="overflow:hidden; | skylux-160-ce-met-koepel-en-pvc-opstand-30-20-met-lm-motor-1000-x-2300-mm | 8586030645581 | 46872351375693
Smoke and heat exhaust (SHEV) | SHE system | Skylux | Skylux 160° CE with skylight and PVC curb 30/20 with LM-actuator 1050 x 1050 mm |  | 25952 | 5412970259527 | 3838.15 | Yes | 30-45 | 64.2 | 1050 x 1050 mm | 1050 | 1050 |  | PVC 30/20 (30 cm high & roof opening = 20 cm larger than daylight size) | Square | 5.17 W/m²K - 1.28 W/m²K | 87% - 32% | 90% - 32% | 20dB - 23dB | 160° CE (for industry) | skylight | without spoiler | E | Single actuator | Maximum four-walled skylight possible for this product | Ut-value LT-value g-value Rw-value EN 1873 : 2014 EN ISO 13468 EN 16153 EN 410 EN 410 EN ISO 140-3 Material Walls Shells (W/m²K) (%) (%) (dB) Acrylic Single-walled Clear (H) 5.17 90 87 - PMMA Single-walled Opal (O) 5.17 83 76 - Double-walled Clear (H/H) 2.90 81 75 20 Double-walled Opal (O/O) 2.90 69 58 20 Triple-walled Clear (H/H/H) 1.70 73 65 22 Triple-walled Opal (O/H/O) 1.70 62 51 22 Four-walled Clear (H/H/H/H) 1.28 64 54 23 Four-walled Opal (H/H/O/H) 1.28 59 48 23 Polycarbonate Single-walled Clear (A) 5.17 88 83 - PC Single-walled Opal (D) 5.17 58 60 - Double-walled Clear (A/H) 2.90 79 72 20 Double-walled Clear (A/A) 2.90 77 69 20 Double-walled Opal (A/O) 2.90 73 63 20 Double-walled Opal (A/D) 2.90 51 50 20 Triple-walled Clear (A/H/H) 1.70 71 63 22 Triple-walled Opal (A/O/O) 1.70 61 48 22 Four-walled Clear (A/H/H/H) 1.28 64 52 23 Four-walled Opal (A/H/O/H) 1.28 59 46 23 Polycarbonate Single-walled Heatstop Opal (T) 5.17 49 59 - Heatstop PC Double-walled Clear (T/H) 2.90 44 51 20 Double-walled Opal (T/O) 2.90 41 45 20 Triple-walled Clear (T/H/H) 1.70 40 <td data-sheets-numberformat='{"1":2,"2":"0","3":1}' data-sheets-value='{"1":3,"3":44}' style="overflow:hidden;paddin | https://skylux.eu/en/products/skylux-160-ce-met-koepel-en-pvc-opstand-30-20-met-lm-motor-1050-x-1050-mm | https://skylux.eu/cdn/shop/files/Skylux-160deg-CE-met-koepel-en-pvc-opstand-3020-met-LM-motor-1050-x-1050-mm-RWA-systeem.jpg?v=1702980473&width=1600 | https://skylux.eu/cdn/shop/files/e5a82811-1bb0-48e4-a776-cacb59c7c092_02070afe-98b4-4d1c-88e0-e4499104ef87.jpg?v=1688551137&width=1600 | //skylux.eu/cdn/shop/files/E_MH_Mounting_instructions_Skylux_160_CE_LM.pdf?v=12406716259046007223 | //skylux.eu/cdn/shop/files/E_TD_Technical_File_Skylux_Skylux_160_CE_Electric.pdf?v=3667116872303399239 | <style type="text/css" id="isPasted"> <!--td { border: 1px solid #cccccc; } br { mso-data-placement: same-cell; } --> </style> <table border="1" cellpadding="0" cellspacing="0" dir="ltr" style="table-layout:fixed;font-size:10pt;font-family:Arial;border-collapse:collapse;border:none;"><tbody> <tr style="height:20px;"> <td style="overflow:hidden;padding:0px 3px 0px 3px;vertical-align:bottom;"></td> <td style="overflow:hidden;padding:0px 3px 0px 3px;vertical-align:bottom;"></td> <td style="overflow:hidden;padding:0px 3px 0px 3px;vertical-align:bottom;"></td> <td data-sheets-value='{"1":2,"2":"Ut-value"}' style="overflow:hidden;padding:0px 3px 0px 3px;vertical-align:bottom;font-weight:bold;text-align:center;">Ut-value</td> <td data-sheets-value='{"1":2,"2":"LT-value"}' style="overflow:hidden;padding:0px 3px 0px 3px;vertical-align:bottom;font-weight:bold;text-align:center;">LT-value</td> <td data-sheets-value='{"1":2,"2":"g-value"}' style="overflow:hidden;padding:0px 3px 0px 3px;vertical-align:bottom;font-weight:bold;text-align:center;">g-value</td> <td data-sheets-value='{"1":2,"2":"Rw-value "}' style="overflow:hidden;padding:0px 3px 0px 3px;vertical-align:bottom;font-weight:bold;text-align:center;">Rw-value </td> </tr> <tr style="height:20px;"> <td style="overflow:hidden;padding:0px 3px 0px 3px;vertical-align:bottom;"></td> <td style="overflow:hidden;padding:0px 3px 0px 3px;vertical-align:bottom;"></td> <td style="overflow:hidden;padding:0px 3px 0px 3px;vertical-align:bottom;"></td> <td data-sheets-numberformat='{"1":2,"2":"0.00","3":1}' data-sheets-value='{"1":2,"2":"EN 1873 : 2014"}' style="overflow:hidden;padding:0px 3px 0px 3px;vertical-align:bottom;text-align:center;">EN 1873 : 2014</td> <td data-sheets-numberformat='{"1":2,"2":"0","3":1}' data-sheets-value='{"1":2,"2":"EN ISO 13468 EN 16153 EN 410"}' style="overflow:hidden;padding:0px 3px 0px 3px;vertical-align:bottom;text-align:center;">EN ISO 13468 EN 16153 EN 410</td> <td data-sheets-numberformat='{"1":2,"2":"0","3":1}' data-sheets-value='{"1":2,"2":"EN 410"}' style="overflow:hidden;padding:0px 3px 0px 3px;vertical-align:bottom;text-align:center;">EN 410</td> <td data-sheets-value='{"1":2,"2":"EN ISO 140-3\t\t"}' style="overflow:hidden;padding:0px 3px 0px 3px;vertical-align:bottom;text-align:center;">EN ISO 140-3 </td> </tr> <tr style="height:20px;"> <td data-sheets-value='{"1":2,"2":"Material"}' style="border-bottom:1px solid #000000;overflow:hidden;padding:0px 3px 0px 3px;vertical-align:bottom;background-color:#000000;font-weight:bold;color:#ffffff;">Material</td> <td data-sheets-value='{"1":2,"2":"Walls"}' style="border-bottom:1px solid #000000;overflow:hidden;padding:0px 3px 0px 3px;vertical-align:bottom;background-color:#000000;font-weight:bold;color:#ffffff;">Walls</td> <td data-sheets-value='{"1":2,"2":"Shells"}' style="border-bottom:1px solid #000000;overflow:hidden;padding:0px 3px 0px 3px;vertical-align:bottom;background-color:#000000;font-weight:bold;color:#ffffff;">Shells</td> <td data-sheets-numberformat='{"1":2,"2":"0.00","3":1}' data-sheets-value='{"1":2,"2":"(W/m²K)\t"}' style="border-bottom:1px solid #000000;overflow:hidden;padding:0px 3px 0px 3px;vertical-align:bottom;background-color:#000000;font-weight:bold;color:#ffffff;text-align:center;">(W/m²K) </td> <td data-sheets-numberformat='{"1":2,"2":"0","3":1}' data-sheets-value='{"1":2,"2":"(%)"}' style="border-bottom:1px solid #000000;overflow:hidden;padding:0px 3px 0px 3px;vertical-align:bottom;background-color:#000000;font-weight:bold;color:#ffffff;text-align:center;">(%)</td> <td data-sheets-numberformat='{"1":2,"2":"0","3":1}' data-sheets-value='{"1":2,"2":"(%)"}' style="border-bottom:1px solid #000000;overflow:hidden;padding:0px 3px 0px 3px;vertical-align:bottom;background-color:#000000;font-weight:bold;color:#ffffff;text-align:center;">(%)</td> <td data-sheets-value='{"1":2,"2":"(dB)"}' style="border-bottom:1px solid #000000;overflow:hidden;padding:0px 3px 0px 3px;vertical-align:bottom;background-color:#000000;font-weight:bold;color:#ffffff;text-align:center;">(dB)</td> </tr> <tr style="height:20px;"> <td data-sheets-value='{"1":2,"2":"Acrylic"}' style="border-left:1px solid #000000;overflow:hidden;padding:0px 3px 0px 3px;vertical-align:bottom;font-weight:bold;">Acrylic</td> <td data-sheets-value='{"1":2,"2":"Single-walled"}' style="overflow:hidden;padding:0px 3px 0px 3px;vertical-align:bottom;font-weight:bold;">Single-walled</td> <td data-sheets-value='{"1":2,"2":"Clear (H)"}' style="border-right:1px solid #000000;overflow:hidden;padding:0px 3px 0px 3px;vertical-align:bottom;font-weight:bold;">Clear (H)</td> <td data-sheets-numberformat='{"1":2,"2":"0.00","3":1}' data-sheets-value='{"1":3,"3":5.17}' style="overflow:hidden;padding:0px 3px 0px 3px;vertical-align:bottom;text-align:center;">5.17</td> <td data-sheets-numberformat='{"1":2,"2":"0","3":1}' data-sheets-value='{"1":3,"3":90}' style="overflow:hidden;padding:0px 3px 0px 3px;vertical-align:bottom;text-align:center;">90</td> <td data-sheets-numberformat='{"1":2,"2":"0","3":1}' data-sheets-value='{"1":3,"3":87}' style="overflow:hidden;padding:0px 3px 0px 3px;vertical-align:bottom;text-align:center;">87</td> <td data-sheets-numberformat='{"1":2,"2":"0","3":1}' data-sheets-value='{"1":2,"2":"-"}' style="border-right:1px solid #000000;overflow:hidden;padding:0px 3px 0px 3px;vertical-align:bottom;text-align:center;">-</td> </tr> <tr style="height:20px;"> <td data-sheets-value='{"1":2,"2":"PMMA"}' style="border-left:1px solid #000000;overflow:hidden;padding:0px 3px 0px 3px;vertical-align:bottom;font-weight:bold;">PMMA</td> <td data-sheets-value='{"1":2,"2":"Single-walled"}' style="overflow:hidden;padding:0px 3px 0px 3px;vertical-align:bottom;font-weight:bold;">Single-walled</td> <td data-sheets-value='{"1":2,"2":"Opal (O)"}' style="border-right:1px solid #000000;overflow:hidden;padding:0px 3px 0px 3px;vertical-align:bottom;font-weight:bold;">Opal (O)</td> <td data-sheets-numberformat='{"1":2,"2":"0.00","3":1}' data-sheets-value='{"1":3,"3":5.17}' style="overflow:hidden;padding:0px 3px 0px 3px;vertical-align:bottom;text-align:center;">5.17</td> <td data-sheets-numberformat='{"1":2,"2":"0","3":1}' data-sheets-value='{"1":3,"3":83}' style="overflow:hidden;padding:0px 3px 0px 3px;vertical-align:bottom;text-align:center;">83</td> <td data-sheets-numberformat='{"1":2,"2":"0","3":1}' data-sheets-value='{"1":3,"3":76}' style="overflow:hidden;padding:0px 3px 0px 3px;vertical-align:bottom;text-align:center;">76</td> <td data-sheets-numberformat='{"1":2,"2":"0","3":1}' data-sheets-value='{"1":2,"2":"-"}' style="border-right:1px solid #000000;overflow:hidden;padding:0px 3px 0px 3px;vertical-align:bottom;text-align:center;">-</td> </tr> <tr style="height:20px;"> <td style="border-left:1px solid #000000;overflow:hidden;padding:0px 3px 0px 3px;vertical-align:bottom;font-weight:bold;"></td> <td data-sheets-value='{"1":2,"2":"Double-walled"}' style="overflow:hidden;padding:0px 3px 0px 3px;vertical-align:bottom;font-weight:bold;">Double-walled</td> <td data-sheets-value='{"1":2,"2":"Clear (H/H)"}' style="border-right:1px solid #000000;overflow:hidden;padding:0px 3px 0px 3px;vertical-align:bottom;font-weight:bold;">Clear (H/H)</td> <td data-sheets-numberformat='{"1":2,"2":"0.00","3":1}' data-sheets-value='{"1":3,"3":2.9}' style="overflow:hidden;padding:0px 3px 0px 3px;vertical-align:bottom;text-align:center;">2.90</td> <td data-sheets-numberformat='{"1":2,"2":"0","3":1}' data-sheets-value='{"1":3,"3":81}' style="overflow:hidden;padding:0px 3px 0px 3px;vertical-align:bottom;text-align:center;">81</td> <td data-sheets-numberformat='{"1":2,"2":"0","3":1}' data-sheets-value='{"1":3,"3":75}' style="overflow:hidden;padding:0px 3px 0px 3px;vertical-align:bottom;text-align:center;">75</td> <td data-sheets-numberformat='{"1":2,"2":"0","3":1}' data-sheets-value='{"1":3,"3":20}' style="border-right:1px solid #000000;overflow:hidden;padding:0px 3px 0px 3px;vertical-align:bottom;text-align:center;">20</td> </tr> <tr style="height:20px;"> <td style="border-left:1px solid #000000;overflow:hidden;padding:0px 3px 0px 3px;vertical-align:bottom;font-weight:bold;"></td> <td data-sheets-value='{"1":2,"2":"Double-walled"}' style="overflow:hidden;padding:0px 3px 0px 3px;vertical-align:bottom;font-weight:bold;">Double-walled</td> <td data-sheets-value='{"1":2,"2":"Opal (O/O)"}' style="border-right:1px solid #000000;overflow:hidden;padding:0px 3px 0px 3px;vertical-align:bottom;font-weight:bold;">Opal (O/O)</td> <td data-sheets-numberformat='{"1":2,"2":"0.00","3":1}' data-sheets-value='{"1":3,"3":2.9}' style="overflow:hidden;padding:0px 3px 0px 3px;vertical-align:bottom;text-align:center;">2.90</td> <td data-sheets-numberformat='{"1":2,"2":"0","3":1}' data-sheets-value='{"1":3,"3":69}' style="overflow:hidden;padding:0px 3px 0px 3px;vertical-align:bottom;text-align:center;">69</td> <td data-sheets-numberformat='{"1":2,"2":"0","3":1}' data-sheets-value='{"1":3,"3":58}' style="overflow:hidden;padding:0px 3px 0px 3px;vertical-align:bottom;text-align:center;">58</td> <td data-sheets-numberformat='{"1":2,"2":"0","3":1}' data-sheets-value='{"1":3,"3":20}' style="border-right:1px solid #000000;overflow:hidden;padding:0px 3px 0px 3px;vertical-align:bottom;text-align:center;">20</td> </tr> <tr style="height:20px;"> <td style="border-left:1px solid #000000;overflow:hidden;padding:0px 3px 0px 3px;vertical-align:bottom;font-weight:bold;"></td> <td data-sheets-value='{"1":2,"2":"Triple-walled"}' style="overflow:hidden;padding:0px 3px 0px 3px;vertical-align:bottom;font-weight:bold;">Triple-walled</td> <td data-sheets-value='{"1":2,"2":"Clear (H/H/H)"}' style="border-right:1px solid #000000;overflow:hidden;padding:0px 3px 0px 3px;vertical-align:bottom;font-weight:bold;">Clear (H/H/H)</td> <td data-sheets-numberformat='{"1":2,"2":"0.00","3":1}' data-sheets-value='{"1":3,"3":1.7}' style="overflow:hidden;padding:0px 3px 0px 3px;vertical-align:bottom;text-align:center;">1.70</td> <td data-sheets-numberformat='{"1":2,"2":"0","3":1}' data-sheets-value='{"1":3,"3":73}' style="overflow:hidden;padding:0px 3px 0px 3px;vertical-align:bottom;text-align:center;">73</td> <td data-sheets-numberformat='{"1":2,"2":"0","3":1}' data-sheets-value='{"1":3,"3":65}' style="overflow:hidden;padding:0px 3px 0px 3px;vertical-align:bottom;text-align:center;">65</td> <td data-sheets-numberformat='{"1":2,"2":"0","3":1}' data-sheets-value='{"1":3,"3":22}' style="border-right:1px solid #000000;overflow:hidden;padding:0px 3px 0px 3px;vertical-align:bottom;text-align:center;">22</td> </tr> <tr style="height:20px;"> <td style="border-left:1px solid #000000;overflow:hidden;padding:0px 3px 0px 3px;vertical-align:bottom;font-weight:bold;"></td> <td data-sheets-value='{"1":2,"2":"Triple-walled"}' style="overflow:hidden;padding:0px 3px 0px 3px;vertical-align:bottom;font-weight:bold;">Triple-walled</td> <td data-sheets-value='{"1":2,"2":"Opal (O/H/O)"}' style="border-right:1px solid #000000;overflow:hidden;padding:0px 3px 0px 3px;vertical-align:bottom;font-weight:bold;">Opal (O/H/O)</td> <td data-sheets-numberformat='{"1":2,"2":"0.00","3":1}' data-sheets-value='{"1":3,"3":1.7}' style="overflow:hidden;padding:0px 3px 0px 3px;vertical-align:bottom;text-align:center;">1.70</td> <td data-sheets-numberformat='{"1":2,"2":"0","3":1}' data-sheets-value='{"1":3,"3":62}' style="overflow:hidden;padding:0px 3px 0px 3px;vertical-align:bottom;text-align:center;">62</td> <td data-sheets-numberformat='{"1":2,"2":"0","3":1}' data-sheets-value='{"1":3,"3":51}' style="overflow:hidden;padding:0px 3px 0px 3px;vertical-align:bottom;text-align:center;">51</td> <td data-sheets-numberformat='{"1":2,"2":"0","3":1}' data-sheets-value='{"1":3,"3":22}' style="border-right:1px solid #000000;overflow:hidden;padding:0px 3px 0px 3px;vertical-align:bottom;text-align:center;">22</td> </tr> <tr style="height:20px;"> <td style="border-left:1px solid #000000;overflow:hidden;padding:0px 3px 0px 3px;vertical-align:bottom;font-weight:bold;"></td> <td data-sheets-value='{"1":2,"2":"Four-walled"}' style="overflow:hidden;padding:0px 3px 0px 3px;vertical-align:bottom;font-weight:bold;">Four-walled</td> <td data-sheets-value='{"1":2,"2":"Clear (H/H/H/H)"}' style="border-right:1px solid #000000;overflow:hidden;padding:0px 3px 0px 3px;vertical-align:bottom;font-weight:bold;">Clear (H/H/H/H)</td> <td data-sheets-numberformat='{"1":2,"2":"0.00","3":1}' data-sheets-value='{"1":3,"3":1.28}' style="overflow:hidden;padding:0px 3px 0px 3px;vertical-align:bottom;text-align:center;">1.28</td> <td data-sheets-numberformat='{"1":2,"2":"0","3":1}' data-sheets-value='{"1":3,"3":64}' style="overflow:hidden;padding:0px 3px 0px 3px;vertical-align:bottom;text-align:center;">64</td> <td data-sheets-numberformat='{"1":2,"2":"0","3":1}' data-sheets-value='{"1":3,"3":54}' style="overflow:hidden;padding:0px 3px 0px 3px;vertical-align:bottom;text-align:center;">54</td> <td data-sheets-numberformat='{"1":2,"2":"0","3":1}' data-sheets-value='{"1":3,"3":23}' style="border-right:1px solid #000000;overflow:hidden;padding:0px 3px 0px 3px;vertical-align:bottom;text-align:center;">23</td> </tr> <tr style="height:20px;"> <td style="border-bottom:1px solid #000000;border-left:1px solid #000000;overflow:hidden;padding:0px 3px 0px 3px;vertical-align:bottom;"></td> <td data-sheets-value='{"1":2,"2":"Four-walled"}' style="border-bottom:1px solid #000000;overflow:hidden;padding:0px 3px 0px 3px;vertical-align:bottom;font-weight:bold;">Four-walled</td> <td data-sheets-value='{"1":2,"2":"Opal (H/H/O/H)"}' style="border-right:1px solid #000000;border-bottom:1px solid #000000;overflow:hidden;padding:0px 3px 0px 3px;vertical-align:bottom;font-weight:bold;">Opal (H/H/O/H)</td> <td data-sheets-numberformat='{"1":2,"2":"0.00","3":1}' data-sheets-value='{"1":3,"3":1.28}' style="border-bottom:1px solid #000000;overflow:hidden;padding:0px 3px 0px 3px;vertical-align:bottom;text-align:center;">1.28</td> <td data-sheets-numberformat='{"1":2,"2":"0","3":1}' data-sheets-value='{"1":3,"3":59}' style="border-bottom:1px solid #000000;overflow:hidden;padding:0px 3px 0px 3px;vertical-align:bottom;text-align:center;">59</td> <td data-sheets-numberformat='{"1":2,"2":"0","3":1}' data-sheets-value='{"1":3,"3":48}' style="border-bottom:1px solid #000000;overflow:hidden;padding:0px 3px 0px 3px;vertical-align:bottom;text-align:center;">48</td> <td data-sheets-numberformat='{"1":2,"2":"0","3":1}' data-sheets-value='{"1":3,"3":23}' style="border-right:1px solid #000000;border-bottom:1px solid #000000;overflow:hidden;padding:0px 3px 0px 3px;vertical-align:bottom;text-align:center;">23</td> </tr> <tr style="height:20px;"> <td data-sheets-value='{"1":2,"2":"Polycarbonate "}' style="border-left:1px solid #000000;overflow:hidden;padding:0px 3px 0px 3px;vertical-align:bottom;font-weight:bold;">Polycarbonate </td> <td data-sheets-value='{"1":2,"2":"Single-walled"}' style="overflow:hidden;padding:0px 3px 0px 3px;vertical-align:bottom;font-weight:bold;">Single-walled</td> <td data-sheets-value='{"1":2,"2":"Clear (A)"}' style="border-right:1px solid #000000;overflow:hidden;padding:0px 3px 0px 3px;vertical-align:bottom;font-weight:bold;">Clear (A)</td> <td data-sheets-numberformat='{"1":2,"2":"0.00","3":1}' data-sheets-value='{"1":3,"3":5.17}' style="overflow:hidden;padding:0px 3px 0px 3px;vertical-align:bottom;text-align:center;">5.17</td> <td data-sheets-numberformat='{"1":2,"2":"0","3":1}' data-sheets-value='{"1":3,"3":88}' style="overflow:hidden;padding:0px 3px 0px 3px;vertical-align:bottom;text-align:center;">88</td> <td data-sheets-numberformat='{"1":2,"2":"0","3":1}' data-sheets-value='{"1":3,"3":83}' style="overflow:hidden;padding:0px 3px 0px 3px;vertical-align:bottom;text-align:center;">83</td> <td data-sheets-numberformat='{"1":2,"2":"0","3":1}' data-sheets-value='{"1":2,"2":"-"}' style="border-right:1px solid #000000;overflow:hidden;padding:0px 3px 0px 3px;vertical-align:bottom;text-align:center;">-</td> </tr> <tr style="height:20px;"> <td data-sheets-value='{"1":2,"2":"PC"}' style="border-left:1px solid #000000;overflow:hidden;padding:0px 3px 0px 3px;vertical-align:bottom;font-weight:bold;">PC</td> <td data-sheets-value='{"1":2,"2":"Single-walled"}' style="overflow:hidden;padding:0px 3px 0px 3px;vertical-align:bottom;font-weight:bold;">Single-walled</td> <td data-sheets-value='{"1":2,"2":"Opal (D)"}' style="border-right:1px solid #000000;overflow:hidden;padding:0px 3px 0px 3px;vertical-align:bottom;font-weight:bold;">Opal (D)</td> <td data-sheets-numberformat='{"1":2,"2":"0.00","3":1}' data-sheets-value='{"1":3,"3":5.17}' style="overflow:hidden;padding:0px 3px 0px 3px;vertical-align:bottom;text-align:center;">5.17</td> <td data-sheets-numberformat='{"1":2,"2":"0","3":1}' data-sheets-value='{"1":3,"3":58}' style="overflow:hidden;padding:0px 3px 0px 3px;vertical-align:bottom;text-align:center;">58</td> <td data-sheets-numberformat='{"1":2,"2":"0","3":1}' data-sheets-value='{"1":3,"3":60}' style="overflow:hidden;padding:0px 3px 0px 3px;vertical-align:bottom;text-align:center;">60</td> <td data-sheets-numberformat='{"1":2,"2":"0","3":1}' data-sheets-value='{"1":2,"2":"-"}' style="border-right:1px solid #000000;overflow:hidden;padding:0px 3px 0px 3px;vertical-align:bottom;text-align:center;">-</td> </tr> <tr style="height:20px;"> <td style="border-left:1px solid #000000;overflow:hidden;padding:0px 3px 0px 3px;vertical-align:bottom;font-weight:bold;"></td> <td data-sheets-value='{"1":2,"2":"Double-walled"}' style="overflow:hidden;padding:0px 3px 0px 3px;vertical-align:bottom;font-weight:bold;">Double-walled</td> <td data-sheets-value='{"1":2,"2":"Clear (A/H)"}' style="border-right:1px solid #000000;overflow:hidden;padding:0px 3px 0px 3px;vertical-align:bottom;font-weight:bold;">Clear (A/H)</td> <td data-sheets-numberformat='{"1":2,"2":"0.00","3":1}' data-sheets-value='{"1":3,"3":2.9}' style="overflow:hidden;padding:0px 3px 0px 3px;vertical-align:bottom;text-align:center;">2.90</td> <td data-sheets-numberformat='{"1":2,"2":"0","3":1}' data-sheets-value='{"1":3,"3":79}' style="overflow:hidden;padding:0px 3px 0px 3px;vertical-align:bottom;text-align:center;">79</td> <td data-sheets-numberformat='{"1":2,"2":"0","3":1}' data-sheets-value='{"1":3,"3":72}' style="overflow:hidden;padding:0px 3px 0px 3px;vertical-align:bottom;text-align:center;">72</td> <td data-sheets-numberformat='{"1":2,"2":"0","3":1}' data-sheets-value='{"1":3,"3":20}' style="border-right:1px solid #000000;overflow:hidden;padding:0px 3px 0px 3px;vertical-align:bottom;text-align:center;">20</td> </tr> <tr style="height:20px;"> <td style="border-left:1px solid #000000;overflow:hidden;padding:0px 3px 0px 3px;vertical-align:bottom;font-weight:bold;"></td> <td data-sheets-value='{"1":2,"2":"Double-walled"}' style="overflow:hidden;padding:0px 3px 0px 3px;vertical-align:bottom;font-weight:bold;">Double-walled</td> <td data-sheets-value='{"1":2,"2":"Clear (A/A)"}' style="border-right:1px solid #000000;overflow:hidden;padding:0px 3px 0px 3px;vertical-align:bottom;font-weight:bold;">Clear (A/A)</td> <td data-sheets-numberformat='{"1":2,"2":"0.00","3":1}' data-sheets-value='{"1":3,"3":2.9}' style="overflow:hidden;padding:0px 3px 0px 3px;vertical-align:bottom;text-align:center;">2.90</td> <td data-sheets-numberformat='{"1":2,"2":"0","3":1}' data-sheets-value='{"1":3,"3":77}' style="overflow:hidden;padding:0px 3px 0px 3px;vertical-align:bottom;text-align:center;">77</td> <td data-sheets-numberformat='{"1":2,"2":"0","3":1}' data-sheets-value='{"1":3,"3":69}' style="overflow:hidden;padding:0px 3px 0px 3px;vertical-align:bottom;text-align:center;">69</td> <td data-sheets-numberformat='{"1":2,"2":"0","3":1}' data-sheets-value='{"1":3,"3":20}' style="border-right:1px solid #000000;overflow:hidden;padding:0px 3px 0px 3px;vertical-align:bottom;text-align:center;">20</td> </tr> <tr style="height:20px;"> <td style="border-left:1px solid #000000;overflow:hidden;padding:0px 3px 0px 3px;vertical-align:bottom;font-weight:bold;"></td> <td data-sheets-value='{"1":2,"2":"Double-walled"}' style="overflow:hidden;padding:0px 3px 0px 3px;vertical-align:bottom;font-weight:bold;">Double-walled</td> <td data-sheets-value='{"1":2,"2":"Opal (A/O)"}' style="border-right:1px solid #000000;overflow:hidden;padding:0px 3px 0px 3px;vertical-align:bottom;font-weight:bold;">Opal (A/O)</td> <td data-sheets-numberformat='{"1":2,"2":"0.00","3":1}' data-sheets-value='{"1":3,"3":2.9}' style="overflow:hidden;padding:0px 3px 0px 3px;vertical-align:bottom;text-align:center;">2.90</td> <td data-sheets-numberformat='{"1":2,"2":"0","3":1}' data-sheets-value='{"1":3,"3":73}' style="overflow:hidden;padding:0px 3px 0px 3px;vertical-align:bottom;text-align:center;">73</td> <td data-sheets-numberformat='{"1":2,"2":"0","3":1}' data-sheets-value='{"1":3,"3":63}' style="overflow:hidden;padding:0px 3px 0px 3px;vertical-align:bottom;text-align:center;">63</td> <td data-sheets-numberformat='{"1":2,"2":"0","3":1}' data-sheets-value='{"1":3,"3":20}' style="border-right:1px solid #000000;overflow:hidden;padding:0px 3px 0px 3px;vertical-align:bottom;text-align:center;">20</td> </tr> <tr style="height:20px;"> <td style="border-left:1px solid #000000;overflow:hidden;padding:0px 3px 0px 3px;vertical-align:bottom;font-weight:bold;"></td> <td data-sheets-value='{"1":2,"2":"Double-walled"}' style="overflow:hidden;padding:0px 3px 0px 3px;vertical-align:bottom;font-weight:bold;">Double-walled</td> <td data-sheets-value='{"1":2,"2":"Opal (A/D)"}' style="border-right:1px solid #000000;overflow:hidden;padding:0px 3px 0px 3px;vertical-align:bottom;font-weight:bold;">Opal (A/D)</td> <td data-sheets-numberformat='{"1":2,"2":"0.00","3":1}' data-sheets-value='{"1":3,"3":2.9}' style="overflow:hidden;padding:0px 3px 0px 3px;vertical-align:bottom;text-align:center;">2.90</td> <td data-sheets-numberformat='{"1":2,"2":"0","3":1}' data-sheets-value='{"1":3,"3":51}' style="overflow:hidden;padding:0px 3px 0px 3px;vertical-align:bottom;text-align:center;">51</td> <td data-sheets-numberformat='{"1":2,"2":"0","3":1}' data-sheets-value='{"1":3,"3":50}' style="overflow:hidden;padding:0px 3px 0px 3px;vertical-align:bottom;text-align:center;">50</td> <td data-sheets-numberformat='{"1":2,"2":"0","3":1}' data-sheets-value='{"1":3,"3":20}' style="border-right:1px solid #000000;overflow:hidden;padding:0px 3px 0px 3px;vertical-align:bottom;text-align:center;">20</td> </tr> <tr style="height:20px;"> <td style="border-left:1px solid #000000;overflow:hidden;padding:0px 3px 0px 3px;vertical-align:bottom;font-weight:bold;"></td> <td data-sheets-value='{"1":2,"2":"Triple-walled"}' style="overflow:hidden;padding:0px 3px 0px 3px;vertical-align:bottom;font-weight:bold;">Triple-walled</td> <td data-sheets-value='{"1":2,"2":"Clear (A/H/H)"}' style="border-right:1px solid #000000;overflow:hidden;padding:0px 3px 0px 3px;vertical-align:bottom;font-weight:bold;">Clear (A/H/H)</td> <td data-sheets-numberformat='{"1":2,"2":"0.00","3":1}' data-sheets-value='{"1":3,"3":1.7}' style="overflow:hidden;padding:0px 3px 0px 3px;vertical-align:bottom;text-align:center;">1.70</td> <td data-sheets-numberformat='{"1":2,"2":"0","3":1}' data-sheets-value='{"1":3,"3":71}' style="overflow:hidden;padding:0px 3px 0px 3px;vertical-align:bottom;text-align:center;">71</td> <td data-sheets-numberformat='{"1":2,"2":"0","3":1}' data-sheets-value='{"1":3,"3":63}' style="overflow:hidden;padding:0px 3px 0px 3px;vertical-align:bottom;text-align:center;">63</td> <td data-sheets-numberformat='{"1":2,"2":"0","3":1}' data-sheets-value='{"1":3,"3":22}' style="border-right:1px solid #000000;overflow:hidden;padding:0px 3px 0px 3px;vertical-align:bottom;text-align:center;">22</td> </tr> <tr style="height:20px;"> <td style="border-left:1px solid #000000;overflow:hidden;padding:0px 3px 0px 3px;vertical-align:bottom;font-weight:bold;"></td> <td data-sheets-value='{"1":2,"2":"Triple-walled"}' style="overflow:hidden;padding:0px 3px 0px 3px;vertical-align:bottom;font-weight:bold;">Triple-walled</td> <td data-sheets-value='{"1":2,"2":"Opal (A/O/O)"}' style="border-right:1px solid #000000;overflow:hidden;padding:0px 3px 0px 3px;vertical-align:bottom;font-weight:bold;">Opal (A/O/O)</td> <td data-sheets-numberformat='{"1":2,"2":"0.00","3":1}' data-sheets-value='{"1":3,"3":1.7}' style="overflow:hidden;padding:0px 3px 0px 3px;vertical-align:bottom;text-align:center;">1.70</td> <td data-sheets-numberformat='{"1":2,"2":"0","3":1}' data-sheets-value='{"1":3,"3":61}' style="overflow:hidden;padding:0px 3px 0px 3px;vertical-align:bottom;text-align:center;">61</td> <td data-sheets-numberformat='{"1":2,"2":"0","3":1}' data-sheets-value='{"1":3,"3":48}' style="overflow:hidden;padding:0px 3px 0px 3px;vertical-align:bottom;text-align:center;">48</td> <td data-sheets-numberformat='{"1":2,"2":"0","3":1}' data-sheets-value='{"1":3,"3":22}' style="border-right:1px solid #000000;overflow:hidden;padding:0px 3px 0px 3px;vertical-align:bottom;text-align:center;">22</td> </tr> <tr style="height:20px;"> <td style="border-left:1px solid #000000;overflow:hidden;padding:0px 3px 0px 3px;vertical-align:bottom;font-weight:bold;"></td> <td data-sheets-value='{"1":2,"2":"Four-walled"}' style="overflow:hidden;padding:0px 3px 0px 3px;vertical-align:bottom;font-weight:bold;">Four-walled</td> <td data-sheets-value='{"1":2,"2":"Clear (A/H/H/H)"}' style="border-right:1px solid #000000;overflow:hidden;padding:0px 3px 0px 3px;vertical-align:bottom;font-weight:bold;">Clear (A/H/H/H)</td> <td data-sheets-numberformat='{"1":2,"2":"0.00","3":1}' data-sheets-value='{"1":3,"3":1.28}' style="overflow:hidden;padding:0px 3px 0px 3px;vertical-align:bottom;text-align:center;">1.28</td> <td data-sheets-numberformat='{"1":2,"2":"0","3":1}' data-sheets-value='{"1":3,"3":64}' style="overflow:hidden;padding:0px 3px 0px 3px;vertical-align:bottom;text-align:center;">64</td> <td data-sheets-numberformat='{"1":2,"2":"0","3":1}' data-sheets-value='{"1":3,"3":52}' style="overflow:hidden;padding:0px 3px 0px 3px;vertical-align:bottom;text-align:center;">52</td> <td data-sheets-numberformat='{"1":2,"2":"0","3":1}' data-sheets-value='{"1":3,"3":23}' style="border-right:1px solid #000000;overflow:hidden;padding:0px 3px 0px 3px;vertical-align:bottom;text-align:center;">23</td> </tr> <tr style="height:20px;"> <td style="border-bottom:1px solid #000000;border-left:1px solid #000000;overflow:hidden;padding:0px 3px 0px 3px;vertical-align:bottom;"></td> <td data-sheets-value='{"1":2,"2":"Four-walled"}' style="border-bottom:1px solid #000000;overflow:hidden;padding:0px 3px 0px 3px;vertical-align:bottom;font-weight:bold;">Four-walled</td> <td data-sheets-value='{"1":2,"2":"Opal (A/H/O/H)"}' style="border-right:1px solid #000000;border-bottom:1px solid #000000;overflow:hidden;padding:0px 3px 0px 3px;vertical-align:bottom;font-weight:bold;">Opal (A/H/O/H)</td> <td data-sheets-numberformat='{"1":2,"2":"0.00","3":1}' data-sheets-value='{"1":3,"3":1.28}' style="border-bottom:1px solid #000000;overflow:hidden;padding:0px 3px 0px 3px;vertical-align:bottom;text-align:center;">1.28</td> <td data-sheets-numberformat='{"1":2,"2":"0","3":1}' data-sheets-value='{"1":3,"3":59}' style="border-bottom:1px solid #000000;overflow:hidden;padding:0px 3px 0px 3px;vertical-align:bottom;text-align:center;">59</td> <td data-sheets-numberformat='{"1":2,"2":"0","3":1}' data-sheets-value='{"1":3,"3":46}' style="border-bottom:1px solid #000000;overflow:hidden;padding:0px 3px 0px 3px;vertical-align:bottom;text-align:center;">46</td> <td data-sheets-numberformat='{"1":2,"2":"0","3":1}' data-sheets-value='{"1":3,"3":23}' style="border-right:1px solid #000000;border-bottom:1px solid #000000;overflow:hidden;padding:0px 3px 0px 3px;vertical-align:bottom;text-align:center;">23</td> </tr> <tr style="height:20px;"> <td data-sheets-value='{"1":2,"2":"Polycarbonate"}' style="border-left:1px solid #000000;overflow:hidden;padding:0px 3px 0px 3px;vertical-align:bottom;font-weight:bold;">Polycarbonate</td> <td data-sheets-value='{"1":2,"2":"Single-walled"}' style="overflow:hidden;padding:0px 3px 0px 3px;vertical-align:bottom;font-weight:bold;">Single-walled</td> <td data-sheets-value='{"1":2,"2":"Heatstop Opal (T)"}' style="border-right:1px solid #000000;overflow:hidden;padding:0px 3px 0px 3px;vertical-align:bottom;font-weight:bold;">Heatstop Opal (T)</td> <td data-sheets-numberformat='{"1":2,"2":"0.00","3":1}' data-sheets-value='{"1":3,"3":5.17}' style="overflow:hidden;padding:0px 3px 0px 3px;vertical-align:bottom;text-align:center;">5.17</td> <td data-sheets-numberformat='{"1":2,"2":"0","3":1}' data-sheets-value='{"1":3,"3":49}' style="overflow:hidden;padding:0px 3px 0px 3px;vertical-align:bottom;text-align:center;">49</td> <td data-sheets-numberformat='{"1":2,"2":"0","3":1}' data-sheets-value='{"1":3,"3":59}' style="overflow:hidden;padding:0px 3px 0px 3px;vertical-align:bottom;text-align:center;">59</td> <td data-sheets-numberformat='{"1":2,"2":"0","3":1}' data-sheets-value='{"1":2,"2":"-"}' style="border-right:1px solid #000000;overflow:hidden;padding:0px 3px 0px 3px;vertical-align:bottom;text-align:center;">-</td> </tr> <tr style="height:20px;"> <td data-sheets-value='{"1":2,"2":"Heatstop PC"}' style="border-left:1px solid #000000;overflow:hidden;padding:0px 3px 0px 3px;vertical-align:bottom;font-weight:bold;">Heatstop PC</td> <td data-sheets-value='{"1":2,"2":"Double-walled"}' style="overflow:hidden;padding:0px 3px 0px 3px;vertical-align:bottom;font-weight:bold;">Double-walled</td> <td data-sheets-value='{"1":2,"2":"Clear (T/H)"}' style="border-right:1px solid #000000;overflow:hidden;padding:0px 3px 0px 3px;vertical-align:bottom;font-weight:bold;">Clear (T/H)</td> <td data-sheets-numberformat='{"1":2,"2":"0.00","3":1}' data-sheets-value='{"1":3,"3":2.9}' style="overflow:hidden;padding:0px 3px 0px 3px;vertical-align:bottom;text-align:center;">2.90</td> <td data-sheets-numberformat='{"1":2,"2":"0","3":1}' data-sheets-value='{"1":3,"3":44}' style="overflow:hidden;padding:0px 3px 0px 3px;vertical-align:bottom;text-align:center;">44</td> <td data-sheets-numberformat='{"1":2,"2":"0","3":1}' data-sheets-value='{"1":3,"3":51}' style="overflow:hidden;padding:0px 3px 0px 3px;vertical-align:bottom;text-align:center;">51</td> <td data-sheets-numberformat='{"1":2,"2":"0","3":1}' data-sheets-value='{"1":3,"3":20}' style="border-right:1px solid #000000;overflow:hidden;padding:0px 3px 0px 3px;vertical-align:bottom;text-align:center;">20</td> </tr> <tr style="height:20px;"> <td style="border-left:1px solid #000000;overflow:hidden;padding:0px 3px 0px 3px;vertical-align:bottom;font-weight:bold;"></td> <td data-sheets-value='{"1":2,"2":"Double-walled"}' style="overflow:hidden;padding:0px 3px 0px 3px;vertical-align:bottom;font-weight:bold;">Double-walled</td> <td data-sheets-value='{"1":2,"2":"Opal (T/O)"}' style="border-right:1px solid #000000;overflow:hidden;padding:0px 3px 0px 3px;vertical-align:bottom;font-weight:bold;">Opal (T/O)</td> <td data-sheets-numberformat='{"1":2,"2":"0.00","3":1}' data-sheets-value='{"1":3,"3":2.9}' style="overflow:hidden;padding:0px 3px 0px 3px;vertical-align:bottom;text-align:center;">2.90</td> <td data-sheets-numberformat='{"1":2,"2":"0","3":1}' data-sheets-value='{"1":3,"3":41}' style="overflow:hidden;padding:0px 3px 0px 3px;vertical-align:bottom;text-align:center;">41</td> <td data-sheets-numberformat='{"1":2,"2":"0","3":1}' data-sheets-value='{"1":3,"3":45}' style="overflow:hidden;padding:0px 3px 0px 3px;vertical-align:bottom;text-align:center;">45</td> <td data-sheets-numberformat='{"1":2,"2":"0","3":1}' data-sheets-value='{"1":3,"3":20}' style="border-right:1px solid #000000;overflow:hidden;padding:0px 3px 0px 3px;vertical-align:bottom;text-align:center;">20</td> </tr> <tr style="height:20px;"> <td style="border-left:1px solid #000000;overflow:hidden;padding:0px 3px 0px 3px;vertical-align:bottom;font-weight:bold;"></td> <td data-sheets-value='{"1":2,"2":"Triple-walled"}' style="overflow:hidden; | skylux-160-ce-met-koepel-en-pvc-opstand-30-20-met-lm-motor-1050-x-1050-mm | 8586030743885 | 46872351539533
Smoke and heat exhaust (SHEV) | SHE system | Skylux | Skylux 160° CE with skylight and PVC curb 30/20 with LM-actuator 1050 x 1650 mm |  | 25963 | 5412970259633 | 4514.55 | Yes | 30-45 | 76.84 | 1050 x 1650 mm | 1650 | 1050 |  | PVC 30/20 (30 cm high & roof opening = 20 cm larger than daylight size) | Rectangular | 5.17 W/m²K - 1.28 W/m²K | 87% - 32% | 90% - 32% | 20dB - 23dB | 160° CE (for industry) | skylight | without spoiler | E | Single actuator | Maximum four-walled skylight possible for this product | Ut-value LT-value g-value Rw-value EN 1873 : 2014 EN ISO 13468 EN 16153 EN 410 EN 410 EN ISO 140-3 Material Walls Shells (W/m²K) (%) (%) (dB) Acrylic Single-walled Clear (H) 5.17 90 87 - PMMA Single-walled Opal (O) 5.17 83 76 - Double-walled Clear (H/H) 2.90 81 75 20 Double-walled Opal (O/O) 2.90 69 58 20 Triple-walled Clear (H/H/H) 1.70 73 65 22 Triple-walled Opal (O/H/O) 1.70 62 51 22 Four-walled Clear (H/H/H/H) 1.28 64 54 23 Four-walled Opal (H/H/O/H) 1.28 59 48 23 Polycarbonate Single-walled Clear (A) 5.17 88 83 - PC Single-walled Opal (D) 5.17 58 60 - Double-walled Clear (A/H) 2.90 79 72 20 Double-walled Clear (A/A) 2.90 77 69 20 Double-walled Opal (A/O) 2.90 73 63 20 Double-walled Opal (A/D) 2.90 51 50 20 Triple-walled Clear (A/H/H) 1.70 71 63 22 Triple-walled Opal (A/O/O) 1.70 61 48 22 Four-walled Clear (A/H/H/H) 1.28 64 52 23 Four-walled Opal (A/H/O/H) 1.28 59 46 23 Polycarbonate Single-walled Heatstop Opal (T) 5.17 49 59 - Heatstop PC Double-walled Clear (T/H) 2.90 44 51 20 Double-walled Opal (T/O) 2.90 41 45 20 Triple-walled Clear (T/H/H) 1.70 40 <td data-sheets-numberformat='{"1":2,"2":"0","3":1}' data-sheets-value='{"1":3,"3":44}' style="overflow:hidden;paddin | https://skylux.eu/en/products/skylux-160-ce-met-koepel-en-pvc-opstand-30-20-met-lm-motor-1050-x-1650-mm | https://skylux.eu/cdn/shop/files/Skylux-160deg-CE-met-koepel-en-pvc-opstand-3020-met-LM-motor-1050-x-1650-mm-RWA-systeem.jpg?v=1702980478&width=1600 | https://skylux.eu/cdn/shop/files/e5a82811-1bb0-48e4-a776-cacb59c7c092_2c55cfff-d917-48f1-a8f6-2cd789ec254a.jpg?v=1688551138&width=1600 | //skylux.eu/cdn/shop/files/E_MH_Mounting_instructions_Skylux_160_CE_LM.pdf?v=12406716259046007223 | //skylux.eu/cdn/shop/files/E_TD_Technical_File_Skylux_Skylux_160_CE_Electric.pdf?v=3667116872303399239 | <style type="text/css" id="isPasted"> <!--td { border: 1px solid #cccccc; } br { mso-data-placement: same-cell; } --> </style> <table border="1" cellpadding="0" cellspacing="0" dir="ltr" style="table-layout:fixed;font-size:10pt;font-family:Arial;border-collapse:collapse;border:none;"><tbody> <tr style="height:20px;"> <td style="overflow:hidden;padding:0px 3px 0px 3px;vertical-align:bottom;"></td> <td style="overflow:hidden;padding:0px 3px 0px 3px;vertical-align:bottom;"></td> <td style="overflow:hidden;padding:0px 3px 0px 3px;vertical-align:bottom;"></td> <td data-sheets-value='{"1":2,"2":"Ut-value"}' style="overflow:hidden;padding:0px 3px 0px 3px;vertical-align:bottom;font-weight:bold;text-align:center;">Ut-value</td> <td data-sheets-value='{"1":2,"2":"LT-value"}' style="overflow:hidden;padding:0px 3px 0px 3px;vertical-align:bottom;font-weight:bold;text-align:center;">LT-value</td> <td data-sheets-value='{"1":2,"2":"g-value"}' style="overflow:hidden;padding:0px 3px 0px 3px;vertical-align:bottom;font-weight:bold;text-align:center;">g-value</td> <td data-sheets-value='{"1":2,"2":"Rw-value "}' style="overflow:hidden;padding:0px 3px 0px 3px;vertical-align:bottom;font-weight:bold;text-align:center;">Rw-value </td> </tr> <tr style="height:20px;"> <td style="overflow:hidden;padding:0px 3px 0px 3px;vertical-align:bottom;"></td> <td style="overflow:hidden;padding:0px 3px 0px 3px;vertical-align:bottom;"></td> <td style="overflow:hidden;padding:0px 3px 0px 3px;vertical-align:bottom;"></td> <td data-sheets-numberformat='{"1":2,"2":"0.00","3":1}' data-sheets-value='{"1":2,"2":"EN 1873 : 2014"}' style="overflow:hidden;padding:0px 3px 0px 3px;vertical-align:bottom;text-align:center;">EN 1873 : 2014</td> <td data-sheets-numberformat='{"1":2,"2":"0","3":1}' data-sheets-value='{"1":2,"2":"EN ISO 13468 EN 16153 EN 410"}' style="overflow:hidden;padding:0px 3px 0px 3px;vertical-align:bottom;text-align:center;">EN ISO 13468 EN 16153 EN 410</td> <td data-sheets-numberformat='{"1":2,"2":"0","3":1}' data-sheets-value='{"1":2,"2":"EN 410"}' style="overflow:hidden;padding:0px 3px 0px 3px;vertical-align:bottom;text-align:center;">EN 410</td> <td data-sheets-value='{"1":2,"2":"EN ISO 140-3\t\t"}' style="overflow:hidden;padding:0px 3px 0px 3px;vertical-align:bottom;text-align:center;">EN ISO 140-3 </td> </tr> <tr style="height:20px;"> <td data-sheets-value='{"1":2,"2":"Material"}' style="border-bottom:1px solid #000000;overflow:hidden;padding:0px 3px 0px 3px;vertical-align:bottom;background-color:#000000;font-weight:bold;color:#ffffff;">Material</td> <td data-sheets-value='{"1":2,"2":"Walls"}' style="border-bottom:1px solid #000000;overflow:hidden;padding:0px 3px 0px 3px;vertical-align:bottom;background-color:#000000;font-weight:bold;color:#ffffff;">Walls</td> <td data-sheets-value='{"1":2,"2":"Shells"}' style="border-bottom:1px solid #000000;overflow:hidden;padding:0px 3px 0px 3px;vertical-align:bottom;background-color:#000000;font-weight:bold;color:#ffffff;">Shells</td> <td data-sheets-numberformat='{"1":2,"2":"0.00","3":1}' data-sheets-value='{"1":2,"2":"(W/m²K)\t"}' style="border-bottom:1px solid #000000;overflow:hidden;padding:0px 3px 0px 3px;vertical-align:bottom;background-color:#000000;font-weight:bold;color:#ffffff;text-align:center;">(W/m²K) </td> <td data-sheets-numberformat='{"1":2,"2":"0","3":1}' data-sheets-value='{"1":2,"2":"(%)"}' style="border-bottom:1px solid #000000;overflow:hidden;padding:0px 3px 0px 3px;vertical-align:bottom;background-color:#000000;font-weight:bold;color:#ffffff;text-align:center;">(%)</td> <td data-sheets-numberformat='{"1":2,"2":"0","3":1}' data-sheets-value='{"1":2,"2":"(%)"}' style="border-bottom:1px solid #000000;overflow:hidden;padding:0px 3px 0px 3px;vertical-align:bottom;background-color:#000000;font-weight:bold;color:#ffffff;text-align:center;">(%)</td> <td data-sheets-value='{"1":2,"2":"(dB)"}' style="border-bottom:1px solid #000000;overflow:hidden;padding:0px 3px 0px 3px;vertical-align:bottom;background-color:#000000;font-weight:bold;color:#ffffff;text-align:center;">(dB)</td> </tr> <tr style="height:20px;"> <td data-sheets-value='{"1":2,"2":"Acrylic"}' style="border-left:1px solid #000000;overflow:hidden;padding:0px 3px 0px 3px;vertical-align:bottom;font-weight:bold;">Acrylic</td> <td data-sheets-value='{"1":2,"2":"Single-walled"}' style="overflow:hidden;padding:0px 3px 0px 3px;vertical-align:bottom;font-weight:bold;">Single-walled</td> <td data-sheets-value='{"1":2,"2":"Clear (H)"}' style="border-right:1px solid #000000;overflow:hidden;padding:0px 3px 0px 3px;vertical-align:bottom;font-weight:bold;">Clear (H)</td> <td data-sheets-numberformat='{"1":2,"2":"0.00","3":1}' data-sheets-value='{"1":3,"3":5.17}' style="overflow:hidden;padding:0px 3px 0px 3px;vertical-align:bottom;text-align:center;">5.17</td> <td data-sheets-numberformat='{"1":2,"2":"0","3":1}' data-sheets-value='{"1":3,"3":90}' style="overflow:hidden;padding:0px 3px 0px 3px;vertical-align:bottom;text-align:center;">90</td> <td data-sheets-numberformat='{"1":2,"2":"0","3":1}' data-sheets-value='{"1":3,"3":87}' style="overflow:hidden;padding:0px 3px 0px 3px;vertical-align:bottom;text-align:center;">87</td> <td data-sheets-numberformat='{"1":2,"2":"0","3":1}' data-sheets-value='{"1":2,"2":"-"}' style="border-right:1px solid #000000;overflow:hidden;padding:0px 3px 0px 3px;vertical-align:bottom;text-align:center;">-</td> </tr> <tr style="height:20px;"> <td data-sheets-value='{"1":2,"2":"PMMA"}' style="border-left:1px solid #000000;overflow:hidden;padding:0px 3px 0px 3px;vertical-align:bottom;font-weight:bold;">PMMA</td> <td data-sheets-value='{"1":2,"2":"Single-walled"}' style="overflow:hidden;padding:0px 3px 0px 3px;vertical-align:bottom;font-weight:bold;">Single-walled</td> <td data-sheets-value='{"1":2,"2":"Opal (O)"}' style="border-right:1px solid #000000;overflow:hidden;padding:0px 3px 0px 3px;vertical-align:bottom;font-weight:bold;">Opal (O)</td> <td data-sheets-numberformat='{"1":2,"2":"0.00","3":1}' data-sheets-value='{"1":3,"3":5.17}' style="overflow:hidden;padding:0px 3px 0px 3px;vertical-align:bottom;text-align:center;">5.17</td> <td data-sheets-numberformat='{"1":2,"2":"0","3":1}' data-sheets-value='{"1":3,"3":83}' style="overflow:hidden;padding:0px 3px 0px 3px;vertical-align:bottom;text-align:center;">83</td> <td data-sheets-numberformat='{"1":2,"2":"0","3":1}' data-sheets-value='{"1":3,"3":76}' style="overflow:hidden;padding:0px 3px 0px 3px;vertical-align:bottom;text-align:center;">76</td> <td data-sheets-numberformat='{"1":2,"2":"0","3":1}' data-sheets-value='{"1":2,"2":"-"}' style="border-right:1px solid #000000;overflow:hidden;padding:0px 3px 0px 3px;vertical-align:bottom;text-align:center;">-</td> </tr> <tr style="height:20px;"> <td style="border-left:1px solid #000000;overflow:hidden;padding:0px 3px 0px 3px;vertical-align:bottom;font-weight:bold;"></td> <td data-sheets-value='{"1":2,"2":"Double-walled"}' style="overflow:hidden;padding:0px 3px 0px 3px;vertical-align:bottom;font-weight:bold;">Double-walled</td> <td data-sheets-value='{"1":2,"2":"Clear (H/H)"}' style="border-right:1px solid #000000;overflow:hidden;padding:0px 3px 0px 3px;vertical-align:bottom;font-weight:bold;">Clear (H/H)</td> <td data-sheets-numberformat='{"1":2,"2":"0.00","3":1}' data-sheets-value='{"1":3,"3":2.9}' style="overflow:hidden;padding:0px 3px 0px 3px;vertical-align:bottom;text-align:center;">2.90</td> <td data-sheets-numberformat='{"1":2,"2":"0","3":1}' data-sheets-value='{"1":3,"3":81}' style="overflow:hidden;padding:0px 3px 0px 3px;vertical-align:bottom;text-align:center;">81</td> <td data-sheets-numberformat='{"1":2,"2":"0","3":1}' data-sheets-value='{"1":3,"3":75}' style="overflow:hidden;padding:0px 3px 0px 3px;vertical-align:bottom;text-align:center;">75</td> <td data-sheets-numberformat='{"1":2,"2":"0","3":1}' data-sheets-value='{"1":3,"3":20}' style="border-right:1px solid #000000;overflow:hidden;padding:0px 3px 0px 3px;vertical-align:bottom;text-align:center;">20</td> </tr> <tr style="height:20px;"> <td style="border-left:1px solid #000000;overflow:hidden;padding:0px 3px 0px 3px;vertical-align:bottom;font-weight:bold;"></td> <td data-sheets-value='{"1":2,"2":"Double-walled"}' style="overflow:hidden;padding:0px 3px 0px 3px;vertical-align:bottom;font-weight:bold;">Double-walled</td> <td data-sheets-value='{"1":2,"2":"Opal (O/O)"}' style="border-right:1px solid #000000;overflow:hidden;padding:0px 3px 0px 3px;vertical-align:bottom;font-weight:bold;">Opal (O/O)</td> <td data-sheets-numberformat='{"1":2,"2":"0.00","3":1}' data-sheets-value='{"1":3,"3":2.9}' style="overflow:hidden;padding:0px 3px 0px 3px;vertical-align:bottom;text-align:center;">2.90</td> <td data-sheets-numberformat='{"1":2,"2":"0","3":1}' data-sheets-value='{"1":3,"3":69}' style="overflow:hidden;padding:0px 3px 0px 3px;vertical-align:bottom;text-align:center;">69</td> <td data-sheets-numberformat='{"1":2,"2":"0","3":1}' data-sheets-value='{"1":3,"3":58}' style="overflow:hidden;padding:0px 3px 0px 3px;vertical-align:bottom;text-align:center;">58</td> <td data-sheets-numberformat='{"1":2,"2":"0","3":1}' data-sheets-value='{"1":3,"3":20}' style="border-right:1px solid #000000;overflow:hidden;padding:0px 3px 0px 3px;vertical-align:bottom;text-align:center;">20</td> </tr> <tr style="height:20px;"> <td style="border-left:1px solid #000000;overflow:hidden;padding:0px 3px 0px 3px;vertical-align:bottom;font-weight:bold;"></td> <td data-sheets-value='{"1":2,"2":"Triple-walled"}' style="overflow:hidden;padding:0px 3px 0px 3px;vertical-align:bottom;font-weight:bold;">Triple-walled</td> <td data-sheets-value='{"1":2,"2":"Clear (H/H/H)"}' style="border-right:1px solid #000000;overflow:hidden;padding:0px 3px 0px 3px;vertical-align:bottom;font-weight:bold;">Clear (H/H/H)</td> <td data-sheets-numberformat='{"1":2,"2":"0.00","3":1}' data-sheets-value='{"1":3,"3":1.7}' style="overflow:hidden;padding:0px 3px 0px 3px;vertical-align:bottom;text-align:center;">1.70</td> <td data-sheets-numberformat='{"1":2,"2":"0","3":1}' data-sheets-value='{"1":3,"3":73}' style="overflow:hidden;padding:0px 3px 0px 3px;vertical-align:bottom;text-align:center;">73</td> <td data-sheets-numberformat='{"1":2,"2":"0","3":1}' data-sheets-value='{"1":3,"3":65}' style="overflow:hidden;padding:0px 3px 0px 3px;vertical-align:bottom;text-align:center;">65</td> <td data-sheets-numberformat='{"1":2,"2":"0","3":1}' data-sheets-value='{"1":3,"3":22}' style="border-right:1px solid #000000;overflow:hidden;padding:0px 3px 0px 3px;vertical-align:bottom;text-align:center;">22</td> </tr> <tr style="height:20px;"> <td style="border-left:1px solid #000000;overflow:hidden;padding:0px 3px 0px 3px;vertical-align:bottom;font-weight:bold;"></td> <td data-sheets-value='{"1":2,"2":"Triple-walled"}' style="overflow:hidden;padding:0px 3px 0px 3px;vertical-align:bottom;font-weight:bold;">Triple-walled</td> <td data-sheets-value='{"1":2,"2":"Opal (O/H/O)"}' style="border-right:1px solid #000000;overflow:hidden;padding:0px 3px 0px 3px;vertical-align:bottom;font-weight:bold;">Opal (O/H/O)</td> <td data-sheets-numberformat='{"1":2,"2":"0.00","3":1}' data-sheets-value='{"1":3,"3":1.7}' style="overflow:hidden;padding:0px 3px 0px 3px;vertical-align:bottom;text-align:center;">1.70</td> <td data-sheets-numberformat='{"1":2,"2":"0","3":1}' data-sheets-value='{"1":3,"3":62}' style="overflow:hidden;padding:0px 3px 0px 3px;vertical-align:bottom;text-align:center;">62</td> <td data-sheets-numberformat='{"1":2,"2":"0","3":1}' data-sheets-value='{"1":3,"3":51}' style="overflow:hidden;padding:0px 3px 0px 3px;vertical-align:bottom;text-align:center;">51</td> <td data-sheets-numberformat='{"1":2,"2":"0","3":1}' data-sheets-value='{"1":3,"3":22}' style="border-right:1px solid #000000;overflow:hidden;padding:0px 3px 0px 3px;vertical-align:bottom;text-align:center;">22</td> </tr> <tr style="height:20px;"> <td style="border-left:1px solid #000000;overflow:hidden;padding:0px 3px 0px 3px;vertical-align:bottom;font-weight:bold;"></td> <td data-sheets-value='{"1":2,"2":"Four-walled"}' style="overflow:hidden;padding:0px 3px 0px 3px;vertical-align:bottom;font-weight:bold;">Four-walled</td> <td data-sheets-value='{"1":2,"2":"Clear (H/H/H/H)"}' style="border-right:1px solid #000000;overflow:hidden;padding:0px 3px 0px 3px;vertical-align:bottom;font-weight:bold;">Clear (H/H/H/H)</td> <td data-sheets-numberformat='{"1":2,"2":"0.00","3":1}' data-sheets-value='{"1":3,"3":1.28}' style="overflow:hidden;padding:0px 3px 0px 3px;vertical-align:bottom;text-align:center;">1.28</td> <td data-sheets-numberformat='{"1":2,"2":"0","3":1}' data-sheets-value='{"1":3,"3":64}' style="overflow:hidden;padding:0px 3px 0px 3px;vertical-align:bottom;text-align:center;">64</td> <td data-sheets-numberformat='{"1":2,"2":"0","3":1}' data-sheets-value='{"1":3,"3":54}' style="overflow:hidden;padding:0px 3px 0px 3px;vertical-align:bottom;text-align:center;">54</td> <td data-sheets-numberformat='{"1":2,"2":"0","3":1}' data-sheets-value='{"1":3,"3":23}' style="border-right:1px solid #000000;overflow:hidden;padding:0px 3px 0px 3px;vertical-align:bottom;text-align:center;">23</td> </tr> <tr style="height:20px;"> <td style="border-bottom:1px solid #000000;border-left:1px solid #000000;overflow:hidden;padding:0px 3px 0px 3px;vertical-align:bottom;"></td> <td data-sheets-value='{"1":2,"2":"Four-walled"}' style="border-bottom:1px solid #000000;overflow:hidden;padding:0px 3px 0px 3px;vertical-align:bottom;font-weight:bold;">Four-walled</td> <td data-sheets-value='{"1":2,"2":"Opal (H/H/O/H)"}' style="border-right:1px solid #000000;border-bottom:1px solid #000000;overflow:hidden;padding:0px 3px 0px 3px;vertical-align:bottom;font-weight:bold;">Opal (H/H/O/H)</td> <td data-sheets-numberformat='{"1":2,"2":"0.00","3":1}' data-sheets-value='{"1":3,"3":1.28}' style="border-bottom:1px solid #000000;overflow:hidden;padding:0px 3px 0px 3px;vertical-align:bottom;text-align:center;">1.28</td> <td data-sheets-numberformat='{"1":2,"2":"0","3":1}' data-sheets-value='{"1":3,"3":59}' style="border-bottom:1px solid #000000;overflow:hidden;padding:0px 3px 0px 3px;vertical-align:bottom;text-align:center;">59</td> <td data-sheets-numberformat='{"1":2,"2":"0","3":1}' data-sheets-value='{"1":3,"3":48}' style="border-bottom:1px solid #000000;overflow:hidden;padding:0px 3px 0px 3px;vertical-align:bottom;text-align:center;">48</td> <td data-sheets-numberformat='{"1":2,"2":"0","3":1}' data-sheets-value='{"1":3,"3":23}' style="border-right:1px solid #000000;border-bottom:1px solid #000000;overflow:hidden;padding:0px 3px 0px 3px;vertical-align:bottom;text-align:center;">23</td> </tr> <tr style="height:20px;"> <td data-sheets-value='{"1":2,"2":"Polycarbonate "}' style="border-left:1px solid #000000;overflow:hidden;padding:0px 3px 0px 3px;vertical-align:bottom;font-weight:bold;">Polycarbonate </td> <td data-sheets-value='{"1":2,"2":"Single-walled"}' style="overflow:hidden;padding:0px 3px 0px 3px;vertical-align:bottom;font-weight:bold;">Single-walled</td> <td data-sheets-value='{"1":2,"2":"Clear (A)"}' style="border-right:1px solid #000000;overflow:hidden;padding:0px 3px 0px 3px;vertical-align:bottom;font-weight:bold;">Clear (A)</td> <td data-sheets-numberformat='{"1":2,"2":"0.00","3":1}' data-sheets-value='{"1":3,"3":5.17}' style="overflow:hidden;padding:0px 3px 0px 3px;vertical-align:bottom;text-align:center;">5.17</td> <td data-sheets-numberformat='{"1":2,"2":"0","3":1}' data-sheets-value='{"1":3,"3":88}' style="overflow:hidden;padding:0px 3px 0px 3px;vertical-align:bottom;text-align:center;">88</td> <td data-sheets-numberformat='{"1":2,"2":"0","3":1}' data-sheets-value='{"1":3,"3":83}' style="overflow:hidden;padding:0px 3px 0px 3px;vertical-align:bottom;text-align:center;">83</td> <td data-sheets-numberformat='{"1":2,"2":"0","3":1}' data-sheets-value='{"1":2,"2":"-"}' style="border-right:1px solid #000000;overflow:hidden;padding:0px 3px 0px 3px;vertical-align:bottom;text-align:center;">-</td> </tr> <tr style="height:20px;"> <td data-sheets-value='{"1":2,"2":"PC"}' style="border-left:1px solid #000000;overflow:hidden;padding:0px 3px 0px 3px;vertical-align:bottom;font-weight:bold;">PC</td> <td data-sheets-value='{"1":2,"2":"Single-walled"}' style="overflow:hidden;padding:0px 3px 0px 3px;vertical-align:bottom;font-weight:bold;">Single-walled</td> <td data-sheets-value='{"1":2,"2":"Opal (D)"}' style="border-right:1px solid #000000;overflow:hidden;padding:0px 3px 0px 3px;vertical-align:bottom;font-weight:bold;">Opal (D)</td> <td data-sheets-numberformat='{"1":2,"2":"0.00","3":1}' data-sheets-value='{"1":3,"3":5.17}' style="overflow:hidden;padding:0px 3px 0px 3px;vertical-align:bottom;text-align:center;">5.17</td> <td data-sheets-numberformat='{"1":2,"2":"0","3":1}' data-sheets-value='{"1":3,"3":58}' style="overflow:hidden;padding:0px 3px 0px 3px;vertical-align:bottom;text-align:center;">58</td> <td data-sheets-numberformat='{"1":2,"2":"0","3":1}' data-sheets-value='{"1":3,"3":60}' style="overflow:hidden;padding:0px 3px 0px 3px;vertical-align:bottom;text-align:center;">60</td> <td data-sheets-numberformat='{"1":2,"2":"0","3":1}' data-sheets-value='{"1":2,"2":"-"}' style="border-right:1px solid #000000;overflow:hidden;padding:0px 3px 0px 3px;vertical-align:bottom;text-align:center;">-</td> </tr> <tr style="height:20px;"> <td style="border-left:1px solid #000000;overflow:hidden;padding:0px 3px 0px 3px;vertical-align:bottom;font-weight:bold;"></td> <td data-sheets-value='{"1":2,"2":"Double-walled"}' style="overflow:hidden;padding:0px 3px 0px 3px;vertical-align:bottom;font-weight:bold;">Double-walled</td> <td data-sheets-value='{"1":2,"2":"Clear (A/H)"}' style="border-right:1px solid #000000;overflow:hidden;padding:0px 3px 0px 3px;vertical-align:bottom;font-weight:bold;">Clear (A/H)</td> <td data-sheets-numberformat='{"1":2,"2":"0.00","3":1}' data-sheets-value='{"1":3,"3":2.9}' style="overflow:hidden;padding:0px 3px 0px 3px;vertical-align:bottom;text-align:center;">2.90</td> <td data-sheets-numberformat='{"1":2,"2":"0","3":1}' data-sheets-value='{"1":3,"3":79}' style="overflow:hidden;padding:0px 3px 0px 3px;vertical-align:bottom;text-align:center;">79</td> <td data-sheets-numberformat='{"1":2,"2":"0","3":1}' data-sheets-value='{"1":3,"3":72}' style="overflow:hidden;padding:0px 3px 0px 3px;vertical-align:bottom;text-align:center;">72</td> <td data-sheets-numberformat='{"1":2,"2":"0","3":1}' data-sheets-value='{"1":3,"3":20}' style="border-right:1px solid #000000;overflow:hidden;padding:0px 3px 0px 3px;vertical-align:bottom;text-align:center;">20</td> </tr> <tr style="height:20px;"> <td style="border-left:1px solid #000000;overflow:hidden;padding:0px 3px 0px 3px;vertical-align:bottom;font-weight:bold;"></td> <td data-sheets-value='{"1":2,"2":"Double-walled"}' style="overflow:hidden;padding:0px 3px 0px 3px;vertical-align:bottom;font-weight:bold;">Double-walled</td> <td data-sheets-value='{"1":2,"2":"Clear (A/A)"}' style="border-right:1px solid #000000;overflow:hidden;padding:0px 3px 0px 3px;vertical-align:bottom;font-weight:bold;">Clear (A/A)</td> <td data-sheets-numberformat='{"1":2,"2":"0.00","3":1}' data-sheets-value='{"1":3,"3":2.9}' style="overflow:hidden;padding:0px 3px 0px 3px;vertical-align:bottom;text-align:center;">2.90</td> <td data-sheets-numberformat='{"1":2,"2":"0","3":1}' data-sheets-value='{"1":3,"3":77}' style="overflow:hidden;padding:0px 3px 0px 3px;vertical-align:bottom;text-align:center;">77</td> <td data-sheets-numberformat='{"1":2,"2":"0","3":1}' data-sheets-value='{"1":3,"3":69}' style="overflow:hidden;padding:0px 3px 0px 3px;vertical-align:bottom;text-align:center;">69</td> <td data-sheets-numberformat='{"1":2,"2":"0","3":1}' data-sheets-value='{"1":3,"3":20}' style="border-right:1px solid #000000;overflow:hidden;padding:0px 3px 0px 3px;vertical-align:bottom;text-align:center;">20</td> </tr> <tr style="height:20px;"> <td style="border-left:1px solid #000000;overflow:hidden;padding:0px 3px 0px 3px;vertical-align:bottom;font-weight:bold;"></td> <td data-sheets-value='{"1":2,"2":"Double-walled"}' style="overflow:hidden;padding:0px 3px 0px 3px;vertical-align:bottom;font-weight:bold;">Double-walled</td> <td data-sheets-value='{"1":2,"2":"Opal (A/O)"}' style="border-right:1px solid #000000;overflow:hidden;padding:0px 3px 0px 3px;vertical-align:bottom;font-weight:bold;">Opal (A/O)</td> <td data-sheets-numberformat='{"1":2,"2":"0.00","3":1}' data-sheets-value='{"1":3,"3":2.9}' style="overflow:hidden;padding:0px 3px 0px 3px;vertical-align:bottom;text-align:center;">2.90</td> <td data-sheets-numberformat='{"1":2,"2":"0","3":1}' data-sheets-value='{"1":3,"3":73}' style="overflow:hidden;padding:0px 3px 0px 3px;vertical-align:bottom;text-align:center;">73</td> <td data-sheets-numberformat='{"1":2,"2":"0","3":1}' data-sheets-value='{"1":3,"3":63}' style="overflow:hidden;padding:0px 3px 0px 3px;vertical-align:bottom;text-align:center;">63</td> <td data-sheets-numberformat='{"1":2,"2":"0","3":1}' data-sheets-value='{"1":3,"3":20}' style="border-right:1px solid #000000;overflow:hidden;padding:0px 3px 0px 3px;vertical-align:bottom;text-align:center;">20</td> </tr> <tr style="height:20px;"> <td style="border-left:1px solid #000000;overflow:hidden;padding:0px 3px 0px 3px;vertical-align:bottom;font-weight:bold;"></td> <td data-sheets-value='{"1":2,"2":"Double-walled"}' style="overflow:hidden;padding:0px 3px 0px 3px;vertical-align:bottom;font-weight:bold;">Double-walled</td> <td data-sheets-value='{"1":2,"2":"Opal (A/D)"}' style="border-right:1px solid #000000;overflow:hidden;padding:0px 3px 0px 3px;vertical-align:bottom;font-weight:bold;">Opal (A/D)</td> <td data-sheets-numberformat='{"1":2,"2":"0.00","3":1}' data-sheets-value='{"1":3,"3":2.9}' style="overflow:hidden;padding:0px 3px 0px 3px;vertical-align:bottom;text-align:center;">2.90</td> <td data-sheets-numberformat='{"1":2,"2":"0","3":1}' data-sheets-value='{"1":3,"3":51}' style="overflow:hidden;padding:0px 3px 0px 3px;vertical-align:bottom;text-align:center;">51</td> <td data-sheets-numberformat='{"1":2,"2":"0","3":1}' data-sheets-value='{"1":3,"3":50}' style="overflow:hidden;padding:0px 3px 0px 3px;vertical-align:bottom;text-align:center;">50</td> <td data-sheets-numberformat='{"1":2,"2":"0","3":1}' data-sheets-value='{"1":3,"3":20}' style="border-right:1px solid #000000;overflow:hidden;padding:0px 3px 0px 3px;vertical-align:bottom;text-align:center;">20</td> </tr> <tr style="height:20px;"> <td style="border-left:1px solid #000000;overflow:hidden;padding:0px 3px 0px 3px;vertical-align:bottom;font-weight:bold;"></td> <td data-sheets-value='{"1":2,"2":"Triple-walled"}' style="overflow:hidden;padding:0px 3px 0px 3px;vertical-align:bottom;font-weight:bold;">Triple-walled</td> <td data-sheets-value='{"1":2,"2":"Clear (A/H/H)"}' style="border-right:1px solid #000000;overflow:hidden;padding:0px 3px 0px 3px;vertical-align:bottom;font-weight:bold;">Clear (A/H/H)</td> <td data-sheets-numberformat='{"1":2,"2":"0.00","3":1}' data-sheets-value='{"1":3,"3":1.7}' style="overflow:hidden;padding:0px 3px 0px 3px;vertical-align:bottom;text-align:center;">1.70</td> <td data-sheets-numberformat='{"1":2,"2":"0","3":1}' data-sheets-value='{"1":3,"3":71}' style="overflow:hidden;padding:0px 3px 0px 3px;vertical-align:bottom;text-align:center;">71</td> <td data-sheets-numberformat='{"1":2,"2":"0","3":1}' data-sheets-value='{"1":3,"3":63}' style="overflow:hidden;padding:0px 3px 0px 3px;vertical-align:bottom;text-align:center;">63</td> <td data-sheets-numberformat='{"1":2,"2":"0","3":1}' data-sheets-value='{"1":3,"3":22}' style="border-right:1px solid #000000;overflow:hidden;padding:0px 3px 0px 3px;vertical-align:bottom;text-align:center;">22</td> </tr> <tr style="height:20px;"> <td style="border-left:1px solid #000000;overflow:hidden;padding:0px 3px 0px 3px;vertical-align:bottom;font-weight:bold;"></td> <td data-sheets-value='{"1":2,"2":"Triple-walled"}' style="overflow:hidden;padding:0px 3px 0px 3px;vertical-align:bottom;font-weight:bold;">Triple-walled</td> <td data-sheets-value='{"1":2,"2":"Opal (A/O/O)"}' style="border-right:1px solid #000000;overflow:hidden;padding:0px 3px 0px 3px;vertical-align:bottom;font-weight:bold;">Opal (A/O/O)</td> <td data-sheets-numberformat='{"1":2,"2":"0.00","3":1}' data-sheets-value='{"1":3,"3":1.7}' style="overflow:hidden;padding:0px 3px 0px 3px;vertical-align:bottom;text-align:center;">1.70</td> <td data-sheets-numberformat='{"1":2,"2":"0","3":1}' data-sheets-value='{"1":3,"3":61}' style="overflow:hidden;padding:0px 3px 0px 3px;vertical-align:bottom;text-align:center;">61</td> <td data-sheets-numberformat='{"1":2,"2":"0","3":1}' data-sheets-value='{"1":3,"3":48}' style="overflow:hidden;padding:0px 3px 0px 3px;vertical-align:bottom;text-align:center;">48</td> <td data-sheets-numberformat='{"1":2,"2":"0","3":1}' data-sheets-value='{"1":3,"3":22}' style="border-right:1px solid #000000;overflow:hidden;padding:0px 3px 0px 3px;vertical-align:bottom;text-align:center;">22</td> </tr> <tr style="height:20px;"> <td style="border-left:1px solid #000000;overflow:hidden;padding:0px 3px 0px 3px;vertical-align:bottom;font-weight:bold;"></td> <td data-sheets-value='{"1":2,"2":"Four-walled"}' style="overflow:hidden;padding:0px 3px 0px 3px;vertical-align:bottom;font-weight:bold;">Four-walled</td> <td data-sheets-value='{"1":2,"2":"Clear (A/H/H/H)"}' style="border-right:1px solid #000000;overflow:hidden;padding:0px 3px 0px 3px;vertical-align:bottom;font-weight:bold;">Clear (A/H/H/H)</td> <td data-sheets-numberformat='{"1":2,"2":"0.00","3":1}' data-sheets-value='{"1":3,"3":1.28}' style="overflow:hidden;padding:0px 3px 0px 3px;vertical-align:bottom;text-align:center;">1.28</td> <td data-sheets-numberformat='{"1":2,"2":"0","3":1}' data-sheets-value='{"1":3,"3":64}' style="overflow:hidden;padding:0px 3px 0px 3px;vertical-align:bottom;text-align:center;">64</td> <td data-sheets-numberformat='{"1":2,"2":"0","3":1}' data-sheets-value='{"1":3,"3":52}' style="overflow:hidden;padding:0px 3px 0px 3px;vertical-align:bottom;text-align:center;">52</td> <td data-sheets-numberformat='{"1":2,"2":"0","3":1}' data-sheets-value='{"1":3,"3":23}' style="border-right:1px solid #000000;overflow:hidden;padding:0px 3px 0px 3px;vertical-align:bottom;text-align:center;">23</td> </tr> <tr style="height:20px;"> <td style="border-bottom:1px solid #000000;border-left:1px solid #000000;overflow:hidden;padding:0px 3px 0px 3px;vertical-align:bottom;"></td> <td data-sheets-value='{"1":2,"2":"Four-walled"}' style="border-bottom:1px solid #000000;overflow:hidden;padding:0px 3px 0px 3px;vertical-align:bottom;font-weight:bold;">Four-walled</td> <td data-sheets-value='{"1":2,"2":"Opal (A/H/O/H)"}' style="border-right:1px solid #000000;border-bottom:1px solid #000000;overflow:hidden;padding:0px 3px 0px 3px;vertical-align:bottom;font-weight:bold;">Opal (A/H/O/H)</td> <td data-sheets-numberformat='{"1":2,"2":"0.00","3":1}' data-sheets-value='{"1":3,"3":1.28}' style="border-bottom:1px solid #000000;overflow:hidden;padding:0px 3px 0px 3px;vertical-align:bottom;text-align:center;">1.28</td> <td data-sheets-numberformat='{"1":2,"2":"0","3":1}' data-sheets-value='{"1":3,"3":59}' style="border-bottom:1px solid #000000;overflow:hidden;padding:0px 3px 0px 3px;vertical-align:bottom;text-align:center;">59</td> <td data-sheets-numberformat='{"1":2,"2":"0","3":1}' data-sheets-value='{"1":3,"3":46}' style="border-bottom:1px solid #000000;overflow:hidden;padding:0px 3px 0px 3px;vertical-align:bottom;text-align:center;">46</td> <td data-sheets-numberformat='{"1":2,"2":"0","3":1}' data-sheets-value='{"1":3,"3":23}' style="border-right:1px solid #000000;border-bottom:1px solid #000000;overflow:hidden;padding:0px 3px 0px 3px;vertical-align:bottom;text-align:center;">23</td> </tr> <tr style="height:20px;"> <td data-sheets-value='{"1":2,"2":"Polycarbonate"}' style="border-left:1px solid #000000;overflow:hidden;padding:0px 3px 0px 3px;vertical-align:bottom;font-weight:bold;">Polycarbonate</td> <td data-sheets-value='{"1":2,"2":"Single-walled"}' style="overflow:hidden;padding:0px 3px 0px 3px;vertical-align:bottom;font-weight:bold;">Single-walled</td> <td data-sheets-value='{"1":2,"2":"Heatstop Opal (T)"}' style="border-right:1px solid #000000;overflow:hidden;padding:0px 3px 0px 3px;vertical-align:bottom;font-weight:bold;">Heatstop Opal (T)</td> <td data-sheets-numberformat='{"1":2,"2":"0.00","3":1}' data-sheets-value='{"1":3,"3":5.17}' style="overflow:hidden;padding:0px 3px 0px 3px;vertical-align:bottom;text-align:center;">5.17</td> <td data-sheets-numberformat='{"1":2,"2":"0","3":1}' data-sheets-value='{"1":3,"3":49}' style="overflow:hidden;padding:0px 3px 0px 3px;vertical-align:bottom;text-align:center;">49</td> <td data-sheets-numberformat='{"1":2,"2":"0","3":1}' data-sheets-value='{"1":3,"3":59}' style="overflow:hidden;padding:0px 3px 0px 3px;vertical-align:bottom;text-align:center;">59</td> <td data-sheets-numberformat='{"1":2,"2":"0","3":1}' data-sheets-value='{"1":2,"2":"-"}' style="border-right:1px solid #000000;overflow:hidden;padding:0px 3px 0px 3px;vertical-align:bottom;text-align:center;">-</td> </tr> <tr style="height:20px;"> <td data-sheets-value='{"1":2,"2":"Heatstop PC"}' style="border-left:1px solid #000000;overflow:hidden;padding:0px 3px 0px 3px;vertical-align:bottom;font-weight:bold;">Heatstop PC</td> <td data-sheets-value='{"1":2,"2":"Double-walled"}' style="overflow:hidden;padding:0px 3px 0px 3px;vertical-align:bottom;font-weight:bold;">Double-walled</td> <td data-sheets-value='{"1":2,"2":"Clear (T/H)"}' style="border-right:1px solid #000000;overflow:hidden;padding:0px 3px 0px 3px;vertical-align:bottom;font-weight:bold;">Clear (T/H)</td> <td data-sheets-numberformat='{"1":2,"2":"0.00","3":1}' data-sheets-value='{"1":3,"3":2.9}' style="overflow:hidden;padding:0px 3px 0px 3px;vertical-align:bottom;text-align:center;">2.90</td> <td data-sheets-numberformat='{"1":2,"2":"0","3":1}' data-sheets-value='{"1":3,"3":44}' style="overflow:hidden;padding:0px 3px 0px 3px;vertical-align:bottom;text-align:center;">44</td> <td data-sheets-numberformat='{"1":2,"2":"0","3":1}' data-sheets-value='{"1":3,"3":51}' style="overflow:hidden;padding:0px 3px 0px 3px;vertical-align:bottom;text-align:center;">51</td> <td data-sheets-numberformat='{"1":2,"2":"0","3":1}' data-sheets-value='{"1":3,"3":20}' style="border-right:1px solid #000000;overflow:hidden;padding:0px 3px 0px 3px;vertical-align:bottom;text-align:center;">20</td> </tr> <tr style="height:20px;"> <td style="border-left:1px solid #000000;overflow:hidden;padding:0px 3px 0px 3px;vertical-align:bottom;font-weight:bold;"></td> <td data-sheets-value='{"1":2,"2":"Double-walled"}' style="overflow:hidden;padding:0px 3px 0px 3px;vertical-align:bottom;font-weight:bold;">Double-walled</td> <td data-sheets-value='{"1":2,"2":"Opal (T/O)"}' style="border-right:1px solid #000000;overflow:hidden;padding:0px 3px 0px 3px;vertical-align:bottom;font-weight:bold;">Opal (T/O)</td> <td data-sheets-numberformat='{"1":2,"2":"0.00","3":1}' data-sheets-value='{"1":3,"3":2.9}' style="overflow:hidden;padding:0px 3px 0px 3px;vertical-align:bottom;text-align:center;">2.90</td> <td data-sheets-numberformat='{"1":2,"2":"0","3":1}' data-sheets-value='{"1":3,"3":41}' style="overflow:hidden;padding:0px 3px 0px 3px;vertical-align:bottom;text-align:center;">41</td> <td data-sheets-numberformat='{"1":2,"2":"0","3":1}' data-sheets-value='{"1":3,"3":45}' style="overflow:hidden;padding:0px 3px 0px 3px;vertical-align:bottom;text-align:center;">45</td> <td data-sheets-numberformat='{"1":2,"2":"0","3":1}' data-sheets-value='{"1":3,"3":20}' style="border-right:1px solid #000000;overflow:hidden;padding:0px 3px 0px 3px;vertical-align:bottom;text-align:center;">20</td> </tr> <tr style="height:20px;"> <td style="border-left:1px solid #000000;overflow:hidden;padding:0px 3px 0px 3px;vertical-align:bottom;font-weight:bold;"></td> <td data-sheets-value='{"1":2,"2":"Triple-walled"}' style="overflow:hidden; | skylux-160-ce-met-koepel-en-pvc-opstand-30-20-met-lm-motor-1050-x-1650-mm | 8586030809421 | 46872351867213
Smoke and heat exhaust (SHEV) | SHE system | Skylux | Skylux 160° CE with skylight and PVC curb 30/20 with LM-actuator 1050 x 2250 mm |  | 25964 | 5412970259640 | 5217.55 | Yes | 30-45 | 94.13 | 1050 x 2250 mm | 2250 | 1050 |  | PVC 30/20 (30 cm high & roof opening = 20 cm larger than daylight size) | Rectangular | 5.17 W/m²K - 1.28 W/m²K | 87% - 32% | 90% - 32% | 20dB - 23dB | 160° CE (for industry) | skylight | without spoiler | E | Single actuator | Maximum four-walled skylight possible for this product | Ut-value LT-value g-value Rw-value EN 1873 : 2014 EN ISO 13468 EN 16153 EN 410 EN 410 EN ISO 140-3 Material Walls Shells (W/m²K) (%) (%) (dB) Acrylic Single-walled Clear (H) 5.17 90 87 - PMMA Single-walled Opal (O) 5.17 83 76 - Double-walled Clear (H/H) 2.90 81 75 20 Double-walled Opal (O/O) 2.90 69 58 20 Triple-walled Clear (H/H/H) 1.70 73 65 22 Triple-walled Opal (O/H/O) 1.70 62 51 22 Four-walled Clear (H/H/H/H) 1.28 64 54 23 Four-walled Opal (H/H/O/H) 1.28 59 48 23 Polycarbonate Single-walled Clear (A) 5.17 88 83 - PC Single-walled Opal (D) 5.17 58 60 - Double-walled Clear (A/H) 2.90 79 72 20 Double-walled Clear (A/A) 2.90 77 69 20 Double-walled Opal (A/O) 2.90 73 63 20 Double-walled Opal (A/D) 2.90 51 50 20 Triple-walled Clear (A/H/H) 1.70 71 63 22 Triple-walled Opal (A/O/O) 1.70 61 48 22 Four-walled Clear (A/H/H/H) 1.28 64 52 23 Four-walled Opal (A/H/O/H) 1.28 59 46 23 Polycarbonate Single-walled Heatstop Opal (T) 5.17 49 59 - Heatstop PC Double-walled Clear (T/H) 2.90 44 51 20 Double-walled Opal (T/O) 2.90 41 45 20 Triple-walled Clear (T/H/H) 1.70 40 <td data-sheets-numberformat='{"1":2,"2":"0","3":1}' data-sheets-value='{"1":3,"3":44}' style="overflow:hidden;paddin | https://skylux.eu/en/products/skylux-160-ce-met-koepel-en-pvc-opstand-30-20-met-lm-motor-1050-x-2250-mm | https://skylux.eu/cdn/shop/files/Skylux-160deg-CE-met-koepel-en-pvc-opstand-3020-met-LM-motor-1050-x-2250-mm-RWA-systeem.jpg?v=1702980483&width=1600 | https://skylux.eu/cdn/shop/files/e5a82811-1bb0-48e4-a776-cacb59c7c092_31cd1b77-6c02-4620-a8d8-d312f132a7c0.jpg?v=1688551139&width=1600 | //skylux.eu/cdn/shop/files/E_MH_Mounting_instructions_Skylux_160_CE_LM.pdf?v=12406716259046007223 | //skylux.eu/cdn/shop/files/E_TD_Technical_File_Skylux_Skylux_160_CE_Electric.pdf?v=3667116872303399239 | <style type="text/css" id="isPasted"> <!--td { border: 1px solid #cccccc; } br { mso-data-placement: same-cell; } --> </style> <table border="1" cellpadding="0" cellspacing="0" dir="ltr" style="table-layout:fixed;font-size:10pt;font-family:Arial;border-collapse:collapse;border:none;"><tbody> <tr style="height:20px;"> <td style="overflow:hidden;padding:0px 3px 0px 3px;vertical-align:bottom;"></td> <td style="overflow:hidden;padding:0px 3px 0px 3px;vertical-align:bottom;"></td> <td style="overflow:hidden;padding:0px 3px 0px 3px;vertical-align:bottom;"></td> <td data-sheets-value='{"1":2,"2":"Ut-value"}' style="overflow:hidden;padding:0px 3px 0px 3px;vertical-align:bottom;font-weight:bold;text-align:center;">Ut-value</td> <td data-sheets-value='{"1":2,"2":"LT-value"}' style="overflow:hidden;padding:0px 3px 0px 3px;vertical-align:bottom;font-weight:bold;text-align:center;">LT-value</td> <td data-sheets-value='{"1":2,"2":"g-value"}' style="overflow:hidden;padding:0px 3px 0px 3px;vertical-align:bottom;font-weight:bold;text-align:center;">g-value</td> <td data-sheets-value='{"1":2,"2":"Rw-value "}' style="overflow:hidden;padding:0px 3px 0px 3px;vertical-align:bottom;font-weight:bold;text-align:center;">Rw-value </td> </tr> <tr style="height:20px;"> <td style="overflow:hidden;padding:0px 3px 0px 3px;vertical-align:bottom;"></td> <td style="overflow:hidden;padding:0px 3px 0px 3px;vertical-align:bottom;"></td> <td style="overflow:hidden;padding:0px 3px 0px 3px;vertical-align:bottom;"></td> <td data-sheets-numberformat='{"1":2,"2":"0.00","3":1}' data-sheets-value='{"1":2,"2":"EN 1873 : 2014"}' style="overflow:hidden;padding:0px 3px 0px 3px;vertical-align:bottom;text-align:center;">EN 1873 : 2014</td> <td data-sheets-numberformat='{"1":2,"2":"0","3":1}' data-sheets-value='{"1":2,"2":"EN ISO 13468 EN 16153 EN 410"}' style="overflow:hidden;padding:0px 3px 0px 3px;vertical-align:bottom;text-align:center;">EN ISO 13468 EN 16153 EN 410</td> <td data-sheets-numberformat='{"1":2,"2":"0","3":1}' data-sheets-value='{"1":2,"2":"EN 410"}' style="overflow:hidden;padding:0px 3px 0px 3px;vertical-align:bottom;text-align:center;">EN 410</td> <td data-sheets-value='{"1":2,"2":"EN ISO 140-3\t\t"}' style="overflow:hidden;padding:0px 3px 0px 3px;vertical-align:bottom;text-align:center;">EN ISO 140-3 </td> </tr> <tr style="height:20px;"> <td data-sheets-value='{"1":2,"2":"Material"}' style="border-bottom:1px solid #000000;overflow:hidden;padding:0px 3px 0px 3px;vertical-align:bottom;background-color:#000000;font-weight:bold;color:#ffffff;">Material</td> <td data-sheets-value='{"1":2,"2":"Walls"}' style="border-bottom:1px solid #000000;overflow:hidden;padding:0px 3px 0px 3px;vertical-align:bottom;background-color:#000000;font-weight:bold;color:#ffffff;">Walls</td> <td data-sheets-value='{"1":2,"2":"Shells"}' style="border-bottom:1px solid #000000;overflow:hidden;padding:0px 3px 0px 3px;vertical-align:bottom;background-color:#000000;font-weight:bold;color:#ffffff;">Shells</td> <td data-sheets-numberformat='{"1":2,"2":"0.00","3":1}' data-sheets-value='{"1":2,"2":"(W/m²K)\t"}' style="border-bottom:1px solid #000000;overflow:hidden;padding:0px 3px 0px 3px;vertical-align:bottom;background-color:#000000;font-weight:bold;color:#ffffff;text-align:center;">(W/m²K) </td> <td data-sheets-numberformat='{"1":2,"2":"0","3":1}' data-sheets-value='{"1":2,"2":"(%)"}' style="border-bottom:1px solid #000000;overflow:hidden;padding:0px 3px 0px 3px;vertical-align:bottom;background-color:#000000;font-weight:bold;color:#ffffff;text-align:center;">(%)</td> <td data-sheets-numberformat='{"1":2,"2":"0","3":1}' data-sheets-value='{"1":2,"2":"(%)"}' style="border-bottom:1px solid #000000;overflow:hidden;padding:0px 3px 0px 3px;vertical-align:bottom;background-color:#000000;font-weight:bold;color:#ffffff;text-align:center;">(%)</td> <td data-sheets-value='{"1":2,"2":"(dB)"}' style="border-bottom:1px solid #000000;overflow:hidden;padding:0px 3px 0px 3px;vertical-align:bottom;background-color:#000000;font-weight:bold;color:#ffffff;text-align:center;">(dB)</td> </tr> <tr style="height:20px;"> <td data-sheets-value='{"1":2,"2":"Acrylic"}' style="border-left:1px solid #000000;overflow:hidden;padding:0px 3px 0px 3px;vertical-align:bottom;font-weight:bold;">Acrylic</td> <td data-sheets-value='{"1":2,"2":"Single-walled"}' style="overflow:hidden;padding:0px 3px 0px 3px;vertical-align:bottom;font-weight:bold;">Single-walled</td> <td data-sheets-value='{"1":2,"2":"Clear (H)"}' style="border-right:1px solid #000000;overflow:hidden;padding:0px 3px 0px 3px;vertical-align:bottom;font-weight:bold;">Clear (H)</td> <td data-sheets-numberformat='{"1":2,"2":"0.00","3":1}' data-sheets-value='{"1":3,"3":5.17}' style="overflow:hidden;padding:0px 3px 0px 3px;vertical-align:bottom;text-align:center;">5.17</td> <td data-sheets-numberformat='{"1":2,"2":"0","3":1}' data-sheets-value='{"1":3,"3":90}' style="overflow:hidden;padding:0px 3px 0px 3px;vertical-align:bottom;text-align:center;">90</td> <td data-sheets-numberformat='{"1":2,"2":"0","3":1}' data-sheets-value='{"1":3,"3":87}' style="overflow:hidden;padding:0px 3px 0px 3px;vertical-align:bottom;text-align:center;">87</td> <td data-sheets-numberformat='{"1":2,"2":"0","3":1}' data-sheets-value='{"1":2,"2":"-"}' style="border-right:1px solid #000000;overflow:hidden;padding:0px 3px 0px 3px;vertical-align:bottom;text-align:center;">-</td> </tr> <tr style="height:20px;"> <td data-sheets-value='{"1":2,"2":"PMMA"}' style="border-left:1px solid #000000;overflow:hidden;padding:0px 3px 0px 3px;vertical-align:bottom;font-weight:bold;">PMMA</td> <td data-sheets-value='{"1":2,"2":"Single-walled"}' style="overflow:hidden;padding:0px 3px 0px 3px;vertical-align:bottom;font-weight:bold;">Single-walled</td> <td data-sheets-value='{"1":2,"2":"Opal (O)"}' style="border-right:1px solid #000000;overflow:hidden;padding:0px 3px 0px 3px;vertical-align:bottom;font-weight:bold;">Opal (O)</td> <td data-sheets-numberformat='{"1":2,"2":"0.00","3":1}' data-sheets-value='{"1":3,"3":5.17}' style="overflow:hidden;padding:0px 3px 0px 3px;vertical-align:bottom;text-align:center;">5.17</td> <td data-sheets-numberformat='{"1":2,"2":"0","3":1}' data-sheets-value='{"1":3,"3":83}' style="overflow:hidden;padding:0px 3px 0px 3px;vertical-align:bottom;text-align:center;">83</td> <td data-sheets-numberformat='{"1":2,"2":"0","3":1}' data-sheets-value='{"1":3,"3":76}' style="overflow:hidden;padding:0px 3px 0px 3px;vertical-align:bottom;text-align:center;">76</td> <td data-sheets-numberformat='{"1":2,"2":"0","3":1}' data-sheets-value='{"1":2,"2":"-"}' style="border-right:1px solid #000000;overflow:hidden;padding:0px 3px 0px 3px;vertical-align:bottom;text-align:center;">-</td> </tr> <tr style="height:20px;"> <td style="border-left:1px solid #000000;overflow:hidden;padding:0px 3px 0px 3px;vertical-align:bottom;font-weight:bold;"></td> <td data-sheets-value='{"1":2,"2":"Double-walled"}' style="overflow:hidden;padding:0px 3px 0px 3px;vertical-align:bottom;font-weight:bold;">Double-walled</td> <td data-sheets-value='{"1":2,"2":"Clear (H/H)"}' style="border-right:1px solid #000000;overflow:hidden;padding:0px 3px 0px 3px;vertical-align:bottom;font-weight:bold;">Clear (H/H)</td> <td data-sheets-numberformat='{"1":2,"2":"0.00","3":1}' data-sheets-value='{"1":3,"3":2.9}' style="overflow:hidden;padding:0px 3px 0px 3px;vertical-align:bottom;text-align:center;">2.90</td> <td data-sheets-numberformat='{"1":2,"2":"0","3":1}' data-sheets-value='{"1":3,"3":81}' style="overflow:hidden;padding:0px 3px 0px 3px;vertical-align:bottom;text-align:center;">81</td> <td data-sheets-numberformat='{"1":2,"2":"0","3":1}' data-sheets-value='{"1":3,"3":75}' style="overflow:hidden;padding:0px 3px 0px 3px;vertical-align:bottom;text-align:center;">75</td> <td data-sheets-numberformat='{"1":2,"2":"0","3":1}' data-sheets-value='{"1":3,"3":20}' style="border-right:1px solid #000000;overflow:hidden;padding:0px 3px 0px 3px;vertical-align:bottom;text-align:center;">20</td> </tr> <tr style="height:20px;"> <td style="border-left:1px solid #000000;overflow:hidden;padding:0px 3px 0px 3px;vertical-align:bottom;font-weight:bold;"></td> <td data-sheets-value='{"1":2,"2":"Double-walled"}' style="overflow:hidden;padding:0px 3px 0px 3px;vertical-align:bottom;font-weight:bold;">Double-walled</td> <td data-sheets-value='{"1":2,"2":"Opal (O/O)"}' style="border-right:1px solid #000000;overflow:hidden;padding:0px 3px 0px 3px;vertical-align:bottom;font-weight:bold;">Opal (O/O)</td> <td data-sheets-numberformat='{"1":2,"2":"0.00","3":1}' data-sheets-value='{"1":3,"3":2.9}' style="overflow:hidden;padding:0px 3px 0px 3px;vertical-align:bottom;text-align:center;">2.90</td> <td data-sheets-numberformat='{"1":2,"2":"0","3":1}' data-sheets-value='{"1":3,"3":69}' style="overflow:hidden;padding:0px 3px 0px 3px;vertical-align:bottom;text-align:center;">69</td> <td data-sheets-numberformat='{"1":2,"2":"0","3":1}' data-sheets-value='{"1":3,"3":58}' style="overflow:hidden;padding:0px 3px 0px 3px;vertical-align:bottom;text-align:center;">58</td> <td data-sheets-numberformat='{"1":2,"2":"0","3":1}' data-sheets-value='{"1":3,"3":20}' style="border-right:1px solid #000000;overflow:hidden;padding:0px 3px 0px 3px;vertical-align:bottom;text-align:center;">20</td> </tr> <tr style="height:20px;"> <td style="border-left:1px solid #000000;overflow:hidden;padding:0px 3px 0px 3px;vertical-align:bottom;font-weight:bold;"></td> <td data-sheets-value='{"1":2,"2":"Triple-walled"}' style="overflow:hidden;padding:0px 3px 0px 3px;vertical-align:bottom;font-weight:bold;">Triple-walled</td> <td data-sheets-value='{"1":2,"2":"Clear (H/H/H)"}' style="border-right:1px solid #000000;overflow:hidden;padding:0px 3px 0px 3px;vertical-align:bottom;font-weight:bold;">Clear (H/H/H)</td> <td data-sheets-numberformat='{"1":2,"2":"0.00","3":1}' data-sheets-value='{"1":3,"3":1.7}' style="overflow:hidden;padding:0px 3px 0px 3px;vertical-align:bottom;text-align:center;">1.70</td> <td data-sheets-numberformat='{"1":2,"2":"0","3":1}' data-sheets-value='{"1":3,"3":73}' style="overflow:hidden;padding:0px 3px 0px 3px;vertical-align:bottom;text-align:center;">73</td> <td data-sheets-numberformat='{"1":2,"2":"0","3":1}' data-sheets-value='{"1":3,"3":65}' style="overflow:hidden;padding:0px 3px 0px 3px;vertical-align:bottom;text-align:center;">65</td> <td data-sheets-numberformat='{"1":2,"2":"0","3":1}' data-sheets-value='{"1":3,"3":22}' style="border-right:1px solid #000000;overflow:hidden;padding:0px 3px 0px 3px;vertical-align:bottom;text-align:center;">22</td> </tr> <tr style="height:20px;"> <td style="border-left:1px solid #000000;overflow:hidden;padding:0px 3px 0px 3px;vertical-align:bottom;font-weight:bold;"></td> <td data-sheets-value='{"1":2,"2":"Triple-walled"}' style="overflow:hidden;padding:0px 3px 0px 3px;vertical-align:bottom;font-weight:bold;">Triple-walled</td> <td data-sheets-value='{"1":2,"2":"Opal (O/H/O)"}' style="border-right:1px solid #000000;overflow:hidden;padding:0px 3px 0px 3px;vertical-align:bottom;font-weight:bold;">Opal (O/H/O)</td> <td data-sheets-numberformat='{"1":2,"2":"0.00","3":1}' data-sheets-value='{"1":3,"3":1.7}' style="overflow:hidden;padding:0px 3px 0px 3px;vertical-align:bottom;text-align:center;">1.70</td> <td data-sheets-numberformat='{"1":2,"2":"0","3":1}' data-sheets-value='{"1":3,"3":62}' style="overflow:hidden;padding:0px 3px 0px 3px;vertical-align:bottom;text-align:center;">62</td> <td data-sheets-numberformat='{"1":2,"2":"0","3":1}' data-sheets-value='{"1":3,"3":51}' style="overflow:hidden;padding:0px 3px 0px 3px;vertical-align:bottom;text-align:center;">51</td> <td data-sheets-numberformat='{"1":2,"2":"0","3":1}' data-sheets-value='{"1":3,"3":22}' style="border-right:1px solid #000000;overflow:hidden;padding:0px 3px 0px 3px;vertical-align:bottom;text-align:center;">22</td> </tr> <tr style="height:20px;"> <td style="border-left:1px solid #000000;overflow:hidden;padding:0px 3px 0px 3px;vertical-align:bottom;font-weight:bold;"></td> <td data-sheets-value='{"1":2,"2":"Four-walled"}' style="overflow:hidden;padding:0px 3px 0px 3px;vertical-align:bottom;font-weight:bold;">Four-walled</td> <td data-sheets-value='{"1":2,"2":"Clear (H/H/H/H)"}' style="border-right:1px solid #000000;overflow:hidden;padding:0px 3px 0px 3px;vertical-align:bottom;font-weight:bold;">Clear (H/H/H/H)</td> <td data-sheets-numberformat='{"1":2,"2":"0.00","3":1}' data-sheets-value='{"1":3,"3":1.28}' style="overflow:hidden;padding:0px 3px 0px 3px;vertical-align:bottom;text-align:center;">1.28</td> <td data-sheets-numberformat='{"1":2,"2":"0","3":1}' data-sheets-value='{"1":3,"3":64}' style="overflow:hidden;padding:0px 3px 0px 3px;vertical-align:bottom;text-align:center;">64</td> <td data-sheets-numberformat='{"1":2,"2":"0","3":1}' data-sheets-value='{"1":3,"3":54}' style="overflow:hidden;padding:0px 3px 0px 3px;vertical-align:bottom;text-align:center;">54</td> <td data-sheets-numberformat='{"1":2,"2":"0","3":1}' data-sheets-value='{"1":3,"3":23}' style="border-right:1px solid #000000;overflow:hidden;padding:0px 3px 0px 3px;vertical-align:bottom;text-align:center;">23</td> </tr> <tr style="height:20px;"> <td style="border-bottom:1px solid #000000;border-left:1px solid #000000;overflow:hidden;padding:0px 3px 0px 3px;vertical-align:bottom;"></td> <td data-sheets-value='{"1":2,"2":"Four-walled"}' style="border-bottom:1px solid #000000;overflow:hidden;padding:0px 3px 0px 3px;vertical-align:bottom;font-weight:bold;">Four-walled</td> <td data-sheets-value='{"1":2,"2":"Opal (H/H/O/H)"}' style="border-right:1px solid #000000;border-bottom:1px solid #000000;overflow:hidden;padding:0px 3px 0px 3px;vertical-align:bottom;font-weight:bold;">Opal (H/H/O/H)</td> <td data-sheets-numberformat='{"1":2,"2":"0.00","3":1}' data-sheets-value='{"1":3,"3":1.28}' style="border-bottom:1px solid #000000;overflow:hidden;padding:0px 3px 0px 3px;vertical-align:bottom;text-align:center;">1.28</td> <td data-sheets-numberformat='{"1":2,"2":"0","3":1}' data-sheets-value='{"1":3,"3":59}' style="border-bottom:1px solid #000000;overflow:hidden;padding:0px 3px 0px 3px;vertical-align:bottom;text-align:center;">59</td> <td data-sheets-numberformat='{"1":2,"2":"0","3":1}' data-sheets-value='{"1":3,"3":48}' style="border-bottom:1px solid #000000;overflow:hidden;padding:0px 3px 0px 3px;vertical-align:bottom;text-align:center;">48</td> <td data-sheets-numberformat='{"1":2,"2":"0","3":1}' data-sheets-value='{"1":3,"3":23}' style="border-right:1px solid #000000;border-bottom:1px solid #000000;overflow:hidden;padding:0px 3px 0px 3px;vertical-align:bottom;text-align:center;">23</td> </tr> <tr style="height:20px;"> <td data-sheets-value='{"1":2,"2":"Polycarbonate "}' style="border-left:1px solid #000000;overflow:hidden;padding:0px 3px 0px 3px;vertical-align:bottom;font-weight:bold;">Polycarbonate </td> <td data-sheets-value='{"1":2,"2":"Single-walled"}' style="overflow:hidden;padding:0px 3px 0px 3px;vertical-align:bottom;font-weight:bold;">Single-walled</td> <td data-sheets-value='{"1":2,"2":"Clear (A)"}' style="border-right:1px solid #000000;overflow:hidden;padding:0px 3px 0px 3px;vertical-align:bottom;font-weight:bold;">Clear (A)</td> <td data-sheets-numberformat='{"1":2,"2":"0.00","3":1}' data-sheets-value='{"1":3,"3":5.17}' style="overflow:hidden;padding:0px 3px 0px 3px;vertical-align:bottom;text-align:center;">5.17</td> <td data-sheets-numberformat='{"1":2,"2":"0","3":1}' data-sheets-value='{"1":3,"3":88}' style="overflow:hidden;padding:0px 3px 0px 3px;vertical-align:bottom;text-align:center;">88</td> <td data-sheets-numberformat='{"1":2,"2":"0","3":1}' data-sheets-value='{"1":3,"3":83}' style="overflow:hidden;padding:0px 3px 0px 3px;vertical-align:bottom;text-align:center;">83</td> <td data-sheets-numberformat='{"1":2,"2":"0","3":1}' data-sheets-value='{"1":2,"2":"-"}' style="border-right:1px solid #000000;overflow:hidden;padding:0px 3px 0px 3px;vertical-align:bottom;text-align:center;">-</td> </tr> <tr style="height:20px;"> <td data-sheets-value='{"1":2,"2":"PC"}' style="border-left:1px solid #000000;overflow:hidden;padding:0px 3px 0px 3px;vertical-align:bottom;font-weight:bold;">PC</td> <td data-sheets-value='{"1":2,"2":"Single-walled"}' style="overflow:hidden;padding:0px 3px 0px 3px;vertical-align:bottom;font-weight:bold;">Single-walled</td> <td data-sheets-value='{"1":2,"2":"Opal (D)"}' style="border-right:1px solid #000000;overflow:hidden;padding:0px 3px 0px 3px;vertical-align:bottom;font-weight:bold;">Opal (D)</td> <td data-sheets-numberformat='{"1":2,"2":"0.00","3":1}' data-sheets-value='{"1":3,"3":5.17}' style="overflow:hidden;padding:0px 3px 0px 3px;vertical-align:bottom;text-align:center;">5.17</td> <td data-sheets-numberformat='{"1":2,"2":"0","3":1}' data-sheets-value='{"1":3,"3":58}' style="overflow:hidden;padding:0px 3px 0px 3px;vertical-align:bottom;text-align:center;">58</td> <td data-sheets-numberformat='{"1":2,"2":"0","3":1}' data-sheets-value='{"1":3,"3":60}' style="overflow:hidden;padding:0px 3px 0px 3px;vertical-align:bottom;text-align:center;">60</td> <td data-sheets-numberformat='{"1":2,"2":"0","3":1}' data-sheets-value='{"1":2,"2":"-"}' style="border-right:1px solid #000000;overflow:hidden;padding:0px 3px 0px 3px;vertical-align:bottom;text-align:center;">-</td> </tr> <tr style="height:20px;"> <td style="border-left:1px solid #000000;overflow:hidden;padding:0px 3px 0px 3px;vertical-align:bottom;font-weight:bold;"></td> <td data-sheets-value='{"1":2,"2":"Double-walled"}' style="overflow:hidden;padding:0px 3px 0px 3px;vertical-align:bottom;font-weight:bold;">Double-walled</td> <td data-sheets-value='{"1":2,"2":"Clear (A/H)"}' style="border-right:1px solid #000000;overflow:hidden;padding:0px 3px 0px 3px;vertical-align:bottom;font-weight:bold;">Clear (A/H)</td> <td data-sheets-numberformat='{"1":2,"2":"0.00","3":1}' data-sheets-value='{"1":3,"3":2.9}' style="overflow:hidden;padding:0px 3px 0px 3px;vertical-align:bottom;text-align:center;">2.90</td> <td data-sheets-numberformat='{"1":2,"2":"0","3":1}' data-sheets-value='{"1":3,"3":79}' style="overflow:hidden;padding:0px 3px 0px 3px;vertical-align:bottom;text-align:center;">79</td> <td data-sheets-numberformat='{"1":2,"2":"0","3":1}' data-sheets-value='{"1":3,"3":72}' style="overflow:hidden;padding:0px 3px 0px 3px;vertical-align:bottom;text-align:center;">72</td> <td data-sheets-numberformat='{"1":2,"2":"0","3":1}' data-sheets-value='{"1":3,"3":20}' style="border-right:1px solid #000000;overflow:hidden;padding:0px 3px 0px 3px;vertical-align:bottom;text-align:center;">20</td> </tr> <tr style="height:20px;"> <td style="border-left:1px solid #000000;overflow:hidden;padding:0px 3px 0px 3px;vertical-align:bottom;font-weight:bold;"></td> <td data-sheets-value='{"1":2,"2":"Double-walled"}' style="overflow:hidden;padding:0px 3px 0px 3px;vertical-align:bottom;font-weight:bold;">Double-walled</td> <td data-sheets-value='{"1":2,"2":"Clear (A/A)"}' style="border-right:1px solid #000000;overflow:hidden;padding:0px 3px 0px 3px;vertical-align:bottom;font-weight:bold;">Clear (A/A)</td> <td data-sheets-numberformat='{"1":2,"2":"0.00","3":1}' data-sheets-value='{"1":3,"3":2.9}' style="overflow:hidden;padding:0px 3px 0px 3px;vertical-align:bottom;text-align:center;">2.90</td> <td data-sheets-numberformat='{"1":2,"2":"0","3":1}' data-sheets-value='{"1":3,"3":77}' style="overflow:hidden;padding:0px 3px 0px 3px;vertical-align:bottom;text-align:center;">77</td> <td data-sheets-numberformat='{"1":2,"2":"0","3":1}' data-sheets-value='{"1":3,"3":69}' style="overflow:hidden;padding:0px 3px 0px 3px;vertical-align:bottom;text-align:center;">69</td> <td data-sheets-numberformat='{"1":2,"2":"0","3":1}' data-sheets-value='{"1":3,"3":20}' style="border-right:1px solid #000000;overflow:hidden;padding:0px 3px 0px 3px;vertical-align:bottom;text-align:center;">20</td> </tr> <tr style="height:20px;"> <td style="border-left:1px solid #000000;overflow:hidden;padding:0px 3px 0px 3px;vertical-align:bottom;font-weight:bold;"></td> <td data-sheets-value='{"1":2,"2":"Double-walled"}' style="overflow:hidden;padding:0px 3px 0px 3px;vertical-align:bottom;font-weight:bold;">Double-walled</td> <td data-sheets-value='{"1":2,"2":"Opal (A/O)"}' style="border-right:1px solid #000000;overflow:hidden;padding:0px 3px 0px 3px;vertical-align:bottom;font-weight:bold;">Opal (A/O)</td> <td data-sheets-numberformat='{"1":2,"2":"0.00","3":1}' data-sheets-value='{"1":3,"3":2.9}' style="overflow:hidden;padding:0px 3px 0px 3px;vertical-align:bottom;text-align:center;">2.90</td> <td data-sheets-numberformat='{"1":2,"2":"0","3":1}' data-sheets-value='{"1":3,"3":73}' style="overflow:hidden;padding:0px 3px 0px 3px;vertical-align:bottom;text-align:center;">73</td> <td data-sheets-numberformat='{"1":2,"2":"0","3":1}' data-sheets-value='{"1":3,"3":63}' style="overflow:hidden;padding:0px 3px 0px 3px;vertical-align:bottom;text-align:center;">63</td> <td data-sheets-numberformat='{"1":2,"2":"0","3":1}' data-sheets-value='{"1":3,"3":20}' style="border-right:1px solid #000000;overflow:hidden;padding:0px 3px 0px 3px;vertical-align:bottom;text-align:center;">20</td> </tr> <tr style="height:20px;"> <td style="border-left:1px solid #000000;overflow:hidden;padding:0px 3px 0px 3px;vertical-align:bottom;font-weight:bold;"></td> <td data-sheets-value='{"1":2,"2":"Double-walled"}' style="overflow:hidden;padding:0px 3px 0px 3px;vertical-align:bottom;font-weight:bold;">Double-walled</td> <td data-sheets-value='{"1":2,"2":"Opal (A/D)"}' style="border-right:1px solid #000000;overflow:hidden;padding:0px 3px 0px 3px;vertical-align:bottom;font-weight:bold;">Opal (A/D)</td> <td data-sheets-numberformat='{"1":2,"2":"0.00","3":1}' data-sheets-value='{"1":3,"3":2.9}' style="overflow:hidden;padding:0px 3px 0px 3px;vertical-align:bottom;text-align:center;">2.90</td> <td data-sheets-numberformat='{"1":2,"2":"0","3":1}' data-sheets-value='{"1":3,"3":51}' style="overflow:hidden;padding:0px 3px 0px 3px;vertical-align:bottom;text-align:center;">51</td> <td data-sheets-numberformat='{"1":2,"2":"0","3":1}' data-sheets-value='{"1":3,"3":50}' style="overflow:hidden;padding:0px 3px 0px 3px;vertical-align:bottom;text-align:center;">50</td> <td data-sheets-numberformat='{"1":2,"2":"0","3":1}' data-sheets-value='{"1":3,"3":20}' style="border-right:1px solid #000000;overflow:hidden;padding:0px 3px 0px 3px;vertical-align:bottom;text-align:center;">20</td> </tr> <tr style="height:20px;"> <td style="border-left:1px solid #000000;overflow:hidden;padding:0px 3px 0px 3px;vertical-align:bottom;font-weight:bold;"></td> <td data-sheets-value='{"1":2,"2":"Triple-walled"}' style="overflow:hidden;padding:0px 3px 0px 3px;vertical-align:bottom;font-weight:bold;">Triple-walled</td> <td data-sheets-value='{"1":2,"2":"Clear (A/H/H)"}' style="border-right:1px solid #000000;overflow:hidden;padding:0px 3px 0px 3px;vertical-align:bottom;font-weight:bold;">Clear (A/H/H)</td> <td data-sheets-numberformat='{"1":2,"2":"0.00","3":1}' data-sheets-value='{"1":3,"3":1.7}' style="overflow:hidden;padding:0px 3px 0px 3px;vertical-align:bottom;text-align:center;">1.70</td> <td data-sheets-numberformat='{"1":2,"2":"0","3":1}' data-sheets-value='{"1":3,"3":71}' style="overflow:hidden;padding:0px 3px 0px 3px;vertical-align:bottom;text-align:center;">71</td> <td data-sheets-numberformat='{"1":2,"2":"0","3":1}' data-sheets-value='{"1":3,"3":63}' style="overflow:hidden;padding:0px 3px 0px 3px;vertical-align:bottom;text-align:center;">63</td> <td data-sheets-numberformat='{"1":2,"2":"0","3":1}' data-sheets-value='{"1":3,"3":22}' style="border-right:1px solid #000000;overflow:hidden;padding:0px 3px 0px 3px;vertical-align:bottom;text-align:center;">22</td> </tr> <tr style="height:20px;"> <td style="border-left:1px solid #000000;overflow:hidden;padding:0px 3px 0px 3px;vertical-align:bottom;font-weight:bold;"></td> <td data-sheets-value='{"1":2,"2":"Triple-walled"}' style="overflow:hidden;padding:0px 3px 0px 3px;vertical-align:bottom;font-weight:bold;">Triple-walled</td> <td data-sheets-value='{"1":2,"2":"Opal (A/O/O)"}' style="border-right:1px solid #000000;overflow:hidden;padding:0px 3px 0px 3px;vertical-align:bottom;font-weight:bold;">Opal (A/O/O)</td> <td data-sheets-numberformat='{"1":2,"2":"0.00","3":1}' data-sheets-value='{"1":3,"3":1.7}' style="overflow:hidden;padding:0px 3px 0px 3px;vertical-align:bottom;text-align:center;">1.70</td> <td data-sheets-numberformat='{"1":2,"2":"0","3":1}' data-sheets-value='{"1":3,"3":61}' style="overflow:hidden;padding:0px 3px 0px 3px;vertical-align:bottom;text-align:center;">61</td> <td data-sheets-numberformat='{"1":2,"2":"0","3":1}' data-sheets-value='{"1":3,"3":48}' style="overflow:hidden;padding:0px 3px 0px 3px;vertical-align:bottom;text-align:center;">48</td> <td data-sheets-numberformat='{"1":2,"2":"0","3":1}' data-sheets-value='{"1":3,"3":22}' style="border-right:1px solid #000000;overflow:hidden;padding:0px 3px 0px 3px;vertical-align:bottom;text-align:center;">22</td> </tr> <tr style="height:20px;"> <td style="border-left:1px solid #000000;overflow:hidden;padding:0px 3px 0px 3px;vertical-align:bottom;font-weight:bold;"></td> <td data-sheets-value='{"1":2,"2":"Four-walled"}' style="overflow:hidden;padding:0px 3px 0px 3px;vertical-align:bottom;font-weight:bold;">Four-walled</td> <td data-sheets-value='{"1":2,"2":"Clear (A/H/H/H)"}' style="border-right:1px solid #000000;overflow:hidden;padding:0px 3px 0px 3px;vertical-align:bottom;font-weight:bold;">Clear (A/H/H/H)</td> <td data-sheets-numberformat='{"1":2,"2":"0.00","3":1}' data-sheets-value='{"1":3,"3":1.28}' style="overflow:hidden;padding:0px 3px 0px 3px;vertical-align:bottom;text-align:center;">1.28</td> <td data-sheets-numberformat='{"1":2,"2":"0","3":1}' data-sheets-value='{"1":3,"3":64}' style="overflow:hidden;padding:0px 3px 0px 3px;vertical-align:bottom;text-align:center;">64</td> <td data-sheets-numberformat='{"1":2,"2":"0","3":1}' data-sheets-value='{"1":3,"3":52}' style="overflow:hidden;padding:0px 3px 0px 3px;vertical-align:bottom;text-align:center;">52</td> <td data-sheets-numberformat='{"1":2,"2":"0","3":1}' data-sheets-value='{"1":3,"3":23}' style="border-right:1px solid #000000;overflow:hidden;padding:0px 3px 0px 3px;vertical-align:bottom;text-align:center;">23</td> </tr> <tr style="height:20px;"> <td style="border-bottom:1px solid #000000;border-left:1px solid #000000;overflow:hidden;padding:0px 3px 0px 3px;vertical-align:bottom;"></td> <td data-sheets-value='{"1":2,"2":"Four-walled"}' style="border-bottom:1px solid #000000;overflow:hidden;padding:0px 3px 0px 3px;vertical-align:bottom;font-weight:bold;">Four-walled</td> <td data-sheets-value='{"1":2,"2":"Opal (A/H/O/H)"}' style="border-right:1px solid #000000;border-bottom:1px solid #000000;overflow:hidden;padding:0px 3px 0px 3px;vertical-align:bottom;font-weight:bold;">Opal (A/H/O/H)</td> <td data-sheets-numberformat='{"1":2,"2":"0.00","3":1}' data-sheets-value='{"1":3,"3":1.28}' style="border-bottom:1px solid #000000;overflow:hidden;padding:0px 3px 0px 3px;vertical-align:bottom;text-align:center;">1.28</td> <td data-sheets-numberformat='{"1":2,"2":"0","3":1}' data-sheets-value='{"1":3,"3":59}' style="border-bottom:1px solid #000000;overflow:hidden;padding:0px 3px 0px 3px;vertical-align:bottom;text-align:center;">59</td> <td data-sheets-numberformat='{"1":2,"2":"0","3":1}' data-sheets-value='{"1":3,"3":46}' style="border-bottom:1px solid #000000;overflow:hidden;padding:0px 3px 0px 3px;vertical-align:bottom;text-align:center;">46</td> <td data-sheets-numberformat='{"1":2,"2":"0","3":1}' data-sheets-value='{"1":3,"3":23}' style="border-right:1px solid #000000;border-bottom:1px solid #000000;overflow:hidden;padding:0px 3px 0px 3px;vertical-align:bottom;text-align:center;">23</td> </tr> <tr style="height:20px;"> <td data-sheets-value='{"1":2,"2":"Polycarbonate"}' style="border-left:1px solid #000000;overflow:hidden;padding:0px 3px 0px 3px;vertical-align:bottom;font-weight:bold;">Polycarbonate</td> <td data-sheets-value='{"1":2,"2":"Single-walled"}' style="overflow:hidden;padding:0px 3px 0px 3px;vertical-align:bottom;font-weight:bold;">Single-walled</td> <td data-sheets-value='{"1":2,"2":"Heatstop Opal (T)"}' style="border-right:1px solid #000000;overflow:hidden;padding:0px 3px 0px 3px;vertical-align:bottom;font-weight:bold;">Heatstop Opal (T)</td> <td data-sheets-numberformat='{"1":2,"2":"0.00","3":1}' data-sheets-value='{"1":3,"3":5.17}' style="overflow:hidden;padding:0px 3px 0px 3px;vertical-align:bottom;text-align:center;">5.17</td> <td data-sheets-numberformat='{"1":2,"2":"0","3":1}' data-sheets-value='{"1":3,"3":49}' style="overflow:hidden;padding:0px 3px 0px 3px;vertical-align:bottom;text-align:center;">49</td> <td data-sheets-numberformat='{"1":2,"2":"0","3":1}' data-sheets-value='{"1":3,"3":59}' style="overflow:hidden;padding:0px 3px 0px 3px;vertical-align:bottom;text-align:center;">59</td> <td data-sheets-numberformat='{"1":2,"2":"0","3":1}' data-sheets-value='{"1":2,"2":"-"}' style="border-right:1px solid #000000;overflow:hidden;padding:0px 3px 0px 3px;vertical-align:bottom;text-align:center;">-</td> </tr> <tr style="height:20px;"> <td data-sheets-value='{"1":2,"2":"Heatstop PC"}' style="border-left:1px solid #000000;overflow:hidden;padding:0px 3px 0px 3px;vertical-align:bottom;font-weight:bold;">Heatstop PC</td> <td data-sheets-value='{"1":2,"2":"Double-walled"}' style="overflow:hidden;padding:0px 3px 0px 3px;vertical-align:bottom;font-weight:bold;">Double-walled</td> <td data-sheets-value='{"1":2,"2":"Clear (T/H)"}' style="border-right:1px solid #000000;overflow:hidden;padding:0px 3px 0px 3px;vertical-align:bottom;font-weight:bold;">Clear (T/H)</td> <td data-sheets-numberformat='{"1":2,"2":"0.00","3":1}' data-sheets-value='{"1":3,"3":2.9}' style="overflow:hidden;padding:0px 3px 0px 3px;vertical-align:bottom;text-align:center;">2.90</td> <td data-sheets-numberformat='{"1":2,"2":"0","3":1}' data-sheets-value='{"1":3,"3":44}' style="overflow:hidden;padding:0px 3px 0px 3px;vertical-align:bottom;text-align:center;">44</td> <td data-sheets-numberformat='{"1":2,"2":"0","3":1}' data-sheets-value='{"1":3,"3":51}' style="overflow:hidden;padding:0px 3px 0px 3px;vertical-align:bottom;text-align:center;">51</td> <td data-sheets-numberformat='{"1":2,"2":"0","3":1}' data-sheets-value='{"1":3,"3":20}' style="border-right:1px solid #000000;overflow:hidden;padding:0px 3px 0px 3px;vertical-align:bottom;text-align:center;">20</td> </tr> <tr style="height:20px;"> <td style="border-left:1px solid #000000;overflow:hidden;padding:0px 3px 0px 3px;vertical-align:bottom;font-weight:bold;"></td> <td data-sheets-value='{"1":2,"2":"Double-walled"}' style="overflow:hidden;padding:0px 3px 0px 3px;vertical-align:bottom;font-weight:bold;">Double-walled</td> <td data-sheets-value='{"1":2,"2":"Opal (T/O)"}' style="border-right:1px solid #000000;overflow:hidden;padding:0px 3px 0px 3px;vertical-align:bottom;font-weight:bold;">Opal (T/O)</td> <td data-sheets-numberformat='{"1":2,"2":"0.00","3":1}' data-sheets-value='{"1":3,"3":2.9}' style="overflow:hidden;padding:0px 3px 0px 3px;vertical-align:bottom;text-align:center;">2.90</td> <td data-sheets-numberformat='{"1":2,"2":"0","3":1}' data-sheets-value='{"1":3,"3":41}' style="overflow:hidden;padding:0px 3px 0px 3px;vertical-align:bottom;text-align:center;">41</td> <td data-sheets-numberformat='{"1":2,"2":"0","3":1}' data-sheets-value='{"1":3,"3":45}' style="overflow:hidden;padding:0px 3px 0px 3px;vertical-align:bottom;text-align:center;">45</td> <td data-sheets-numberformat='{"1":2,"2":"0","3":1}' data-sheets-value='{"1":3,"3":20}' style="border-right:1px solid #000000;overflow:hidden;padding:0px 3px 0px 3px;vertical-align:bottom;text-align:center;">20</td> </tr> <tr style="height:20px;"> <td style="border-left:1px solid #000000;overflow:hidden;padding:0px 3px 0px 3px;vertical-align:bottom;font-weight:bold;"></td> <td data-sheets-value='{"1":2,"2":"Triple-walled"}' style="overflow:hidden; | skylux-160-ce-met-koepel-en-pvc-opstand-30-20-met-lm-motor-1050-x-2250-mm | 8586030842189 | 46872351932749
Smoke and heat exhaust (SHEV) | SHE system | Skylux | Skylux 160° CE with skylight and PVC curb 30/20 with LM-actuator 1100 x 1100 mm |  | 25953 | 5412970259534 | 3893.8 | Yes | 30-45 | 65.8 | 1100 x 1100 mm | 1100 | 1100 |  | PVC 30/20 (30 cm high & roof opening = 20 cm larger than daylight size) | Square | 5.17 W/m²K - 1.28 W/m²K | 87% - 32% | 90% - 32% | 20dB - 23dB | 160° CE (for industry) | skylight | without spoiler | E | Single actuator | Maximum four-walled skylight possible for this product | Ut-value LT-value g-value Rw-value EN 1873 : 2014 EN ISO 13468 EN 16153 EN 410 EN 410 EN ISO 140-3 Material Walls Shells (W/m²K) (%) (%) (dB) Acrylic Single-walled Clear (H) 5.17 90 87 - PMMA Single-walled Opal (O) 5.17 83 76 - Double-walled Clear (H/H) 2.90 81 75 20 Double-walled Opal (O/O) 2.90 69 58 20 Triple-walled Clear (H/H/H) 1.70 73 65 22 Triple-walled Opal (O/H/O) 1.70 62 51 22 Four-walled Clear (H/H/H/H) 1.28 64 54 23 Four-walled Opal (H/H/O/H) 1.28 59 48 23 Polycarbonate Single-walled Clear (A) 5.17 88 83 - PC Single-walled Opal (D) 5.17 58 60 - Double-walled Clear (A/H) 2.90 79 72 20 Double-walled Clear (A/A) 2.90 77 69 20 Double-walled Opal (A/O) 2.90 73 63 20 Double-walled Opal (A/D) 2.90 51 50 20 Triple-walled Clear (A/H/H) 1.70 71 63 22 Triple-walled Opal (A/O/O) 1.70 61 48 22 Four-walled Clear (A/H/H/H) 1.28 64 52 23 Four-walled Opal (A/H/O/H) 1.28 59 46 23 Polycarbonate Single-walled Heatstop Opal (T) 5.17 49 59 - Heatstop PC Double-walled Clear (T/H) 2.90 44 51 20 Double-walled Opal (T/O) 2.90 41 45 20 Triple-walled Clear (T/H/H) 1.70 40 <td data-sheets-numberformat='{"1":2,"2":"0","3":1}' data-sheets-value='{"1":3,"3":44}' style="overflow:hidden;paddin | https://skylux.eu/en/products/skylux-160-ce-met-koepel-en-pvc-opstand-30-20-met-lm-motor-1100-x-1100-mm | https://skylux.eu/cdn/shop/files/Skylux-160deg-CE-met-koepel-en-pvc-opstand-3020-met-LM-motor-1100-x-1100-mm-RWA-systeem.jpg?v=1702980489&width=1600 | https://skylux.eu/cdn/shop/files/e5a82811-1bb0-48e4-a776-cacb59c7c092_c493c3cc-17d8-4e01-93f9-9b60126115cf.jpg?v=1688551140&width=1600 | //skylux.eu/cdn/shop/files/E_MH_Mounting_instructions_Skylux_160_CE_LM.pdf?v=12406716259046007223 | //skylux.eu/cdn/shop/files/E_TD_Technical_File_Skylux_Skylux_160_CE_Electric.pdf?v=3667116872303399239 | <style type="text/css" id="isPasted"> <!--td { border: 1px solid #cccccc; } br { mso-data-placement: same-cell; } --> </style> <table border="1" cellpadding="0" cellspacing="0" dir="ltr" style="table-layout:fixed;font-size:10pt;font-family:Arial;border-collapse:collapse;border:none;"><tbody> <tr style="height:20px;"> <td style="overflow:hidden;padding:0px 3px 0px 3px;vertical-align:bottom;"></td> <td style="overflow:hidden;padding:0px 3px 0px 3px;vertical-align:bottom;"></td> <td style="overflow:hidden;padding:0px 3px 0px 3px;vertical-align:bottom;"></td> <td data-sheets-value='{"1":2,"2":"Ut-value"}' style="overflow:hidden;padding:0px 3px 0px 3px;vertical-align:bottom;font-weight:bold;text-align:center;">Ut-value</td> <td data-sheets-value='{"1":2,"2":"LT-value"}' style="overflow:hidden;padding:0px 3px 0px 3px;vertical-align:bottom;font-weight:bold;text-align:center;">LT-value</td> <td data-sheets-value='{"1":2,"2":"g-value"}' style="overflow:hidden;padding:0px 3px 0px 3px;vertical-align:bottom;font-weight:bold;text-align:center;">g-value</td> <td data-sheets-value='{"1":2,"2":"Rw-value "}' style="overflow:hidden;padding:0px 3px 0px 3px;vertical-align:bottom;font-weight:bold;text-align:center;">Rw-value </td> </tr> <tr style="height:20px;"> <td style="overflow:hidden;padding:0px 3px 0px 3px;vertical-align:bottom;"></td> <td style="overflow:hidden;padding:0px 3px 0px 3px;vertical-align:bottom;"></td> <td style="overflow:hidden;padding:0px 3px 0px 3px;vertical-align:bottom;"></td> <td data-sheets-numberformat='{"1":2,"2":"0.00","3":1}' data-sheets-value='{"1":2,"2":"EN 1873 : 2014"}' style="overflow:hidden;padding:0px 3px 0px 3px;vertical-align:bottom;text-align:center;">EN 1873 : 2014</td> <td data-sheets-numberformat='{"1":2,"2":"0","3":1}' data-sheets-value='{"1":2,"2":"EN ISO 13468 EN 16153 EN 410"}' style="overflow:hidden;padding:0px 3px 0px 3px;vertical-align:bottom;text-align:center;">EN ISO 13468 EN 16153 EN 410</td> <td data-sheets-numberformat='{"1":2,"2":"0","3":1}' data-sheets-value='{"1":2,"2":"EN 410"}' style="overflow:hidden;padding:0px 3px 0px 3px;vertical-align:bottom;text-align:center;">EN 410</td> <td data-sheets-value='{"1":2,"2":"EN ISO 140-3\t\t"}' style="overflow:hidden;padding:0px 3px 0px 3px;vertical-align:bottom;text-align:center;">EN ISO 140-3 </td> </tr> <tr style="height:20px;"> <td data-sheets-value='{"1":2,"2":"Material"}' style="border-bottom:1px solid #000000;overflow:hidden;padding:0px 3px 0px 3px;vertical-align:bottom;background-color:#000000;font-weight:bold;color:#ffffff;">Material</td> <td data-sheets-value='{"1":2,"2":"Walls"}' style="border-bottom:1px solid #000000;overflow:hidden;padding:0px 3px 0px 3px;vertical-align:bottom;background-color:#000000;font-weight:bold;color:#ffffff;">Walls</td> <td data-sheets-value='{"1":2,"2":"Shells"}' style="border-bottom:1px solid #000000;overflow:hidden;padding:0px 3px 0px 3px;vertical-align:bottom;background-color:#000000;font-weight:bold;color:#ffffff;">Shells</td> <td data-sheets-numberformat='{"1":2,"2":"0.00","3":1}' data-sheets-value='{"1":2,"2":"(W/m²K)\t"}' style="border-bottom:1px solid #000000;overflow:hidden;padding:0px 3px 0px 3px;vertical-align:bottom;background-color:#000000;font-weight:bold;color:#ffffff;text-align:center;">(W/m²K) </td> <td data-sheets-numberformat='{"1":2,"2":"0","3":1}' data-sheets-value='{"1":2,"2":"(%)"}' style="border-bottom:1px solid #000000;overflow:hidden;padding:0px 3px 0px 3px;vertical-align:bottom;background-color:#000000;font-weight:bold;color:#ffffff;text-align:center;">(%)</td> <td data-sheets-numberformat='{"1":2,"2":"0","3":1}' data-sheets-value='{"1":2,"2":"(%)"}' style="border-bottom:1px solid #000000;overflow:hidden;padding:0px 3px 0px 3px;vertical-align:bottom;background-color:#000000;font-weight:bold;color:#ffffff;text-align:center;">(%)</td> <td data-sheets-value='{"1":2,"2":"(dB)"}' style="border-bottom:1px solid #000000;overflow:hidden;padding:0px 3px 0px 3px;vertical-align:bottom;background-color:#000000;font-weight:bold;color:#ffffff;text-align:center;">(dB)</td> </tr> <tr style="height:20px;"> <td data-sheets-value='{"1":2,"2":"Acrylic"}' style="border-left:1px solid #000000;overflow:hidden;padding:0px 3px 0px 3px;vertical-align:bottom;font-weight:bold;">Acrylic</td> <td data-sheets-value='{"1":2,"2":"Single-walled"}' style="overflow:hidden;padding:0px 3px 0px 3px;vertical-align:bottom;font-weight:bold;">Single-walled</td> <td data-sheets-value='{"1":2,"2":"Clear (H)"}' style="border-right:1px solid #000000;overflow:hidden;padding:0px 3px 0px 3px;vertical-align:bottom;font-weight:bold;">Clear (H)</td> <td data-sheets-numberformat='{"1":2,"2":"0.00","3":1}' data-sheets-value='{"1":3,"3":5.17}' style="overflow:hidden;padding:0px 3px 0px 3px;vertical-align:bottom;text-align:center;">5.17</td> <td data-sheets-numberformat='{"1":2,"2":"0","3":1}' data-sheets-value='{"1":3,"3":90}' style="overflow:hidden;padding:0px 3px 0px 3px;vertical-align:bottom;text-align:center;">90</td> <td data-sheets-numberformat='{"1":2,"2":"0","3":1}' data-sheets-value='{"1":3,"3":87}' style="overflow:hidden;padding:0px 3px 0px 3px;vertical-align:bottom;text-align:center;">87</td> <td data-sheets-numberformat='{"1":2,"2":"0","3":1}' data-sheets-value='{"1":2,"2":"-"}' style="border-right:1px solid #000000;overflow:hidden;padding:0px 3px 0px 3px;vertical-align:bottom;text-align:center;">-</td> </tr> <tr style="height:20px;"> <td data-sheets-value='{"1":2,"2":"PMMA"}' style="border-left:1px solid #000000;overflow:hidden;padding:0px 3px 0px 3px;vertical-align:bottom;font-weight:bold;">PMMA</td> <td data-sheets-value='{"1":2,"2":"Single-walled"}' style="overflow:hidden;padding:0px 3px 0px 3px;vertical-align:bottom;font-weight:bold;">Single-walled</td> <td data-sheets-value='{"1":2,"2":"Opal (O)"}' style="border-right:1px solid #000000;overflow:hidden;padding:0px 3px 0px 3px;vertical-align:bottom;font-weight:bold;">Opal (O)</td> <td data-sheets-numberformat='{"1":2,"2":"0.00","3":1}' data-sheets-value='{"1":3,"3":5.17}' style="overflow:hidden;padding:0px 3px 0px 3px;vertical-align:bottom;text-align:center;">5.17</td> <td data-sheets-numberformat='{"1":2,"2":"0","3":1}' data-sheets-value='{"1":3,"3":83}' style="overflow:hidden;padding:0px 3px 0px 3px;vertical-align:bottom;text-align:center;">83</td> <td data-sheets-numberformat='{"1":2,"2":"0","3":1}' data-sheets-value='{"1":3,"3":76}' style="overflow:hidden;padding:0px 3px 0px 3px;vertical-align:bottom;text-align:center;">76</td> <td data-sheets-numberformat='{"1":2,"2":"0","3":1}' data-sheets-value='{"1":2,"2":"-"}' style="border-right:1px solid #000000;overflow:hidden;padding:0px 3px 0px 3px;vertical-align:bottom;text-align:center;">-</td> </tr> <tr style="height:20px;"> <td style="border-left:1px solid #000000;overflow:hidden;padding:0px 3px 0px 3px;vertical-align:bottom;font-weight:bold;"></td> <td data-sheets-value='{"1":2,"2":"Double-walled"}' style="overflow:hidden;padding:0px 3px 0px 3px;vertical-align:bottom;font-weight:bold;">Double-walled</td> <td data-sheets-value='{"1":2,"2":"Clear (H/H)"}' style="border-right:1px solid #000000;overflow:hidden;padding:0px 3px 0px 3px;vertical-align:bottom;font-weight:bold;">Clear (H/H)</td> <td data-sheets-numberformat='{"1":2,"2":"0.00","3":1}' data-sheets-value='{"1":3,"3":2.9}' style="overflow:hidden;padding:0px 3px 0px 3px;vertical-align:bottom;text-align:center;">2.90</td> <td data-sheets-numberformat='{"1":2,"2":"0","3":1}' data-sheets-value='{"1":3,"3":81}' style="overflow:hidden;padding:0px 3px 0px 3px;vertical-align:bottom;text-align:center;">81</td> <td data-sheets-numberformat='{"1":2,"2":"0","3":1}' data-sheets-value='{"1":3,"3":75}' style="overflow:hidden;padding:0px 3px 0px 3px;vertical-align:bottom;text-align:center;">75</td> <td data-sheets-numberformat='{"1":2,"2":"0","3":1}' data-sheets-value='{"1":3,"3":20}' style="border-right:1px solid #000000;overflow:hidden;padding:0px 3px 0px 3px;vertical-align:bottom;text-align:center;">20</td> </tr> <tr style="height:20px;"> <td style="border-left:1px solid #000000;overflow:hidden;padding:0px 3px 0px 3px;vertical-align:bottom;font-weight:bold;"></td> <td data-sheets-value='{"1":2,"2":"Double-walled"}' style="overflow:hidden;padding:0px 3px 0px 3px;vertical-align:bottom;font-weight:bold;">Double-walled</td> <td data-sheets-value='{"1":2,"2":"Opal (O/O)"}' style="border-right:1px solid #000000;overflow:hidden;padding:0px 3px 0px 3px;vertical-align:bottom;font-weight:bold;">Opal (O/O)</td> <td data-sheets-numberformat='{"1":2,"2":"0.00","3":1}' data-sheets-value='{"1":3,"3":2.9}' style="overflow:hidden;padding:0px 3px 0px 3px;vertical-align:bottom;text-align:center;">2.90</td> <td data-sheets-numberformat='{"1":2,"2":"0","3":1}' data-sheets-value='{"1":3,"3":69}' style="overflow:hidden;padding:0px 3px 0px 3px;vertical-align:bottom;text-align:center;">69</td> <td data-sheets-numberformat='{"1":2,"2":"0","3":1}' data-sheets-value='{"1":3,"3":58}' style="overflow:hidden;padding:0px 3px 0px 3px;vertical-align:bottom;text-align:center;">58</td> <td data-sheets-numberformat='{"1":2,"2":"0","3":1}' data-sheets-value='{"1":3,"3":20}' style="border-right:1px solid #000000;overflow:hidden;padding:0px 3px 0px 3px;vertical-align:bottom;text-align:center;">20</td> </tr> <tr style="height:20px;"> <td style="border-left:1px solid #000000;overflow:hidden;padding:0px 3px 0px 3px;vertical-align:bottom;font-weight:bold;"></td> <td data-sheets-value='{"1":2,"2":"Triple-walled"}' style="overflow:hidden;padding:0px 3px 0px 3px;vertical-align:bottom;font-weight:bold;">Triple-walled</td> <td data-sheets-value='{"1":2,"2":"Clear (H/H/H)"}' style="border-right:1px solid #000000;overflow:hidden;padding:0px 3px 0px 3px;vertical-align:bottom;font-weight:bold;">Clear (H/H/H)</td> <td data-sheets-numberformat='{"1":2,"2":"0.00","3":1}' data-sheets-value='{"1":3,"3":1.7}' style="overflow:hidden;padding:0px 3px 0px 3px;vertical-align:bottom;text-align:center;">1.70</td> <td data-sheets-numberformat='{"1":2,"2":"0","3":1}' data-sheets-value='{"1":3,"3":73}' style="overflow:hidden;padding:0px 3px 0px 3px;vertical-align:bottom;text-align:center;">73</td> <td data-sheets-numberformat='{"1":2,"2":"0","3":1}' data-sheets-value='{"1":3,"3":65}' style="overflow:hidden;padding:0px 3px 0px 3px;vertical-align:bottom;text-align:center;">65</td> <td data-sheets-numberformat='{"1":2,"2":"0","3":1}' data-sheets-value='{"1":3,"3":22}' style="border-right:1px solid #000000;overflow:hidden;padding:0px 3px 0px 3px;vertical-align:bottom;text-align:center;">22</td> </tr> <tr style="height:20px;"> <td style="border-left:1px solid #000000;overflow:hidden;padding:0px 3px 0px 3px;vertical-align:bottom;font-weight:bold;"></td> <td data-sheets-value='{"1":2,"2":"Triple-walled"}' style="overflow:hidden;padding:0px 3px 0px 3px;vertical-align:bottom;font-weight:bold;">Triple-walled</td> <td data-sheets-value='{"1":2,"2":"Opal (O/H/O)"}' style="border-right:1px solid #000000;overflow:hidden;padding:0px 3px 0px 3px;vertical-align:bottom;font-weight:bold;">Opal (O/H/O)</td> <td data-sheets-numberformat='{"1":2,"2":"0.00","3":1}' data-sheets-value='{"1":3,"3":1.7}' style="overflow:hidden;padding:0px 3px 0px 3px;vertical-align:bottom;text-align:center;">1.70</td> <td data-sheets-numberformat='{"1":2,"2":"0","3":1}' data-sheets-value='{"1":3,"3":62}' style="overflow:hidden;padding:0px 3px 0px 3px;vertical-align:bottom;text-align:center;">62</td> <td data-sheets-numberformat='{"1":2,"2":"0","3":1}' data-sheets-value='{"1":3,"3":51}' style="overflow:hidden;padding:0px 3px 0px 3px;vertical-align:bottom;text-align:center;">51</td> <td data-sheets-numberformat='{"1":2,"2":"0","3":1}' data-sheets-value='{"1":3,"3":22}' style="border-right:1px solid #000000;overflow:hidden;padding:0px 3px 0px 3px;vertical-align:bottom;text-align:center;">22</td> </tr> <tr style="height:20px;"> <td style="border-left:1px solid #000000;overflow:hidden;padding:0px 3px 0px 3px;vertical-align:bottom;font-weight:bold;"></td> <td data-sheets-value='{"1":2,"2":"Four-walled"}' style="overflow:hidden;padding:0px 3px 0px 3px;vertical-align:bottom;font-weight:bold;">Four-walled</td> <td data-sheets-value='{"1":2,"2":"Clear (H/H/H/H)"}' style="border-right:1px solid #000000;overflow:hidden;padding:0px 3px 0px 3px;vertical-align:bottom;font-weight:bold;">Clear (H/H/H/H)</td> <td data-sheets-numberformat='{"1":2,"2":"0.00","3":1}' data-sheets-value='{"1":3,"3":1.28}' style="overflow:hidden;padding:0px 3px 0px 3px;vertical-align:bottom;text-align:center;">1.28</td> <td data-sheets-numberformat='{"1":2,"2":"0","3":1}' data-sheets-value='{"1":3,"3":64}' style="overflow:hidden;padding:0px 3px 0px 3px;vertical-align:bottom;text-align:center;">64</td> <td data-sheets-numberformat='{"1":2,"2":"0","3":1}' data-sheets-value='{"1":3,"3":54}' style="overflow:hidden;padding:0px 3px 0px 3px;vertical-align:bottom;text-align:center;">54</td> <td data-sheets-numberformat='{"1":2,"2":"0","3":1}' data-sheets-value='{"1":3,"3":23}' style="border-right:1px solid #000000;overflow:hidden;padding:0px 3px 0px 3px;vertical-align:bottom;text-align:center;">23</td> </tr> <tr style="height:20px;"> <td style="border-bottom:1px solid #000000;border-left:1px solid #000000;overflow:hidden;padding:0px 3px 0px 3px;vertical-align:bottom;"></td> <td data-sheets-value='{"1":2,"2":"Four-walled"}' style="border-bottom:1px solid #000000;overflow:hidden;padding:0px 3px 0px 3px;vertical-align:bottom;font-weight:bold;">Four-walled</td> <td data-sheets-value='{"1":2,"2":"Opal (H/H/O/H)"}' style="border-right:1px solid #000000;border-bottom:1px solid #000000;overflow:hidden;padding:0px 3px 0px 3px;vertical-align:bottom;font-weight:bold;">Opal (H/H/O/H)</td> <td data-sheets-numberformat='{"1":2,"2":"0.00","3":1}' data-sheets-value='{"1":3,"3":1.28}' style="border-bottom:1px solid #000000;overflow:hidden;padding:0px 3px 0px 3px;vertical-align:bottom;text-align:center;">1.28</td> <td data-sheets-numberformat='{"1":2,"2":"0","3":1}' data-sheets-value='{"1":3,"3":59}' style="border-bottom:1px solid #000000;overflow:hidden;padding:0px 3px 0px 3px;vertical-align:bottom;text-align:center;">59</td> <td data-sheets-numberformat='{"1":2,"2":"0","3":1}' data-sheets-value='{"1":3,"3":48}' style="border-bottom:1px solid #000000;overflow:hidden;padding:0px 3px 0px 3px;vertical-align:bottom;text-align:center;">48</td> <td data-sheets-numberformat='{"1":2,"2":"0","3":1}' data-sheets-value='{"1":3,"3":23}' style="border-right:1px solid #000000;border-bottom:1px solid #000000;overflow:hidden;padding:0px 3px 0px 3px;vertical-align:bottom;text-align:center;">23</td> </tr> <tr style="height:20px;"> <td data-sheets-value='{"1":2,"2":"Polycarbonate "}' style="border-left:1px solid #000000;overflow:hidden;padding:0px 3px 0px 3px;vertical-align:bottom;font-weight:bold;">Polycarbonate </td> <td data-sheets-value='{"1":2,"2":"Single-walled"}' style="overflow:hidden;padding:0px 3px 0px 3px;vertical-align:bottom;font-weight:bold;">Single-walled</td> <td data-sheets-value='{"1":2,"2":"Clear (A)"}' style="border-right:1px solid #000000;overflow:hidden;padding:0px 3px 0px 3px;vertical-align:bottom;font-weight:bold;">Clear (A)</td> <td data-sheets-numberformat='{"1":2,"2":"0.00","3":1}' data-sheets-value='{"1":3,"3":5.17}' style="overflow:hidden;padding:0px 3px 0px 3px;vertical-align:bottom;text-align:center;">5.17</td> <td data-sheets-numberformat='{"1":2,"2":"0","3":1}' data-sheets-value='{"1":3,"3":88}' style="overflow:hidden;padding:0px 3px 0px 3px;vertical-align:bottom;text-align:center;">88</td> <td data-sheets-numberformat='{"1":2,"2":"0","3":1}' data-sheets-value='{"1":3,"3":83}' style="overflow:hidden;padding:0px 3px 0px 3px;vertical-align:bottom;text-align:center;">83</td> <td data-sheets-numberformat='{"1":2,"2":"0","3":1}' data-sheets-value='{"1":2,"2":"-"}' style="border-right:1px solid #000000;overflow:hidden;padding:0px 3px 0px 3px;vertical-align:bottom;text-align:center;">-</td> </tr> <tr style="height:20px;"> <td data-sheets-value='{"1":2,"2":"PC"}' style="border-left:1px solid #000000;overflow:hidden;padding:0px 3px 0px 3px;vertical-align:bottom;font-weight:bold;">PC</td> <td data-sheets-value='{"1":2,"2":"Single-walled"}' style="overflow:hidden;padding:0px 3px 0px 3px;vertical-align:bottom;font-weight:bold;">Single-walled</td> <td data-sheets-value='{"1":2,"2":"Opal (D)"}' style="border-right:1px solid #000000;overflow:hidden;padding:0px 3px 0px 3px;vertical-align:bottom;font-weight:bold;">Opal (D)</td> <td data-sheets-numberformat='{"1":2,"2":"0.00","3":1}' data-sheets-value='{"1":3,"3":5.17}' style="overflow:hidden;padding:0px 3px 0px 3px;vertical-align:bottom;text-align:center;">5.17</td> <td data-sheets-numberformat='{"1":2,"2":"0","3":1}' data-sheets-value='{"1":3,"3":58}' style="overflow:hidden;padding:0px 3px 0px 3px;vertical-align:bottom;text-align:center;">58</td> <td data-sheets-numberformat='{"1":2,"2":"0","3":1}' data-sheets-value='{"1":3,"3":60}' style="overflow:hidden;padding:0px 3px 0px 3px;vertical-align:bottom;text-align:center;">60</td> <td data-sheets-numberformat='{"1":2,"2":"0","3":1}' data-sheets-value='{"1":2,"2":"-"}' style="border-right:1px solid #000000;overflow:hidden;padding:0px 3px 0px 3px;vertical-align:bottom;text-align:center;">-</td> </tr> <tr style="height:20px;"> <td style="border-left:1px solid #000000;overflow:hidden;padding:0px 3px 0px 3px;vertical-align:bottom;font-weight:bold;"></td> <td data-sheets-value='{"1":2,"2":"Double-walled"}' style="overflow:hidden;padding:0px 3px 0px 3px;vertical-align:bottom;font-weight:bold;">Double-walled</td> <td data-sheets-value='{"1":2,"2":"Clear (A/H)"}' style="border-right:1px solid #000000;overflow:hidden;padding:0px 3px 0px 3px;vertical-align:bottom;font-weight:bold;">Clear (A/H)</td> <td data-sheets-numberformat='{"1":2,"2":"0.00","3":1}' data-sheets-value='{"1":3,"3":2.9}' style="overflow:hidden;padding:0px 3px 0px 3px;vertical-align:bottom;text-align:center;">2.90</td> <td data-sheets-numberformat='{"1":2,"2":"0","3":1}' data-sheets-value='{"1":3,"3":79}' style="overflow:hidden;padding:0px 3px 0px 3px;vertical-align:bottom;text-align:center;">79</td> <td data-sheets-numberformat='{"1":2,"2":"0","3":1}' data-sheets-value='{"1":3,"3":72}' style="overflow:hidden;padding:0px 3px 0px 3px;vertical-align:bottom;text-align:center;">72</td> <td data-sheets-numberformat='{"1":2,"2":"0","3":1}' data-sheets-value='{"1":3,"3":20}' style="border-right:1px solid #000000;overflow:hidden;padding:0px 3px 0px 3px;vertical-align:bottom;text-align:center;">20</td> </tr> <tr style="height:20px;"> <td style="border-left:1px solid #000000;overflow:hidden;padding:0px 3px 0px 3px;vertical-align:bottom;font-weight:bold;"></td> <td data-sheets-value='{"1":2,"2":"Double-walled"}' style="overflow:hidden;padding:0px 3px 0px 3px;vertical-align:bottom;font-weight:bold;">Double-walled</td> <td data-sheets-value='{"1":2,"2":"Clear (A/A)"}' style="border-right:1px solid #000000;overflow:hidden;padding:0px 3px 0px 3px;vertical-align:bottom;font-weight:bold;">Clear (A/A)</td> <td data-sheets-numberformat='{"1":2,"2":"0.00","3":1}' data-sheets-value='{"1":3,"3":2.9}' style="overflow:hidden;padding:0px 3px 0px 3px;vertical-align:bottom;text-align:center;">2.90</td> <td data-sheets-numberformat='{"1":2,"2":"0","3":1}' data-sheets-value='{"1":3,"3":77}' style="overflow:hidden;padding:0px 3px 0px 3px;vertical-align:bottom;text-align:center;">77</td> <td data-sheets-numberformat='{"1":2,"2":"0","3":1}' data-sheets-value='{"1":3,"3":69}' style="overflow:hidden;padding:0px 3px 0px 3px;vertical-align:bottom;text-align:center;">69</td> <td data-sheets-numberformat='{"1":2,"2":"0","3":1}' data-sheets-value='{"1":3,"3":20}' style="border-right:1px solid #000000;overflow:hidden;padding:0px 3px 0px 3px;vertical-align:bottom;text-align:center;">20</td> </tr> <tr style="height:20px;"> <td style="border-left:1px solid #000000;overflow:hidden;padding:0px 3px 0px 3px;vertical-align:bottom;font-weight:bold;"></td> <td data-sheets-value='{"1":2,"2":"Double-walled"}' style="overflow:hidden;padding:0px 3px 0px 3px;vertical-align:bottom;font-weight:bold;">Double-walled</td> <td data-sheets-value='{"1":2,"2":"Opal (A/O)"}' style="border-right:1px solid #000000;overflow:hidden;padding:0px 3px 0px 3px;vertical-align:bottom;font-weight:bold;">Opal (A/O)</td> <td data-sheets-numberformat='{"1":2,"2":"0.00","3":1}' data-sheets-value='{"1":3,"3":2.9}' style="overflow:hidden;padding:0px 3px 0px 3px;vertical-align:bottom;text-align:center;">2.90</td> <td data-sheets-numberformat='{"1":2,"2":"0","3":1}' data-sheets-value='{"1":3,"3":73}' style="overflow:hidden;padding:0px 3px 0px 3px;vertical-align:bottom;text-align:center;">73</td> <td data-sheets-numberformat='{"1":2,"2":"0","3":1}' data-sheets-value='{"1":3,"3":63}' style="overflow:hidden;padding:0px 3px 0px 3px;vertical-align:bottom;text-align:center;">63</td> <td data-sheets-numberformat='{"1":2,"2":"0","3":1}' data-sheets-value='{"1":3,"3":20}' style="border-right:1px solid #000000;overflow:hidden;padding:0px 3px 0px 3px;vertical-align:bottom;text-align:center;">20</td> </tr> <tr style="height:20px;"> <td style="border-left:1px solid #000000;overflow:hidden;padding:0px 3px 0px 3px;vertical-align:bottom;font-weight:bold;"></td> <td data-sheets-value='{"1":2,"2":"Double-walled"}' style="overflow:hidden;padding:0px 3px 0px 3px;vertical-align:bottom;font-weight:bold;">Double-walled</td> <td data-sheets-value='{"1":2,"2":"Opal (A/D)"}' style="border-right:1px solid #000000;overflow:hidden;padding:0px 3px 0px 3px;vertical-align:bottom;font-weight:bold;">Opal (A/D)</td> <td data-sheets-numberformat='{"1":2,"2":"0.00","3":1}' data-sheets-value='{"1":3,"3":2.9}' style="overflow:hidden;padding:0px 3px 0px 3px;vertical-align:bottom;text-align:center;">2.90</td> <td data-sheets-numberformat='{"1":2,"2":"0","3":1}' data-sheets-value='{"1":3,"3":51}' style="overflow:hidden;padding:0px 3px 0px 3px;vertical-align:bottom;text-align:center;">51</td> <td data-sheets-numberformat='{"1":2,"2":"0","3":1}' data-sheets-value='{"1":3,"3":50}' style="overflow:hidden;padding:0px 3px 0px 3px;vertical-align:bottom;text-align:center;">50</td> <td data-sheets-numberformat='{"1":2,"2":"0","3":1}' data-sheets-value='{"1":3,"3":20}' style="border-right:1px solid #000000;overflow:hidden;padding:0px 3px 0px 3px;vertical-align:bottom;text-align:center;">20</td> </tr> <tr style="height:20px;"> <td style="border-left:1px solid #000000;overflow:hidden;padding:0px 3px 0px 3px;vertical-align:bottom;font-weight:bold;"></td> <td data-sheets-value='{"1":2,"2":"Triple-walled"}' style="overflow:hidden;padding:0px 3px 0px 3px;vertical-align:bottom;font-weight:bold;">Triple-walled</td> <td data-sheets-value='{"1":2,"2":"Clear (A/H/H)"}' style="border-right:1px solid #000000;overflow:hidden;padding:0px 3px 0px 3px;vertical-align:bottom;font-weight:bold;">Clear (A/H/H)</td> <td data-sheets-numberformat='{"1":2,"2":"0.00","3":1}' data-sheets-value='{"1":3,"3":1.7}' style="overflow:hidden;padding:0px 3px 0px 3px;vertical-align:bottom;text-align:center;">1.70</td> <td data-sheets-numberformat='{"1":2,"2":"0","3":1}' data-sheets-value='{"1":3,"3":71}' style="overflow:hidden;padding:0px 3px 0px 3px;vertical-align:bottom;text-align:center;">71</td> <td data-sheets-numberformat='{"1":2,"2":"0","3":1}' data-sheets-value='{"1":3,"3":63}' style="overflow:hidden;padding:0px 3px 0px 3px;vertical-align:bottom;text-align:center;">63</td> <td data-sheets-numberformat='{"1":2,"2":"0","3":1}' data-sheets-value='{"1":3,"3":22}' style="border-right:1px solid #000000;overflow:hidden;padding:0px 3px 0px 3px;vertical-align:bottom;text-align:center;">22</td> </tr> <tr style="height:20px;"> <td style="border-left:1px solid #000000;overflow:hidden;padding:0px 3px 0px 3px;vertical-align:bottom;font-weight:bold;"></td> <td data-sheets-value='{"1":2,"2":"Triple-walled"}' style="overflow:hidden;padding:0px 3px 0px 3px;vertical-align:bottom;font-weight:bold;">Triple-walled</td> <td data-sheets-value='{"1":2,"2":"Opal (A/O/O)"}' style="border-right:1px solid #000000;overflow:hidden;padding:0px 3px 0px 3px;vertical-align:bottom;font-weight:bold;">Opal (A/O/O)</td> <td data-sheets-numberformat='{"1":2,"2":"0.00","3":1}' data-sheets-value='{"1":3,"3":1.7}' style="overflow:hidden;padding:0px 3px 0px 3px;vertical-align:bottom;text-align:center;">1.70</td> <td data-sheets-numberformat='{"1":2,"2":"0","3":1}' data-sheets-value='{"1":3,"3":61}' style="overflow:hidden;padding:0px 3px 0px 3px;vertical-align:bottom;text-align:center;">61</td> <td data-sheets-numberformat='{"1":2,"2":"0","3":1}' data-sheets-value='{"1":3,"3":48}' style="overflow:hidden;padding:0px 3px 0px 3px;vertical-align:bottom;text-align:center;">48</td> <td data-sheets-numberformat='{"1":2,"2":"0","3":1}' data-sheets-value='{"1":3,"3":22}' style="border-right:1px solid #000000;overflow:hidden;padding:0px 3px 0px 3px;vertical-align:bottom;text-align:center;">22</td> </tr> <tr style="height:20px;"> <td style="border-left:1px solid #000000;overflow:hidden;padding:0px 3px 0px 3px;vertical-align:bottom;font-weight:bold;"></td> <td data-sheets-value='{"1":2,"2":"Four-walled"}' style="overflow:hidden;padding:0px 3px 0px 3px;vertical-align:bottom;font-weight:bold;">Four-walled</td> <td data-sheets-value='{"1":2,"2":"Clear (A/H/H/H)"}' style="border-right:1px solid #000000;overflow:hidden;padding:0px 3px 0px 3px;vertical-align:bottom;font-weight:bold;">Clear (A/H/H/H)</td> <td data-sheets-numberformat='{"1":2,"2":"0.00","3":1}' data-sheets-value='{"1":3,"3":1.28}' style="overflow:hidden;padding:0px 3px 0px 3px;vertical-align:bottom;text-align:center;">1.28</td> <td data-sheets-numberformat='{"1":2,"2":"0","3":1}' data-sheets-value='{"1":3,"3":64}' style="overflow:hidden;padding:0px 3px 0px 3px;vertical-align:bottom;text-align:center;">64</td> <td data-sheets-numberformat='{"1":2,"2":"0","3":1}' data-sheets-value='{"1":3,"3":52}' style="overflow:hidden;padding:0px 3px 0px 3px;vertical-align:bottom;text-align:center;">52</td> <td data-sheets-numberformat='{"1":2,"2":"0","3":1}' data-sheets-value='{"1":3,"3":23}' style="border-right:1px solid #000000;overflow:hidden;padding:0px 3px 0px 3px;vertical-align:bottom;text-align:center;">23</td> </tr> <tr style="height:20px;"> <td style="border-bottom:1px solid #000000;border-left:1px solid #000000;overflow:hidden;padding:0px 3px 0px 3px;vertical-align:bottom;"></td> <td data-sheets-value='{"1":2,"2":"Four-walled"}' style="border-bottom:1px solid #000000;overflow:hidden;padding:0px 3px 0px 3px;vertical-align:bottom;font-weight:bold;">Four-walled</td> <td data-sheets-value='{"1":2,"2":"Opal (A/H/O/H)"}' style="border-right:1px solid #000000;border-bottom:1px solid #000000;overflow:hidden;padding:0px 3px 0px 3px;vertical-align:bottom;font-weight:bold;">Opal (A/H/O/H)</td> <td data-sheets-numberformat='{"1":2,"2":"0.00","3":1}' data-sheets-value='{"1":3,"3":1.28}' style="border-bottom:1px solid #000000;overflow:hidden;padding:0px 3px 0px 3px;vertical-align:bottom;text-align:center;">1.28</td> <td data-sheets-numberformat='{"1":2,"2":"0","3":1}' data-sheets-value='{"1":3,"3":59}' style="border-bottom:1px solid #000000;overflow:hidden;padding:0px 3px 0px 3px;vertical-align:bottom;text-align:center;">59</td> <td data-sheets-numberformat='{"1":2,"2":"0","3":1}' data-sheets-value='{"1":3,"3":46}' style="border-bottom:1px solid #000000;overflow:hidden;padding:0px 3px 0px 3px;vertical-align:bottom;text-align:center;">46</td> <td data-sheets-numberformat='{"1":2,"2":"0","3":1}' data-sheets-value='{"1":3,"3":23}' style="border-right:1px solid #000000;border-bottom:1px solid #000000;overflow:hidden;padding:0px 3px 0px 3px;vertical-align:bottom;text-align:center;">23</td> </tr> <tr style="height:20px;"> <td data-sheets-value='{"1":2,"2":"Polycarbonate"}' style="border-left:1px solid #000000;overflow:hidden;padding:0px 3px 0px 3px;vertical-align:bottom;font-weight:bold;">Polycarbonate</td> <td data-sheets-value='{"1":2,"2":"Single-walled"}' style="overflow:hidden;padding:0px 3px 0px 3px;vertical-align:bottom;font-weight:bold;">Single-walled</td> <td data-sheets-value='{"1":2,"2":"Heatstop Opal (T)"}' style="border-right:1px solid #000000;overflow:hidden;padding:0px 3px 0px 3px;vertical-align:bottom;font-weight:bold;">Heatstop Opal (T)</td> <td data-sheets-numberformat='{"1":2,"2":"0.00","3":1}' data-sheets-value='{"1":3,"3":5.17}' style="overflow:hidden;padding:0px 3px 0px 3px;vertical-align:bottom;text-align:center;">5.17</td> <td data-sheets-numberformat='{"1":2,"2":"0","3":1}' data-sheets-value='{"1":3,"3":49}' style="overflow:hidden;padding:0px 3px 0px 3px;vertical-align:bottom;text-align:center;">49</td> <td data-sheets-numberformat='{"1":2,"2":"0","3":1}' data-sheets-value='{"1":3,"3":59}' style="overflow:hidden;padding:0px 3px 0px 3px;vertical-align:bottom;text-align:center;">59</td> <td data-sheets-numberformat='{"1":2,"2":"0","3":1}' data-sheets-value='{"1":2,"2":"-"}' style="border-right:1px solid #000000;overflow:hidden;padding:0px 3px 0px 3px;vertical-align:bottom;text-align:center;">-</td> </tr> <tr style="height:20px;"> <td data-sheets-value='{"1":2,"2":"Heatstop PC"}' style="border-left:1px solid #000000;overflow:hidden;padding:0px 3px 0px 3px;vertical-align:bottom;font-weight:bold;">Heatstop PC</td> <td data-sheets-value='{"1":2,"2":"Double-walled"}' style="overflow:hidden;padding:0px 3px 0px 3px;vertical-align:bottom;font-weight:bold;">Double-walled</td> <td data-sheets-value='{"1":2,"2":"Clear (T/H)"}' style="border-right:1px solid #000000;overflow:hidden;padding:0px 3px 0px 3px;vertical-align:bottom;font-weight:bold;">Clear (T/H)</td> <td data-sheets-numberformat='{"1":2,"2":"0.00","3":1}' data-sheets-value='{"1":3,"3":2.9}' style="overflow:hidden;padding:0px 3px 0px 3px;vertical-align:bottom;text-align:center;">2.90</td> <td data-sheets-numberformat='{"1":2,"2":"0","3":1}' data-sheets-value='{"1":3,"3":44}' style="overflow:hidden;padding:0px 3px 0px 3px;vertical-align:bottom;text-align:center;">44</td> <td data-sheets-numberformat='{"1":2,"2":"0","3":1}' data-sheets-value='{"1":3,"3":51}' style="overflow:hidden;padding:0px 3px 0px 3px;vertical-align:bottom;text-align:center;">51</td> <td data-sheets-numberformat='{"1":2,"2":"0","3":1}' data-sheets-value='{"1":3,"3":20}' style="border-right:1px solid #000000;overflow:hidden;padding:0px 3px 0px 3px;vertical-align:bottom;text-align:center;">20</td> </tr> <tr style="height:20px;"> <td style="border-left:1px solid #000000;overflow:hidden;padding:0px 3px 0px 3px;vertical-align:bottom;font-weight:bold;"></td> <td data-sheets-value='{"1":2,"2":"Double-walled"}' style="overflow:hidden;padding:0px 3px 0px 3px;vertical-align:bottom;font-weight:bold;">Double-walled</td> <td data-sheets-value='{"1":2,"2":"Opal (T/O)"}' style="border-right:1px solid #000000;overflow:hidden;padding:0px 3px 0px 3px;vertical-align:bottom;font-weight:bold;">Opal (T/O)</td> <td data-sheets-numberformat='{"1":2,"2":"0.00","3":1}' data-sheets-value='{"1":3,"3":2.9}' style="overflow:hidden;padding:0px 3px 0px 3px;vertical-align:bottom;text-align:center;">2.90</td> <td data-sheets-numberformat='{"1":2,"2":"0","3":1}' data-sheets-value='{"1":3,"3":41}' style="overflow:hidden;padding:0px 3px 0px 3px;vertical-align:bottom;text-align:center;">41</td> <td data-sheets-numberformat='{"1":2,"2":"0","3":1}' data-sheets-value='{"1":3,"3":45}' style="overflow:hidden;padding:0px 3px 0px 3px;vertical-align:bottom;text-align:center;">45</td> <td data-sheets-numberformat='{"1":2,"2":"0","3":1}' data-sheets-value='{"1":3,"3":20}' style="border-right:1px solid #000000;overflow:hidden;padding:0px 3px 0px 3px;vertical-align:bottom;text-align:center;">20</td> </tr> <tr style="height:20px;"> <td style="border-left:1px solid #000000;overflow:hidden;padding:0px 3px 0px 3px;vertical-align:bottom;font-weight:bold;"></td> <td data-sheets-value='{"1":2,"2":"Triple-walled"}' style="overflow:hidden; | skylux-160-ce-met-koepel-en-pvc-opstand-30-20-met-lm-motor-1100-x-1100-mm | 8586030907725 | 46872352063821
Smoke and heat exhaust (SHEV) | SHE system | Skylux | Skylux 160° CE with skylight and PVC curb 30/20 with LM-actuator 1100 x 1400 mm |  | 25965 | 5412970259657 | 4337.85 | Yes | 30-45 | 71.54 | 1100 x 1400 mm | 1400 | 1100 |  | PVC 30/20 (30 cm high & roof opening = 20 cm larger than daylight size) | Rectangular | 5.17 W/m²K - 1.28 W/m²K | 87% - 32% | 90% - 32% | 20dB - 23dB | 160° CE (for industry) | skylight | without spoiler | E | Single actuator | Maximum four-walled skylight possible for this product | Ut-value LT-value g-value Rw-value EN 1873 : 2014 EN ISO 13468 EN 16153 EN 410 EN 410 EN ISO 140-3 Material Walls Shells (W/m²K) (%) (%) (dB) Acrylic Single-walled Clear (H) 5.17 90 87 - PMMA Single-walled Opal (O) 5.17 83 76 - Double-walled Clear (H/H) 2.90 81 75 20 Double-walled Opal (O/O) 2.90 69 58 20 Triple-walled Clear (H/H/H) 1.70 73 65 22 Triple-walled Opal (O/H/O) 1.70 62 51 22 Four-walled Clear (H/H/H/H) 1.28 64 54 23 Four-walled Opal (H/H/O/H) 1.28 59 48 23 Polycarbonate Single-walled Clear (A) 5.17 88 83 - PC Single-walled Opal (D) 5.17 58 60 - Double-walled Clear (A/H) 2.90 79 72 20 Double-walled Clear (A/A) 2.90 77 69 20 Double-walled Opal (A/O) 2.90 73 63 20 Double-walled Opal (A/D) 2.90 51 50 20 Triple-walled Clear (A/H/H) 1.70 71 63 22 Triple-walled Opal (A/O/O) 1.70 61 48 22 Four-walled Clear (A/H/H/H) 1.28 64 52 23 Four-walled Opal (A/H/O/H) 1.28 59 46 23 Polycarbonate Single-walled Heatstop Opal (T) 5.17 49 59 - Heatstop PC Double-walled Clear (T/H) 2.90 44 51 20 Double-walled Opal (T/O) 2.90 41 45 20 Triple-walled Clear (T/H/H) 1.70 40 <td data-sheets-numberformat='{"1":2,"2":"0","3":1}' data-sheets-value='{"1":3,"3":44}' style="overflow:hidden;paddin | https://skylux.eu/en/products/skylux-160-ce-met-koepel-en-pvc-opstand-30-20-met-lm-motor-1100-x-1400-mm | https://skylux.eu/cdn/shop/files/Skylux-160deg-CE-met-koepel-en-pvc-opstand-3020-met-LM-motor-1100-x-1400-mm-RWA-systeem.jpg?v=1702980494&width=1600 | https://skylux.eu/cdn/shop/files/e5a82811-1bb0-48e4-a776-cacb59c7c092_170258ff-4ae8-4b20-afe1-7db17b271c8f.jpg?v=1688551141&width=1600 | //skylux.eu/cdn/shop/files/E_MH_Mounting_instructions_Skylux_160_CE_LM.pdf?v=12406716259046007223 | //skylux.eu/cdn/shop/files/E_TD_Technical_File_Skylux_Skylux_160_CE_Electric.pdf?v=3667116872303399239 | <style type="text/css" id="isPasted"> <!--td { border: 1px solid #cccccc; } br { mso-data-placement: same-cell; } --> </style> <table border="1" cellpadding="0" cellspacing="0" dir="ltr" style="table-layout:fixed;font-size:10pt;font-family:Arial;border-collapse:collapse;border:none;"><tbody> <tr style="height:20px;"> <td style="overflow:hidden;padding:0px 3px 0px 3px;vertical-align:bottom;"></td> <td style="overflow:hidden;padding:0px 3px 0px 3px;vertical-align:bottom;"></td> <td style="overflow:hidden;padding:0px 3px 0px 3px;vertical-align:bottom;"></td> <td data-sheets-value='{"1":2,"2":"Ut-value"}' style="overflow:hidden;padding:0px 3px 0px 3px;vertical-align:bottom;font-weight:bold;text-align:center;">Ut-value</td> <td data-sheets-value='{"1":2,"2":"LT-value"}' style="overflow:hidden;padding:0px 3px 0px 3px;vertical-align:bottom;font-weight:bold;text-align:center;">LT-value</td> <td data-sheets-value='{"1":2,"2":"g-value"}' style="overflow:hidden;padding:0px 3px 0px 3px;vertical-align:bottom;font-weight:bold;text-align:center;">g-value</td> <td data-sheets-value='{"1":2,"2":"Rw-value "}' style="overflow:hidden;padding:0px 3px 0px 3px;vertical-align:bottom;font-weight:bold;text-align:center;">Rw-value </td> </tr> <tr style="height:20px;"> <td style="overflow:hidden;padding:0px 3px 0px 3px;vertical-align:bottom;"></td> <td style="overflow:hidden;padding:0px 3px 0px 3px;vertical-align:bottom;"></td> <td style="overflow:hidden;padding:0px 3px 0px 3px;vertical-align:bottom;"></td> <td data-sheets-numberformat='{"1":2,"2":"0.00","3":1}' data-sheets-value='{"1":2,"2":"EN 1873 : 2014"}' style="overflow:hidden;padding:0px 3px 0px 3px;vertical-align:bottom;text-align:center;">EN 1873 : 2014</td> <td data-sheets-numberformat='{"1":2,"2":"0","3":1}' data-sheets-value='{"1":2,"2":"EN ISO 13468 EN 16153 EN 410"}' style="overflow:hidden;padding:0px 3px 0px 3px;vertical-align:bottom;text-align:center;">EN ISO 13468 EN 16153 EN 410</td> <td data-sheets-numberformat='{"1":2,"2":"0","3":1}' data-sheets-value='{"1":2,"2":"EN 410"}' style="overflow:hidden;padding:0px 3px 0px 3px;vertical-align:bottom;text-align:center;">EN 410</td> <td data-sheets-value='{"1":2,"2":"EN ISO 140-3\t\t"}' style="overflow:hidden;padding:0px 3px 0px 3px;vertical-align:bottom;text-align:center;">EN ISO 140-3 </td> </tr> <tr style="height:20px;"> <td data-sheets-value='{"1":2,"2":"Material"}' style="border-bottom:1px solid #000000;overflow:hidden;padding:0px 3px 0px 3px;vertical-align:bottom;background-color:#000000;font-weight:bold;color:#ffffff;">Material</td> <td data-sheets-value='{"1":2,"2":"Walls"}' style="border-bottom:1px solid #000000;overflow:hidden;padding:0px 3px 0px 3px;vertical-align:bottom;background-color:#000000;font-weight:bold;color:#ffffff;">Walls</td> <td data-sheets-value='{"1":2,"2":"Shells"}' style="border-bottom:1px solid #000000;overflow:hidden;padding:0px 3px 0px 3px;vertical-align:bottom;background-color:#000000;font-weight:bold;color:#ffffff;">Shells</td> <td data-sheets-numberformat='{"1":2,"2":"0.00","3":1}' data-sheets-value='{"1":2,"2":"(W/m²K)\t"}' style="border-bottom:1px solid #000000;overflow:hidden;padding:0px 3px 0px 3px;vertical-align:bottom;background-color:#000000;font-weight:bold;color:#ffffff;text-align:center;">(W/m²K) </td> <td data-sheets-numberformat='{"1":2,"2":"0","3":1}' data-sheets-value='{"1":2,"2":"(%)"}' style="border-bottom:1px solid #000000;overflow:hidden;padding:0px 3px 0px 3px;vertical-align:bottom;background-color:#000000;font-weight:bold;color:#ffffff;text-align:center;">(%)</td> <td data-sheets-numberformat='{"1":2,"2":"0","3":1}' data-sheets-value='{"1":2,"2":"(%)"}' style="border-bottom:1px solid #000000;overflow:hidden;padding:0px 3px 0px 3px;vertical-align:bottom;background-color:#000000;font-weight:bold;color:#ffffff;text-align:center;">(%)</td> <td data-sheets-value='{"1":2,"2":"(dB)"}' style="border-bottom:1px solid #000000;overflow:hidden;padding:0px 3px 0px 3px;vertical-align:bottom;background-color:#000000;font-weight:bold;color:#ffffff;text-align:center;">(dB)</td> </tr> <tr style="height:20px;"> <td data-sheets-value='{"1":2,"2":"Acrylic"}' style="border-left:1px solid #000000;overflow:hidden;padding:0px 3px 0px 3px;vertical-align:bottom;font-weight:bold;">Acrylic</td> <td data-sheets-value='{"1":2,"2":"Single-walled"}' style="overflow:hidden;padding:0px 3px 0px 3px;vertical-align:bottom;font-weight:bold;">Single-walled</td> <td data-sheets-value='{"1":2,"2":"Clear (H)"}' style="border-right:1px solid #000000;overflow:hidden;padding:0px 3px 0px 3px;vertical-align:bottom;font-weight:bold;">Clear (H)</td> <td data-sheets-numberformat='{"1":2,"2":"0.00","3":1}' data-sheets-value='{"1":3,"3":5.17}' style="overflow:hidden;padding:0px 3px 0px 3px;vertical-align:bottom;text-align:center;">5.17</td> <td data-sheets-numberformat='{"1":2,"2":"0","3":1}' data-sheets-value='{"1":3,"3":90}' style="overflow:hidden;padding:0px 3px 0px 3px;vertical-align:bottom;text-align:center;">90</td> <td data-sheets-numberformat='{"1":2,"2":"0","3":1}' data-sheets-value='{"1":3,"3":87}' style="overflow:hidden;padding:0px 3px 0px 3px;vertical-align:bottom;text-align:center;">87</td> <td data-sheets-numberformat='{"1":2,"2":"0","3":1}' data-sheets-value='{"1":2,"2":"-"}' style="border-right:1px solid #000000;overflow:hidden;padding:0px 3px 0px 3px;vertical-align:bottom;text-align:center;">-</td> </tr> <tr style="height:20px;"> <td data-sheets-value='{"1":2,"2":"PMMA"}' style="border-left:1px solid #000000;overflow:hidden;padding:0px 3px 0px 3px;vertical-align:bottom;font-weight:bold;">PMMA</td> <td data-sheets-value='{"1":2,"2":"Single-walled"}' style="overflow:hidden;padding:0px 3px 0px 3px;vertical-align:bottom;font-weight:bold;">Single-walled</td> <td data-sheets-value='{"1":2,"2":"Opal (O)"}' style="border-right:1px solid #000000;overflow:hidden;padding:0px 3px 0px 3px;vertical-align:bottom;font-weight:bold;">Opal (O)</td> <td data-sheets-numberformat='{"1":2,"2":"0.00","3":1}' data-sheets-value='{"1":3,"3":5.17}' style="overflow:hidden;padding:0px 3px 0px 3px;vertical-align:bottom;text-align:center;">5.17</td> <td data-sheets-numberformat='{"1":2,"2":"0","3":1}' data-sheets-value='{"1":3,"3":83}' style="overflow:hidden;padding:0px 3px 0px 3px;vertical-align:bottom;text-align:center;">83</td> <td data-sheets-numberformat='{"1":2,"2":"0","3":1}' data-sheets-value='{"1":3,"3":76}' style="overflow:hidden;padding:0px 3px 0px 3px;vertical-align:bottom;text-align:center;">76</td> <td data-sheets-numberformat='{"1":2,"2":"0","3":1}' data-sheets-value='{"1":2,"2":"-"}' style="border-right:1px solid #000000;overflow:hidden;padding:0px 3px 0px 3px;vertical-align:bottom;text-align:center;">-</td> </tr> <tr style="height:20px;"> <td style="border-left:1px solid #000000;overflow:hidden;padding:0px 3px 0px 3px;vertical-align:bottom;font-weight:bold;"></td> <td data-sheets-value='{"1":2,"2":"Double-walled"}' style="overflow:hidden;padding:0px 3px 0px 3px;vertical-align:bottom;font-weight:bold;">Double-walled</td> <td data-sheets-value='{"1":2,"2":"Clear (H/H)"}' style="border-right:1px solid #000000;overflow:hidden;padding:0px 3px 0px 3px;vertical-align:bottom;font-weight:bold;">Clear (H/H)</td> <td data-sheets-numberformat='{"1":2,"2":"0.00","3":1}' data-sheets-value='{"1":3,"3":2.9}' style="overflow:hidden;padding:0px 3px 0px 3px;vertical-align:bottom;text-align:center;">2.90</td> <td data-sheets-numberformat='{"1":2,"2":"0","3":1}' data-sheets-value='{"1":3,"3":81}' style="overflow:hidden;padding:0px 3px 0px 3px;vertical-align:bottom;text-align:center;">81</td> <td data-sheets-numberformat='{"1":2,"2":"0","3":1}' data-sheets-value='{"1":3,"3":75}' style="overflow:hidden;padding:0px 3px 0px 3px;vertical-align:bottom;text-align:center;">75</td> <td data-sheets-numberformat='{"1":2,"2":"0","3":1}' data-sheets-value='{"1":3,"3":20}' style="border-right:1px solid #000000;overflow:hidden;padding:0px 3px 0px 3px;vertical-align:bottom;text-align:center;">20</td> </tr> <tr style="height:20px;"> <td style="border-left:1px solid #000000;overflow:hidden;padding:0px 3px 0px 3px;vertical-align:bottom;font-weight:bold;"></td> <td data-sheets-value='{"1":2,"2":"Double-walled"}' style="overflow:hidden;padding:0px 3px 0px 3px;vertical-align:bottom;font-weight:bold;">Double-walled</td> <td data-sheets-value='{"1":2,"2":"Opal (O/O)"}' style="border-right:1px solid #000000;overflow:hidden;padding:0px 3px 0px 3px;vertical-align:bottom;font-weight:bold;">Opal (O/O)</td> <td data-sheets-numberformat='{"1":2,"2":"0.00","3":1}' data-sheets-value='{"1":3,"3":2.9}' style="overflow:hidden;padding:0px 3px 0px 3px;vertical-align:bottom;text-align:center;">2.90</td> <td data-sheets-numberformat='{"1":2,"2":"0","3":1}' data-sheets-value='{"1":3,"3":69}' style="overflow:hidden;padding:0px 3px 0px 3px;vertical-align:bottom;text-align:center;">69</td> <td data-sheets-numberformat='{"1":2,"2":"0","3":1}' data-sheets-value='{"1":3,"3":58}' style="overflow:hidden;padding:0px 3px 0px 3px;vertical-align:bottom;text-align:center;">58</td> <td data-sheets-numberformat='{"1":2,"2":"0","3":1}' data-sheets-value='{"1":3,"3":20}' style="border-right:1px solid #000000;overflow:hidden;padding:0px 3px 0px 3px;vertical-align:bottom;text-align:center;">20</td> </tr> <tr style="height:20px;"> <td style="border-left:1px solid #000000;overflow:hidden;padding:0px 3px 0px 3px;vertical-align:bottom;font-weight:bold;"></td> <td data-sheets-value='{"1":2,"2":"Triple-walled"}' style="overflow:hidden;padding:0px 3px 0px 3px;vertical-align:bottom;font-weight:bold;">Triple-walled</td> <td data-sheets-value='{"1":2,"2":"Clear (H/H/H)"}' style="border-right:1px solid #000000;overflow:hidden;padding:0px 3px 0px 3px;vertical-align:bottom;font-weight:bold;">Clear (H/H/H)</td> <td data-sheets-numberformat='{"1":2,"2":"0.00","3":1}' data-sheets-value='{"1":3,"3":1.7}' style="overflow:hidden;padding:0px 3px 0px 3px;vertical-align:bottom;text-align:center;">1.70</td> <td data-sheets-numberformat='{"1":2,"2":"0","3":1}' data-sheets-value='{"1":3,"3":73}' style="overflow:hidden;padding:0px 3px 0px 3px;vertical-align:bottom;text-align:center;">73</td> <td data-sheets-numberformat='{"1":2,"2":"0","3":1}' data-sheets-value='{"1":3,"3":65}' style="overflow:hidden;padding:0px 3px 0px 3px;vertical-align:bottom;text-align:center;">65</td> <td data-sheets-numberformat='{"1":2,"2":"0","3":1}' data-sheets-value='{"1":3,"3":22}' style="border-right:1px solid #000000;overflow:hidden;padding:0px 3px 0px 3px;vertical-align:bottom;text-align:center;">22</td> </tr> <tr style="height:20px;"> <td style="border-left:1px solid #000000;overflow:hidden;padding:0px 3px 0px 3px;vertical-align:bottom;font-weight:bold;"></td> <td data-sheets-value='{"1":2,"2":"Triple-walled"}' style="overflow:hidden;padding:0px 3px 0px 3px;vertical-align:bottom;font-weight:bold;">Triple-walled</td> <td data-sheets-value='{"1":2,"2":"Opal (O/H/O)"}' style="border-right:1px solid #000000;overflow:hidden;padding:0px 3px 0px 3px;vertical-align:bottom;font-weight:bold;">Opal (O/H/O)</td> <td data-sheets-numberformat='{"1":2,"2":"0.00","3":1}' data-sheets-value='{"1":3,"3":1.7}' style="overflow:hidden;padding:0px 3px 0px 3px;vertical-align:bottom;text-align:center;">1.70</td> <td data-sheets-numberformat='{"1":2,"2":"0","3":1}' data-sheets-value='{"1":3,"3":62}' style="overflow:hidden;padding:0px 3px 0px 3px;vertical-align:bottom;text-align:center;">62</td> <td data-sheets-numberformat='{"1":2,"2":"0","3":1}' data-sheets-value='{"1":3,"3":51}' style="overflow:hidden;padding:0px 3px 0px 3px;vertical-align:bottom;text-align:center;">51</td> <td data-sheets-numberformat='{"1":2,"2":"0","3":1}' data-sheets-value='{"1":3,"3":22}' style="border-right:1px solid #000000;overflow:hidden;padding:0px 3px 0px 3px;vertical-align:bottom;text-align:center;">22</td> </tr> <tr style="height:20px;"> <td style="border-left:1px solid #000000;overflow:hidden;padding:0px 3px 0px 3px;vertical-align:bottom;font-weight:bold;"></td> <td data-sheets-value='{"1":2,"2":"Four-walled"}' style="overflow:hidden;padding:0px 3px 0px 3px;vertical-align:bottom;font-weight:bold;">Four-walled</td> <td data-sheets-value='{"1":2,"2":"Clear (H/H/H/H)"}' style="border-right:1px solid #000000;overflow:hidden;padding:0px 3px 0px 3px;vertical-align:bottom;font-weight:bold;">Clear (H/H/H/H)</td> <td data-sheets-numberformat='{"1":2,"2":"0.00","3":1}' data-sheets-value='{"1":3,"3":1.28}' style="overflow:hidden;padding:0px 3px 0px 3px;vertical-align:bottom;text-align:center;">1.28</td> <td data-sheets-numberformat='{"1":2,"2":"0","3":1}' data-sheets-value='{"1":3,"3":64}' style="overflow:hidden;padding:0px 3px 0px 3px;vertical-align:bottom;text-align:center;">64</td> <td data-sheets-numberformat='{"1":2,"2":"0","3":1}' data-sheets-value='{"1":3,"3":54}' style="overflow:hidden;padding:0px 3px 0px 3px;vertical-align:bottom;text-align:center;">54</td> <td data-sheets-numberformat='{"1":2,"2":"0","3":1}' data-sheets-value='{"1":3,"3":23}' style="border-right:1px solid #000000;overflow:hidden;padding:0px 3px 0px 3px;vertical-align:bottom;text-align:center;">23</td> </tr> <tr style="height:20px;"> <td style="border-bottom:1px solid #000000;border-left:1px solid #000000;overflow:hidden;padding:0px 3px 0px 3px;vertical-align:bottom;"></td> <td data-sheets-value='{"1":2,"2":"Four-walled"}' style="border-bottom:1px solid #000000;overflow:hidden;padding:0px 3px 0px 3px;vertical-align:bottom;font-weight:bold;">Four-walled</td> <td data-sheets-value='{"1":2,"2":"Opal (H/H/O/H)"}' style="border-right:1px solid #000000;border-bottom:1px solid #000000;overflow:hidden;padding:0px 3px 0px 3px;vertical-align:bottom;font-weight:bold;">Opal (H/H/O/H)</td> <td data-sheets-numberformat='{"1":2,"2":"0.00","3":1}' data-sheets-value='{"1":3,"3":1.28}' style="border-bottom:1px solid #000000;overflow:hidden;padding:0px 3px 0px 3px;vertical-align:bottom;text-align:center;">1.28</td> <td data-sheets-numberformat='{"1":2,"2":"0","3":1}' data-sheets-value='{"1":3,"3":59}' style="border-bottom:1px solid #000000;overflow:hidden;padding:0px 3px 0px 3px;vertical-align:bottom;text-align:center;">59</td> <td data-sheets-numberformat='{"1":2,"2":"0","3":1}' data-sheets-value='{"1":3,"3":48}' style="border-bottom:1px solid #000000;overflow:hidden;padding:0px 3px 0px 3px;vertical-align:bottom;text-align:center;">48</td> <td data-sheets-numberformat='{"1":2,"2":"0","3":1}' data-sheets-value='{"1":3,"3":23}' style="border-right:1px solid #000000;border-bottom:1px solid #000000;overflow:hidden;padding:0px 3px 0px 3px;vertical-align:bottom;text-align:center;">23</td> </tr> <tr style="height:20px;"> <td data-sheets-value='{"1":2,"2":"Polycarbonate "}' style="border-left:1px solid #000000;overflow:hidden;padding:0px 3px 0px 3px;vertical-align:bottom;font-weight:bold;">Polycarbonate </td> <td data-sheets-value='{"1":2,"2":"Single-walled"}' style="overflow:hidden;padding:0px 3px 0px 3px;vertical-align:bottom;font-weight:bold;">Single-walled</td> <td data-sheets-value='{"1":2,"2":"Clear (A)"}' style="border-right:1px solid #000000;overflow:hidden;padding:0px 3px 0px 3px;vertical-align:bottom;font-weight:bold;">Clear (A)</td> <td data-sheets-numberformat='{"1":2,"2":"0.00","3":1}' data-sheets-value='{"1":3,"3":5.17}' style="overflow:hidden;padding:0px 3px 0px 3px;vertical-align:bottom;text-align:center;">5.17</td> <td data-sheets-numberformat='{"1":2,"2":"0","3":1}' data-sheets-value='{"1":3,"3":88}' style="overflow:hidden;padding:0px 3px 0px 3px;vertical-align:bottom;text-align:center;">88</td> <td data-sheets-numberformat='{"1":2,"2":"0","3":1}' data-sheets-value='{"1":3,"3":83}' style="overflow:hidden;padding:0px 3px 0px 3px;vertical-align:bottom;text-align:center;">83</td> <td data-sheets-numberformat='{"1":2,"2":"0","3":1}' data-sheets-value='{"1":2,"2":"-"}' style="border-right:1px solid #000000;overflow:hidden;padding:0px 3px 0px 3px;vertical-align:bottom;text-align:center;">-</td> </tr> <tr style="height:20px;"> <td data-sheets-value='{"1":2,"2":"PC"}' style="border-left:1px solid #000000;overflow:hidden;padding:0px 3px 0px 3px;vertical-align:bottom;font-weight:bold;">PC</td> <td data-sheets-value='{"1":2,"2":"Single-walled"}' style="overflow:hidden;padding:0px 3px 0px 3px;vertical-align:bottom;font-weight:bold;">Single-walled</td> <td data-sheets-value='{"1":2,"2":"Opal (D)"}' style="border-right:1px solid #000000;overflow:hidden;padding:0px 3px 0px 3px;vertical-align:bottom;font-weight:bold;">Opal (D)</td> <td data-sheets-numberformat='{"1":2,"2":"0.00","3":1}' data-sheets-value='{"1":3,"3":5.17}' style="overflow:hidden;padding:0px 3px 0px 3px;vertical-align:bottom;text-align:center;">5.17</td> <td data-sheets-numberformat='{"1":2,"2":"0","3":1}' data-sheets-value='{"1":3,"3":58}' style="overflow:hidden;padding:0px 3px 0px 3px;vertical-align:bottom;text-align:center;">58</td> <td data-sheets-numberformat='{"1":2,"2":"0","3":1}' data-sheets-value='{"1":3,"3":60}' style="overflow:hidden;padding:0px 3px 0px 3px;vertical-align:bottom;text-align:center;">60</td> <td data-sheets-numberformat='{"1":2,"2":"0","3":1}' data-sheets-value='{"1":2,"2":"-"}' style="border-right:1px solid #000000;overflow:hidden;padding:0px 3px 0px 3px;vertical-align:bottom;text-align:center;">-</td> </tr> <tr style="height:20px;"> <td style="border-left:1px solid #000000;overflow:hidden;padding:0px 3px 0px 3px;vertical-align:bottom;font-weight:bold;"></td> <td data-sheets-value='{"1":2,"2":"Double-walled"}' style="overflow:hidden;padding:0px 3px 0px 3px;vertical-align:bottom;font-weight:bold;">Double-walled</td> <td data-sheets-value='{"1":2,"2":"Clear (A/H)"}' style="border-right:1px solid #000000;overflow:hidden;padding:0px 3px 0px 3px;vertical-align:bottom;font-weight:bold;">Clear (A/H)</td> <td data-sheets-numberformat='{"1":2,"2":"0.00","3":1}' data-sheets-value='{"1":3,"3":2.9}' style="overflow:hidden;padding:0px 3px 0px 3px;vertical-align:bottom;text-align:center;">2.90</td> <td data-sheets-numberformat='{"1":2,"2":"0","3":1}' data-sheets-value='{"1":3,"3":79}' style="overflow:hidden;padding:0px 3px 0px 3px;vertical-align:bottom;text-align:center;">79</td> <td data-sheets-numberformat='{"1":2,"2":"0","3":1}' data-sheets-value='{"1":3,"3":72}' style="overflow:hidden;padding:0px 3px 0px 3px;vertical-align:bottom;text-align:center;">72</td> <td data-sheets-numberformat='{"1":2,"2":"0","3":1}' data-sheets-value='{"1":3,"3":20}' style="border-right:1px solid #000000;overflow:hidden;padding:0px 3px 0px 3px;vertical-align:bottom;text-align:center;">20</td> </tr> <tr style="height:20px;"> <td style="border-left:1px solid #000000;overflow:hidden;padding:0px 3px 0px 3px;vertical-align:bottom;font-weight:bold;"></td> <td data-sheets-value='{"1":2,"2":"Double-walled"}' style="overflow:hidden;padding:0px 3px 0px 3px;vertical-align:bottom;font-weight:bold;">Double-walled</td> <td data-sheets-value='{"1":2,"2":"Clear (A/A)"}' style="border-right:1px solid #000000;overflow:hidden;padding:0px 3px 0px 3px;vertical-align:bottom;font-weight:bold;">Clear (A/A)</td> <td data-sheets-numberformat='{"1":2,"2":"0.00","3":1}' data-sheets-value='{"1":3,"3":2.9}' style="overflow:hidden;padding:0px 3px 0px 3px;vertical-align:bottom;text-align:center;">2.90</td> <td data-sheets-numberformat='{"1":2,"2":"0","3":1}' data-sheets-value='{"1":3,"3":77}' style="overflow:hidden;padding:0px 3px 0px 3px;vertical-align:bottom;text-align:center;">77</td> <td data-sheets-numberformat='{"1":2,"2":"0","3":1}' data-sheets-value='{"1":3,"3":69}' style="overflow:hidden;padding:0px 3px 0px 3px;vertical-align:bottom;text-align:center;">69</td> <td data-sheets-numberformat='{"1":2,"2":"0","3":1}' data-sheets-value='{"1":3,"3":20}' style="border-right:1px solid #000000;overflow:hidden;padding:0px 3px 0px 3px;vertical-align:bottom;text-align:center;">20</td> </tr> <tr style="height:20px;"> <td style="border-left:1px solid #000000;overflow:hidden;padding:0px 3px 0px 3px;vertical-align:bottom;font-weight:bold;"></td> <td data-sheets-value='{"1":2,"2":"Double-walled"}' style="overflow:hidden;padding:0px 3px 0px 3px;vertical-align:bottom;font-weight:bold;">Double-walled</td> <td data-sheets-value='{"1":2,"2":"Opal (A/O)"}' style="border-right:1px solid #000000;overflow:hidden;padding:0px 3px 0px 3px;vertical-align:bottom;font-weight:bold;">Opal (A/O)</td> <td data-sheets-numberformat='{"1":2,"2":"0.00","3":1}' data-sheets-value='{"1":3,"3":2.9}' style="overflow:hidden;padding:0px 3px 0px 3px;vertical-align:bottom;text-align:center;">2.90</td> <td data-sheets-numberformat='{"1":2,"2":"0","3":1}' data-sheets-value='{"1":3,"3":73}' style="overflow:hidden;padding:0px 3px 0px 3px;vertical-align:bottom;text-align:center;">73</td> <td data-sheets-numberformat='{"1":2,"2":"0","3":1}' data-sheets-value='{"1":3,"3":63}' style="overflow:hidden;padding:0px 3px 0px 3px;vertical-align:bottom;text-align:center;">63</td> <td data-sheets-numberformat='{"1":2,"2":"0","3":1}' data-sheets-value='{"1":3,"3":20}' style="border-right:1px solid #000000;overflow:hidden;padding:0px 3px 0px 3px;vertical-align:bottom;text-align:center;">20</td> </tr> <tr style="height:20px;"> <td style="border-left:1px solid #000000;overflow:hidden;padding:0px 3px 0px 3px;vertical-align:bottom;font-weight:bold;"></td> <td data-sheets-value='{"1":2,"2":"Double-walled"}' style="overflow:hidden;padding:0px 3px 0px 3px;vertical-align:bottom;font-weight:bold;">Double-walled</td> <td data-sheets-value='{"1":2,"2":"Opal (A/D)"}' style="border-right:1px solid #000000;overflow:hidden;padding:0px 3px 0px 3px;vertical-align:bottom;font-weight:bold;">Opal (A/D)</td> <td data-sheets-numberformat='{"1":2,"2":"0.00","3":1}' data-sheets-value='{"1":3,"3":2.9}' style="overflow:hidden;padding:0px 3px 0px 3px;vertical-align:bottom;text-align:center;">2.90</td> <td data-sheets-numberformat='{"1":2,"2":"0","3":1}' data-sheets-value='{"1":3,"3":51}' style="overflow:hidden;padding:0px 3px 0px 3px;vertical-align:bottom;text-align:center;">51</td> <td data-sheets-numberformat='{"1":2,"2":"0","3":1}' data-sheets-value='{"1":3,"3":50}' style="overflow:hidden;padding:0px 3px 0px 3px;vertical-align:bottom;text-align:center;">50</td> <td data-sheets-numberformat='{"1":2,"2":"0","3":1}' data-sheets-value='{"1":3,"3":20}' style="border-right:1px solid #000000;overflow:hidden;padding:0px 3px 0px 3px;vertical-align:bottom;text-align:center;">20</td> </tr> <tr style="height:20px;"> <td style="border-left:1px solid #000000;overflow:hidden;padding:0px 3px 0px 3px;vertical-align:bottom;font-weight:bold;"></td> <td data-sheets-value='{"1":2,"2":"Triple-walled"}' style="overflow:hidden;padding:0px 3px 0px 3px;vertical-align:bottom;font-weight:bold;">Triple-walled</td> <td data-sheets-value='{"1":2,"2":"Clear (A/H/H)"}' style="border-right:1px solid #000000;overflow:hidden;padding:0px 3px 0px 3px;vertical-align:bottom;font-weight:bold;">Clear (A/H/H)</td> <td data-sheets-numberformat='{"1":2,"2":"0.00","3":1}' data-sheets-value='{"1":3,"3":1.7}' style="overflow:hidden;padding:0px 3px 0px 3px;vertical-align:bottom;text-align:center;">1.70</td> <td data-sheets-numberformat='{"1":2,"2":"0","3":1}' data-sheets-value='{"1":3,"3":71}' style="overflow:hidden;padding:0px 3px 0px 3px;vertical-align:bottom;text-align:center;">71</td> <td data-sheets-numberformat='{"1":2,"2":"0","3":1}' data-sheets-value='{"1":3,"3":63}' style="overflow:hidden;padding:0px 3px 0px 3px;vertical-align:bottom;text-align:center;">63</td> <td data-sheets-numberformat='{"1":2,"2":"0","3":1}' data-sheets-value='{"1":3,"3":22}' style="border-right:1px solid #000000;overflow:hidden;padding:0px 3px 0px 3px;vertical-align:bottom;text-align:center;">22</td> </tr> <tr style="height:20px;"> <td style="border-left:1px solid #000000;overflow:hidden;padding:0px 3px 0px 3px;vertical-align:bottom;font-weight:bold;"></td> <td data-sheets-value='{"1":2,"2":"Triple-walled"}' style="overflow:hidden;padding:0px 3px 0px 3px;vertical-align:bottom;font-weight:bold;">Triple-walled</td> <td data-sheets-value='{"1":2,"2":"Opal (A/O/O)"}' style="border-right:1px solid #000000;overflow:hidden;padding:0px 3px 0px 3px;vertical-align:bottom;font-weight:bold;">Opal (A/O/O)</td> <td data-sheets-numberformat='{"1":2,"2":"0.00","3":1}' data-sheets-value='{"1":3,"3":1.7}' style="overflow:hidden;padding:0px 3px 0px 3px;vertical-align:bottom;text-align:center;">1.70</td> <td data-sheets-numberformat='{"1":2,"2":"0","3":1}' data-sheets-value='{"1":3,"3":61}' style="overflow:hidden;padding:0px 3px 0px 3px;vertical-align:bottom;text-align:center;">61</td> <td data-sheets-numberformat='{"1":2,"2":"0","3":1}' data-sheets-value='{"1":3,"3":48}' style="overflow:hidden;padding:0px 3px 0px 3px;vertical-align:bottom;text-align:center;">48</td> <td data-sheets-numberformat='{"1":2,"2":"0","3":1}' data-sheets-value='{"1":3,"3":22}' style="border-right:1px solid #000000;overflow:hidden;padding:0px 3px 0px 3px;vertical-align:bottom;text-align:center;">22</td> </tr> <tr style="height:20px;"> <td style="border-left:1px solid #000000;overflow:hidden;padding:0px 3px 0px 3px;vertical-align:bottom;font-weight:bold;"></td> <td data-sheets-value='{"1":2,"2":"Four-walled"}' style="overflow:hidden;padding:0px 3px 0px 3px;vertical-align:bottom;font-weight:bold;">Four-walled</td> <td data-sheets-value='{"1":2,"2":"Clear (A/H/H/H)"}' style="border-right:1px solid #000000;overflow:hidden;padding:0px 3px 0px 3px;vertical-align:bottom;font-weight:bold;">Clear (A/H/H/H)</td> <td data-sheets-numberformat='{"1":2,"2":"0.00","3":1}' data-sheets-value='{"1":3,"3":1.28}' style="overflow:hidden;padding:0px 3px 0px 3px;vertical-align:bottom;text-align:center;">1.28</td> <td data-sheets-numberformat='{"1":2,"2":"0","3":1}' data-sheets-value='{"1":3,"3":64}' style="overflow:hidden;padding:0px 3px 0px 3px;vertical-align:bottom;text-align:center;">64</td> <td data-sheets-numberformat='{"1":2,"2":"0","3":1}' data-sheets-value='{"1":3,"3":52}' style="overflow:hidden;padding:0px 3px 0px 3px;vertical-align:bottom;text-align:center;">52</td> <td data-sheets-numberformat='{"1":2,"2":"0","3":1}' data-sheets-value='{"1":3,"3":23}' style="border-right:1px solid #000000;overflow:hidden;padding:0px 3px 0px 3px;vertical-align:bottom;text-align:center;">23</td> </tr> <tr style="height:20px;"> <td style="border-bottom:1px solid #000000;border-left:1px solid #000000;overflow:hidden;padding:0px 3px 0px 3px;vertical-align:bottom;"></td> <td data-sheets-value='{"1":2,"2":"Four-walled"}' style="border-bottom:1px solid #000000;overflow:hidden;padding:0px 3px 0px 3px;vertical-align:bottom;font-weight:bold;">Four-walled</td> <td data-sheets-value='{"1":2,"2":"Opal (A/H/O/H)"}' style="border-right:1px solid #000000;border-bottom:1px solid #000000;overflow:hidden;padding:0px 3px 0px 3px;vertical-align:bottom;font-weight:bold;">Opal (A/H/O/H)</td> <td data-sheets-numberformat='{"1":2,"2":"0.00","3":1}' data-sheets-value='{"1":3,"3":1.28}' style="border-bottom:1px solid #000000;overflow:hidden;padding:0px 3px 0px 3px;vertical-align:bottom;text-align:center;">1.28</td> <td data-sheets-numberformat='{"1":2,"2":"0","3":1}' data-sheets-value='{"1":3,"3":59}' style="border-bottom:1px solid #000000;overflow:hidden;padding:0px 3px 0px 3px;vertical-align:bottom;text-align:center;">59</td> <td data-sheets-numberformat='{"1":2,"2":"0","3":1}' data-sheets-value='{"1":3,"3":46}' style="border-bottom:1px solid #000000;overflow:hidden;padding:0px 3px 0px 3px;vertical-align:bottom;text-align:center;">46</td> <td data-sheets-numberformat='{"1":2,"2":"0","3":1}' data-sheets-value='{"1":3,"3":23}' style="border-right:1px solid #000000;border-bottom:1px solid #000000;overflow:hidden;padding:0px 3px 0px 3px;vertical-align:bottom;text-align:center;">23</td> </tr> <tr style="height:20px;"> <td data-sheets-value='{"1":2,"2":"Polycarbonate"}' style="border-left:1px solid #000000;overflow:hidden;padding:0px 3px 0px 3px;vertical-align:bottom;font-weight:bold;">Polycarbonate</td> <td data-sheets-value='{"1":2,"2":"Single-walled"}' style="overflow:hidden;padding:0px 3px 0px 3px;vertical-align:bottom;font-weight:bold;">Single-walled</td> <td data-sheets-value='{"1":2,"2":"Heatstop Opal (T)"}' style="border-right:1px solid #000000;overflow:hidden;padding:0px 3px 0px 3px;vertical-align:bottom;font-weight:bold;">Heatstop Opal (T)</td> <td data-sheets-numberformat='{"1":2,"2":"0.00","3":1}' data-sheets-value='{"1":3,"3":5.17}' style="overflow:hidden;padding:0px 3px 0px 3px;vertical-align:bottom;text-align:center;">5.17</td> <td data-sheets-numberformat='{"1":2,"2":"0","3":1}' data-sheets-value='{"1":3,"3":49}' style="overflow:hidden;padding:0px 3px 0px 3px;vertical-align:bottom;text-align:center;">49</td> <td data-sheets-numberformat='{"1":2,"2":"0","3":1}' data-sheets-value='{"1":3,"3":59}' style="overflow:hidden;padding:0px 3px 0px 3px;vertical-align:bottom;text-align:center;">59</td> <td data-sheets-numberformat='{"1":2,"2":"0","3":1}' data-sheets-value='{"1":2,"2":"-"}' style="border-right:1px solid #000000;overflow:hidden;padding:0px 3px 0px 3px;vertical-align:bottom;text-align:center;">-</td> </tr> <tr style="height:20px;"> <td data-sheets-value='{"1":2,"2":"Heatstop PC"}' style="border-left:1px solid #000000;overflow:hidden;padding:0px 3px 0px 3px;vertical-align:bottom;font-weight:bold;">Heatstop PC</td> <td data-sheets-value='{"1":2,"2":"Double-walled"}' style="overflow:hidden;padding:0px 3px 0px 3px;vertical-align:bottom;font-weight:bold;">Double-walled</td> <td data-sheets-value='{"1":2,"2":"Clear (T/H)"}' style="border-right:1px solid #000000;overflow:hidden;padding:0px 3px 0px 3px;vertical-align:bottom;font-weight:bold;">Clear (T/H)</td> <td data-sheets-numberformat='{"1":2,"2":"0.00","3":1}' data-sheets-value='{"1":3,"3":2.9}' style="overflow:hidden;padding:0px 3px 0px 3px;vertical-align:bottom;text-align:center;">2.90</td> <td data-sheets-numberformat='{"1":2,"2":"0","3":1}' data-sheets-value='{"1":3,"3":44}' style="overflow:hidden;padding:0px 3px 0px 3px;vertical-align:bottom;text-align:center;">44</td> <td data-sheets-numberformat='{"1":2,"2":"0","3":1}' data-sheets-value='{"1":3,"3":51}' style="overflow:hidden;padding:0px 3px 0px 3px;vertical-align:bottom;text-align:center;">51</td> <td data-sheets-numberformat='{"1":2,"2":"0","3":1}' data-sheets-value='{"1":3,"3":20}' style="border-right:1px solid #000000;overflow:hidden;padding:0px 3px 0px 3px;vertical-align:bottom;text-align:center;">20</td> </tr> <tr style="height:20px;"> <td style="border-left:1px solid #000000;overflow:hidden;padding:0px 3px 0px 3px;vertical-align:bottom;font-weight:bold;"></td> <td data-sheets-value='{"1":2,"2":"Double-walled"}' style="overflow:hidden;padding:0px 3px 0px 3px;vertical-align:bottom;font-weight:bold;">Double-walled</td> <td data-sheets-value='{"1":2,"2":"Opal (T/O)"}' style="border-right:1px solid #000000;overflow:hidden;padding:0px 3px 0px 3px;vertical-align:bottom;font-weight:bold;">Opal (T/O)</td> <td data-sheets-numberformat='{"1":2,"2":"0.00","3":1}' data-sheets-value='{"1":3,"3":2.9}' style="overflow:hidden;padding:0px 3px 0px 3px;vertical-align:bottom;text-align:center;">2.90</td> <td data-sheets-numberformat='{"1":2,"2":"0","3":1}' data-sheets-value='{"1":3,"3":41}' style="overflow:hidden;padding:0px 3px 0px 3px;vertical-align:bottom;text-align:center;">41</td> <td data-sheets-numberformat='{"1":2,"2":"0","3":1}' data-sheets-value='{"1":3,"3":45}' style="overflow:hidden;padding:0px 3px 0px 3px;vertical-align:bottom;text-align:center;">45</td> <td data-sheets-numberformat='{"1":2,"2":"0","3":1}' data-sheets-value='{"1":3,"3":20}' style="border-right:1px solid #000000;overflow:hidden;padding:0px 3px 0px 3px;vertical-align:bottom;text-align:center;">20</td> </tr> <tr style="height:20px;"> <td style="border-left:1px solid #000000;overflow:hidden;padding:0px 3px 0px 3px;vertical-align:bottom;font-weight:bold;"></td> <td data-sheets-value='{"1":2,"2":"Triple-walled"}' style="overflow:hidden; | skylux-160-ce-met-koepel-en-pvc-opstand-30-20-met-lm-motor-1100-x-1400-mm | 8586031006029 | 46872353014093
Smoke and heat exhaust (SHEV) | SHE system | Skylux | Skylux 160° CE with skylight and PVC curb 30/20 with LM-actuator 1100 x 1700 mm |  | 25966 | 5412970259664 | 4449.2 | Yes | 30-45 | 77.29 | 1100 x 1700 mm | 1700 | 1100 |  | PVC 30/20 (30 cm high & roof opening = 20 cm larger than daylight size) | Rectangular | 5.17 W/m²K - 1.28 W/m²K | 87% - 32% | 90% - 32% | 20dB - 23dB | 160° CE (for industry) | skylight | without spoiler | E | Single actuator | Maximum four-walled skylight possible for this product | Ut-value LT-value g-value Rw-value EN 1873 : 2014 EN ISO 13468 EN 16153 EN 410 EN 410 EN ISO 140-3 Material Walls Shells (W/m²K) (%) (%) (dB) Acrylic Single-walled Clear (H) 5.17 90 87 - PMMA Single-walled Opal (O) 5.17 83 76 - Double-walled Clear (H/H) 2.90 81 75 20 Double-walled Opal (O/O) 2.90 69 58 20 Triple-walled Clear (H/H/H) 1.70 73 65 22 Triple-walled Opal (O/H/O) 1.70 62 51 22 Four-walled Clear (H/H/H/H) 1.28 64 54 23 Four-walled Opal (H/H/O/H) 1.28 59 48 23 Polycarbonate Single-walled Clear (A) 5.17 88 83 - PC Single-walled Opal (D) 5.17 58 60 - Double-walled Clear (A/H) 2.90 79 72 20 Double-walled Clear (A/A) 2.90 77 69 20 Double-walled Opal (A/O) 2.90 73 63 20 Double-walled Opal (A/D) 2.90 51 50 20 Triple-walled Clear (A/H/H) 1.70 71 63 22 Triple-walled Opal (A/O/O) 1.70 61 48 22 Four-walled Clear (A/H/H/H) 1.28 64 52 23 Four-walled Opal (A/H/O/H) 1.28 59 46 23 Polycarbonate Single-walled Heatstop Opal (T) 5.17 49 59 - Heatstop PC Double-walled Clear (T/H) 2.90 44 51 20 Double-walled Opal (T/O) 2.90 41 45 20 Triple-walled Clear (T/H/H) 1.70 40 <td data-sheets-numberformat='{"1":2,"2":"0","3":1}' data-sheets-value='{"1":3,"3":44}' style="overflow:hidden;paddin | https://skylux.eu/en/products/skylux-160-ce-met-koepel-en-pvc-opstand-30-20-met-lm-motor-1100-x-1700-mm | https://skylux.eu/cdn/shop/files/Skylux-160deg-CE-met-koepel-en-pvc-opstand-3020-met-LM-motor-1100-x-1700-mm-RWA-systeem.jpg?v=1702980500&width=1600 | https://skylux.eu/cdn/shop/files/e5a82811-1bb0-48e4-a776-cacb59c7c092_ddf4b754-175d-4e8a-9f30-c4af9ac4ae46.jpg?v=1688551142&width=1600 | //skylux.eu/cdn/shop/files/E_MH_Mounting_instructions_Skylux_160_CE_LM.pdf?v=12406716259046007223 | //skylux.eu/cdn/shop/files/E_TD_Technical_File_Skylux_Skylux_160_CE_Electric.pdf?v=3667116872303399239 | <style type="text/css" id="isPasted"> <!--td { border: 1px solid #cccccc; } br { mso-data-placement: same-cell; } --> </style> <table border="1" cellpadding="0" cellspacing="0" dir="ltr" style="table-layout:fixed;font-size:10pt;font-family:Arial;border-collapse:collapse;border:none;"><tbody> <tr style="height:20px;"> <td style="overflow:hidden;padding:0px 3px 0px 3px;vertical-align:bottom;"></td> <td style="overflow:hidden;padding:0px 3px 0px 3px;vertical-align:bottom;"></td> <td style="overflow:hidden;padding:0px 3px 0px 3px;vertical-align:bottom;"></td> <td data-sheets-value='{"1":2,"2":"Ut-value"}' style="overflow:hidden;padding:0px 3px 0px 3px;vertical-align:bottom;font-weight:bold;text-align:center;">Ut-value</td> <td data-sheets-value='{"1":2,"2":"LT-value"}' style="overflow:hidden;padding:0px 3px 0px 3px;vertical-align:bottom;font-weight:bold;text-align:center;">LT-value</td> <td data-sheets-value='{"1":2,"2":"g-value"}' style="overflow:hidden;padding:0px 3px 0px 3px;vertical-align:bottom;font-weight:bold;text-align:center;">g-value</td> <td data-sheets-value='{"1":2,"2":"Rw-value "}' style="overflow:hidden;padding:0px 3px 0px 3px;vertical-align:bottom;font-weight:bold;text-align:center;">Rw-value </td> </tr> <tr style="height:20px;"> <td style="overflow:hidden;padding:0px 3px 0px 3px;vertical-align:bottom;"></td> <td style="overflow:hidden;padding:0px 3px 0px 3px;vertical-align:bottom;"></td> <td style="overflow:hidden;padding:0px 3px 0px 3px;vertical-align:bottom;"></td> <td data-sheets-numberformat='{"1":2,"2":"0.00","3":1}' data-sheets-value='{"1":2,"2":"EN 1873 : 2014"}' style="overflow:hidden;padding:0px 3px 0px 3px;vertical-align:bottom;text-align:center;">EN 1873 : 2014</td> <td data-sheets-numberformat='{"1":2,"2":"0","3":1}' data-sheets-value='{"1":2,"2":"EN ISO 13468 EN 16153 EN 410"}' style="overflow:hidden;padding:0px 3px 0px 3px;vertical-align:bottom;text-align:center;">EN ISO 13468 EN 16153 EN 410</td> <td data-sheets-numberformat='{"1":2,"2":"0","3":1}' data-sheets-value='{"1":2,"2":"EN 410"}' style="overflow:hidden;padding:0px 3px 0px 3px;vertical-align:bottom;text-align:center;">EN 410</td> <td data-sheets-value='{"1":2,"2":"EN ISO 140-3\t\t"}' style="overflow:hidden;padding:0px 3px 0px 3px;vertical-align:bottom;text-align:center;">EN ISO 140-3 </td> </tr> <tr style="height:20px;"> <td data-sheets-value='{"1":2,"2":"Material"}' style="border-bottom:1px solid #000000;overflow:hidden;padding:0px 3px 0px 3px;vertical-align:bottom;background-color:#000000;font-weight:bold;color:#ffffff;">Material</td> <td data-sheets-value='{"1":2,"2":"Walls"}' style="border-bottom:1px solid #000000;overflow:hidden;padding:0px 3px 0px 3px;vertical-align:bottom;background-color:#000000;font-weight:bold;color:#ffffff;">Walls</td> <td data-sheets-value='{"1":2,"2":"Shells"}' style="border-bottom:1px solid #000000;overflow:hidden;padding:0px 3px 0px 3px;vertical-align:bottom;background-color:#000000;font-weight:bold;color:#ffffff;">Shells</td> <td data-sheets-numberformat='{"1":2,"2":"0.00","3":1}' data-sheets-value='{"1":2,"2":"(W/m²K)\t"}' style="border-bottom:1px solid #000000;overflow:hidden;padding:0px 3px 0px 3px;vertical-align:bottom;background-color:#000000;font-weight:bold;color:#ffffff;text-align:center;">(W/m²K) </td> <td data-sheets-numberformat='{"1":2,"2":"0","3":1}' data-sheets-value='{"1":2,"2":"(%)"}' style="border-bottom:1px solid #000000;overflow:hidden;padding:0px 3px 0px 3px;vertical-align:bottom;background-color:#000000;font-weight:bold;color:#ffffff;text-align:center;">(%)</td> <td data-sheets-numberformat='{"1":2,"2":"0","3":1}' data-sheets-value='{"1":2,"2":"(%)"}' style="border-bottom:1px solid #000000;overflow:hidden;padding:0px 3px 0px 3px;vertical-align:bottom;background-color:#000000;font-weight:bold;color:#ffffff;text-align:center;">(%)</td> <td data-sheets-value='{"1":2,"2":"(dB)"}' style="border-bottom:1px solid #000000;overflow:hidden;padding:0px 3px 0px 3px;vertical-align:bottom;background-color:#000000;font-weight:bold;color:#ffffff;text-align:center;">(dB)</td> </tr> <tr style="height:20px;"> <td data-sheets-value='{"1":2,"2":"Acrylic"}' style="border-left:1px solid #000000;overflow:hidden;padding:0px 3px 0px 3px;vertical-align:bottom;font-weight:bold;">Acrylic</td> <td data-sheets-value='{"1":2,"2":"Single-walled"}' style="overflow:hidden;padding:0px 3px 0px 3px;vertical-align:bottom;font-weight:bold;">Single-walled</td> <td data-sheets-value='{"1":2,"2":"Clear (H)"}' style="border-right:1px solid #000000;overflow:hidden;padding:0px 3px 0px 3px;vertical-align:bottom;font-weight:bold;">Clear (H)</td> <td data-sheets-numberformat='{"1":2,"2":"0.00","3":1}' data-sheets-value='{"1":3,"3":5.17}' style="overflow:hidden;padding:0px 3px 0px 3px;vertical-align:bottom;text-align:center;">5.17</td> <td data-sheets-numberformat='{"1":2,"2":"0","3":1}' data-sheets-value='{"1":3,"3":90}' style="overflow:hidden;padding:0px 3px 0px 3px;vertical-align:bottom;text-align:center;">90</td> <td data-sheets-numberformat='{"1":2,"2":"0","3":1}' data-sheets-value='{"1":3,"3":87}' style="overflow:hidden;padding:0px 3px 0px 3px;vertical-align:bottom;text-align:center;">87</td> <td data-sheets-numberformat='{"1":2,"2":"0","3":1}' data-sheets-value='{"1":2,"2":"-"}' style="border-right:1px solid #000000;overflow:hidden;padding:0px 3px 0px 3px;vertical-align:bottom;text-align:center;">-</td> </tr> <tr style="height:20px;"> <td data-sheets-value='{"1":2,"2":"PMMA"}' style="border-left:1px solid #000000;overflow:hidden;padding:0px 3px 0px 3px;vertical-align:bottom;font-weight:bold;">PMMA</td> <td data-sheets-value='{"1":2,"2":"Single-walled"}' style="overflow:hidden;padding:0px 3px 0px 3px;vertical-align:bottom;font-weight:bold;">Single-walled</td> <td data-sheets-value='{"1":2,"2":"Opal (O)"}' style="border-right:1px solid #000000;overflow:hidden;padding:0px 3px 0px 3px;vertical-align:bottom;font-weight:bold;">Opal (O)</td> <td data-sheets-numberformat='{"1":2,"2":"0.00","3":1}' data-sheets-value='{"1":3,"3":5.17}' style="overflow:hidden;padding:0px 3px 0px 3px;vertical-align:bottom;text-align:center;">5.17</td> <td data-sheets-numberformat='{"1":2,"2":"0","3":1}' data-sheets-value='{"1":3,"3":83}' style="overflow:hidden;padding:0px 3px 0px 3px;vertical-align:bottom;text-align:center;">83</td> <td data-sheets-numberformat='{"1":2,"2":"0","3":1}' data-sheets-value='{"1":3,"3":76}' style="overflow:hidden;padding:0px 3px 0px 3px;vertical-align:bottom;text-align:center;">76</td> <td data-sheets-numberformat='{"1":2,"2":"0","3":1}' data-sheets-value='{"1":2,"2":"-"}' style="border-right:1px solid #000000;overflow:hidden;padding:0px 3px 0px 3px;vertical-align:bottom;text-align:center;">-</td> </tr> <tr style="height:20px;"> <td style="border-left:1px solid #000000;overflow:hidden;padding:0px 3px 0px 3px;vertical-align:bottom;font-weight:bold;"></td> <td data-sheets-value='{"1":2,"2":"Double-walled"}' style="overflow:hidden;padding:0px 3px 0px 3px;vertical-align:bottom;font-weight:bold;">Double-walled</td> <td data-sheets-value='{"1":2,"2":"Clear (H/H)"}' style="border-right:1px solid #000000;overflow:hidden;padding:0px 3px 0px 3px;vertical-align:bottom;font-weight:bold;">Clear (H/H)</td> <td data-sheets-numberformat='{"1":2,"2":"0.00","3":1}' data-sheets-value='{"1":3,"3":2.9}' style="overflow:hidden;padding:0px 3px 0px 3px;vertical-align:bottom;text-align:center;">2.90</td> <td data-sheets-numberformat='{"1":2,"2":"0","3":1}' data-sheets-value='{"1":3,"3":81}' style="overflow:hidden;padding:0px 3px 0px 3px;vertical-align:bottom;text-align:center;">81</td> <td data-sheets-numberformat='{"1":2,"2":"0","3":1}' data-sheets-value='{"1":3,"3":75}' style="overflow:hidden;padding:0px 3px 0px 3px;vertical-align:bottom;text-align:center;">75</td> <td data-sheets-numberformat='{"1":2,"2":"0","3":1}' data-sheets-value='{"1":3,"3":20}' style="border-right:1px solid #000000;overflow:hidden;padding:0px 3px 0px 3px;vertical-align:bottom;text-align:center;">20</td> </tr> <tr style="height:20px;"> <td style="border-left:1px solid #000000;overflow:hidden;padding:0px 3px 0px 3px;vertical-align:bottom;font-weight:bold;"></td> <td data-sheets-value='{"1":2,"2":"Double-walled"}' style="overflow:hidden;padding:0px 3px 0px 3px;vertical-align:bottom;font-weight:bold;">Double-walled</td> <td data-sheets-value='{"1":2,"2":"Opal (O/O)"}' style="border-right:1px solid #000000;overflow:hidden;padding:0px 3px 0px 3px;vertical-align:bottom;font-weight:bold;">Opal (O/O)</td> <td data-sheets-numberformat='{"1":2,"2":"0.00","3":1}' data-sheets-value='{"1":3,"3":2.9}' style="overflow:hidden;padding:0px 3px 0px 3px;vertical-align:bottom;text-align:center;">2.90</td> <td data-sheets-numberformat='{"1":2,"2":"0","3":1}' data-sheets-value='{"1":3,"3":69}' style="overflow:hidden;padding:0px 3px 0px 3px;vertical-align:bottom;text-align:center;">69</td> <td data-sheets-numberformat='{"1":2,"2":"0","3":1}' data-sheets-value='{"1":3,"3":58}' style="overflow:hidden;padding:0px 3px 0px 3px;vertical-align:bottom;text-align:center;">58</td> <td data-sheets-numberformat='{"1":2,"2":"0","3":1}' data-sheets-value='{"1":3,"3":20}' style="border-right:1px solid #000000;overflow:hidden;padding:0px 3px 0px 3px;vertical-align:bottom;text-align:center;">20</td> </tr> <tr style="height:20px;"> <td style="border-left:1px solid #000000;overflow:hidden;padding:0px 3px 0px 3px;vertical-align:bottom;font-weight:bold;"></td> <td data-sheets-value='{"1":2,"2":"Triple-walled"}' style="overflow:hidden;padding:0px 3px 0px 3px;vertical-align:bottom;font-weight:bold;">Triple-walled</td> <td data-sheets-value='{"1":2,"2":"Clear (H/H/H)"}' style="border-right:1px solid #000000;overflow:hidden;padding:0px 3px 0px 3px;vertical-align:bottom;font-weight:bold;">Clear (H/H/H)</td> <td data-sheets-numberformat='{"1":2,"2":"0.00","3":1}' data-sheets-value='{"1":3,"3":1.7}' style="overflow:hidden;padding:0px 3px 0px 3px;vertical-align:bottom;text-align:center;">1.70</td> <td data-sheets-numberformat='{"1":2,"2":"0","3":1}' data-sheets-value='{"1":3,"3":73}' style="overflow:hidden;padding:0px 3px 0px 3px;vertical-align:bottom;text-align:center;">73</td> <td data-sheets-numberformat='{"1":2,"2":"0","3":1}' data-sheets-value='{"1":3,"3":65}' style="overflow:hidden;padding:0px 3px 0px 3px;vertical-align:bottom;text-align:center;">65</td> <td data-sheets-numberformat='{"1":2,"2":"0","3":1}' data-sheets-value='{"1":3,"3":22}' style="border-right:1px solid #000000;overflow:hidden;padding:0px 3px 0px 3px;vertical-align:bottom;text-align:center;">22</td> </tr> <tr style="height:20px;"> <td style="border-left:1px solid #000000;overflow:hidden;padding:0px 3px 0px 3px;vertical-align:bottom;font-weight:bold;"></td> <td data-sheets-value='{"1":2,"2":"Triple-walled"}' style="overflow:hidden;padding:0px 3px 0px 3px;vertical-align:bottom;font-weight:bold;">Triple-walled</td> <td data-sheets-value='{"1":2,"2":"Opal (O/H/O)"}' style="border-right:1px solid #000000;overflow:hidden;padding:0px 3px 0px 3px;vertical-align:bottom;font-weight:bold;">Opal (O/H/O)</td> <td data-sheets-numberformat='{"1":2,"2":"0.00","3":1}' data-sheets-value='{"1":3,"3":1.7}' style="overflow:hidden;padding:0px 3px 0px 3px;vertical-align:bottom;text-align:center;">1.70</td> <td data-sheets-numberformat='{"1":2,"2":"0","3":1}' data-sheets-value='{"1":3,"3":62}' style="overflow:hidden;padding:0px 3px 0px 3px;vertical-align:bottom;text-align:center;">62</td> <td data-sheets-numberformat='{"1":2,"2":"0","3":1}' data-sheets-value='{"1":3,"3":51}' style="overflow:hidden;padding:0px 3px 0px 3px;vertical-align:bottom;text-align:center;">51</td> <td data-sheets-numberformat='{"1":2,"2":"0","3":1}' data-sheets-value='{"1":3,"3":22}' style="border-right:1px solid #000000;overflow:hidden;padding:0px 3px 0px 3px;vertical-align:bottom;text-align:center;">22</td> </tr> <tr style="height:20px;"> <td style="border-left:1px solid #000000;overflow:hidden;padding:0px 3px 0px 3px;vertical-align:bottom;font-weight:bold;"></td> <td data-sheets-value='{"1":2,"2":"Four-walled"}' style="overflow:hidden;padding:0px 3px 0px 3px;vertical-align:bottom;font-weight:bold;">Four-walled</td> <td data-sheets-value='{"1":2,"2":"Clear (H/H/H/H)"}' style="border-right:1px solid #000000;overflow:hidden;padding:0px 3px 0px 3px;vertical-align:bottom;font-weight:bold;">Clear (H/H/H/H)</td> <td data-sheets-numberformat='{"1":2,"2":"0.00","3":1}' data-sheets-value='{"1":3,"3":1.28}' style="overflow:hidden;padding:0px 3px 0px 3px;vertical-align:bottom;text-align:center;">1.28</td> <td data-sheets-numberformat='{"1":2,"2":"0","3":1}' data-sheets-value='{"1":3,"3":64}' style="overflow:hidden;padding:0px 3px 0px 3px;vertical-align:bottom;text-align:center;">64</td> <td data-sheets-numberformat='{"1":2,"2":"0","3":1}' data-sheets-value='{"1":3,"3":54}' style="overflow:hidden;padding:0px 3px 0px 3px;vertical-align:bottom;text-align:center;">54</td> <td data-sheets-numberformat='{"1":2,"2":"0","3":1}' data-sheets-value='{"1":3,"3":23}' style="border-right:1px solid #000000;overflow:hidden;padding:0px 3px 0px 3px;vertical-align:bottom;text-align:center;">23</td> </tr> <tr style="height:20px;"> <td style="border-bottom:1px solid #000000;border-left:1px solid #000000;overflow:hidden;padding:0px 3px 0px 3px;vertical-align:bottom;"></td> <td data-sheets-value='{"1":2,"2":"Four-walled"}' style="border-bottom:1px solid #000000;overflow:hidden;padding:0px 3px 0px 3px;vertical-align:bottom;font-weight:bold;">Four-walled</td> <td data-sheets-value='{"1":2,"2":"Opal (H/H/O/H)"}' style="border-right:1px solid #000000;border-bottom:1px solid #000000;overflow:hidden;padding:0px 3px 0px 3px;vertical-align:bottom;font-weight:bold;">Opal (H/H/O/H)</td> <td data-sheets-numberformat='{"1":2,"2":"0.00","3":1}' data-sheets-value='{"1":3,"3":1.28}' style="border-bottom:1px solid #000000;overflow:hidden;padding:0px 3px 0px 3px;vertical-align:bottom;text-align:center;">1.28</td> <td data-sheets-numberformat='{"1":2,"2":"0","3":1}' data-sheets-value='{"1":3,"3":59}' style="border-bottom:1px solid #000000;overflow:hidden;padding:0px 3px 0px 3px;vertical-align:bottom;text-align:center;">59</td> <td data-sheets-numberformat='{"1":2,"2":"0","3":1}' data-sheets-value='{"1":3,"3":48}' style="border-bottom:1px solid #000000;overflow:hidden;padding:0px 3px 0px 3px;vertical-align:bottom;text-align:center;">48</td> <td data-sheets-numberformat='{"1":2,"2":"0","3":1}' data-sheets-value='{"1":3,"3":23}' style="border-right:1px solid #000000;border-bottom:1px solid #000000;overflow:hidden;padding:0px 3px 0px 3px;vertical-align:bottom;text-align:center;">23</td> </tr> <tr style="height:20px;"> <td data-sheets-value='{"1":2,"2":"Polycarbonate "}' style="border-left:1px solid #000000;overflow:hidden;padding:0px 3px 0px 3px;vertical-align:bottom;font-weight:bold;">Polycarbonate </td> <td data-sheets-value='{"1":2,"2":"Single-walled"}' style="overflow:hidden;padding:0px 3px 0px 3px;vertical-align:bottom;font-weight:bold;">Single-walled</td> <td data-sheets-value='{"1":2,"2":"Clear (A)"}' style="border-right:1px solid #000000;overflow:hidden;padding:0px 3px 0px 3px;vertical-align:bottom;font-weight:bold;">Clear (A)</td> <td data-sheets-numberformat='{"1":2,"2":"0.00","3":1}' data-sheets-value='{"1":3,"3":5.17}' style="overflow:hidden;padding:0px 3px 0px 3px;vertical-align:bottom;text-align:center;">5.17</td> <td data-sheets-numberformat='{"1":2,"2":"0","3":1}' data-sheets-value='{"1":3,"3":88}' style="overflow:hidden;padding:0px 3px 0px 3px;vertical-align:bottom;text-align:center;">88</td> <td data-sheets-numberformat='{"1":2,"2":"0","3":1}' data-sheets-value='{"1":3,"3":83}' style="overflow:hidden;padding:0px 3px 0px 3px;vertical-align:bottom;text-align:center;">83</td> <td data-sheets-numberformat='{"1":2,"2":"0","3":1}' data-sheets-value='{"1":2,"2":"-"}' style="border-right:1px solid #000000;overflow:hidden;padding:0px 3px 0px 3px;vertical-align:bottom;text-align:center;">-</td> </tr> <tr style="height:20px;"> <td data-sheets-value='{"1":2,"2":"PC"}' style="border-left:1px solid #000000;overflow:hidden;padding:0px 3px 0px 3px;vertical-align:bottom;font-weight:bold;">PC</td> <td data-sheets-value='{"1":2,"2":"Single-walled"}' style="overflow:hidden;padding:0px 3px 0px 3px;vertical-align:bottom;font-weight:bold;">Single-walled</td> <td data-sheets-value='{"1":2,"2":"Opal (D)"}' style="border-right:1px solid #000000;overflow:hidden;padding:0px 3px 0px 3px;vertical-align:bottom;font-weight:bold;">Opal (D)</td> <td data-sheets-numberformat='{"1":2,"2":"0.00","3":1}' data-sheets-value='{"1":3,"3":5.17}' style="overflow:hidden;padding:0px 3px 0px 3px;vertical-align:bottom;text-align:center;">5.17</td> <td data-sheets-numberformat='{"1":2,"2":"0","3":1}' data-sheets-value='{"1":3,"3":58}' style="overflow:hidden;padding:0px 3px 0px 3px;vertical-align:bottom;text-align:center;">58</td> <td data-sheets-numberformat='{"1":2,"2":"0","3":1}' data-sheets-value='{"1":3,"3":60}' style="overflow:hidden;padding:0px 3px 0px 3px;vertical-align:bottom;text-align:center;">60</td> <td data-sheets-numberformat='{"1":2,"2":"0","3":1}' data-sheets-value='{"1":2,"2":"-"}' style="border-right:1px solid #000000;overflow:hidden;padding:0px 3px 0px 3px;vertical-align:bottom;text-align:center;">-</td> </tr> <tr style="height:20px;"> <td style="border-left:1px solid #000000;overflow:hidden;padding:0px 3px 0px 3px;vertical-align:bottom;font-weight:bold;"></td> <td data-sheets-value='{"1":2,"2":"Double-walled"}' style="overflow:hidden;padding:0px 3px 0px 3px;vertical-align:bottom;font-weight:bold;">Double-walled</td> <td data-sheets-value='{"1":2,"2":"Clear (A/H)"}' style="border-right:1px solid #000000;overflow:hidden;padding:0px 3px 0px 3px;vertical-align:bottom;font-weight:bold;">Clear (A/H)</td> <td data-sheets-numberformat='{"1":2,"2":"0.00","3":1}' data-sheets-value='{"1":3,"3":2.9}' style="overflow:hidden;padding:0px 3px 0px 3px;vertical-align:bottom;text-align:center;">2.90</td> <td data-sheets-numberformat='{"1":2,"2":"0","3":1}' data-sheets-value='{"1":3,"3":79}' style="overflow:hidden;padding:0px 3px 0px 3px;vertical-align:bottom;text-align:center;">79</td> <td data-sheets-numberformat='{"1":2,"2":"0","3":1}' data-sheets-value='{"1":3,"3":72}' style="overflow:hidden;padding:0px 3px 0px 3px;vertical-align:bottom;text-align:center;">72</td> <td data-sheets-numberformat='{"1":2,"2":"0","3":1}' data-sheets-value='{"1":3,"3":20}' style="border-right:1px solid #000000;overflow:hidden;padding:0px 3px 0px 3px;vertical-align:bottom;text-align:center;">20</td> </tr> <tr style="height:20px;"> <td style="border-left:1px solid #000000;overflow:hidden;padding:0px 3px 0px 3px;vertical-align:bottom;font-weight:bold;"></td> <td data-sheets-value='{"1":2,"2":"Double-walled"}' style="overflow:hidden;padding:0px 3px 0px 3px;vertical-align:bottom;font-weight:bold;">Double-walled</td> <td data-sheets-value='{"1":2,"2":"Clear (A/A)"}' style="border-right:1px solid #000000;overflow:hidden;padding:0px 3px 0px 3px;vertical-align:bottom;font-weight:bold;">Clear (A/A)</td> <td data-sheets-numberformat='{"1":2,"2":"0.00","3":1}' data-sheets-value='{"1":3,"3":2.9}' style="overflow:hidden;padding:0px 3px 0px 3px;vertical-align:bottom;text-align:center;">2.90</td> <td data-sheets-numberformat='{"1":2,"2":"0","3":1}' data-sheets-value='{"1":3,"3":77}' style="overflow:hidden;padding:0px 3px 0px 3px;vertical-align:bottom;text-align:center;">77</td> <td data-sheets-numberformat='{"1":2,"2":"0","3":1}' data-sheets-value='{"1":3,"3":69}' style="overflow:hidden;padding:0px 3px 0px 3px;vertical-align:bottom;text-align:center;">69</td> <td data-sheets-numberformat='{"1":2,"2":"0","3":1}' data-sheets-value='{"1":3,"3":20}' style="border-right:1px solid #000000;overflow:hidden;padding:0px 3px 0px 3px;vertical-align:bottom;text-align:center;">20</td> </tr> <tr style="height:20px;"> <td style="border-left:1px solid #000000;overflow:hidden;padding:0px 3px 0px 3px;vertical-align:bottom;font-weight:bold;"></td> <td data-sheets-value='{"1":2,"2":"Double-walled"}' style="overflow:hidden;padding:0px 3px 0px 3px;vertical-align:bottom;font-weight:bold;">Double-walled</td> <td data-sheets-value='{"1":2,"2":"Opal (A/O)"}' style="border-right:1px solid #000000;overflow:hidden;padding:0px 3px 0px 3px;vertical-align:bottom;font-weight:bold;">Opal (A/O)</td> <td data-sheets-numberformat='{"1":2,"2":"0.00","3":1}' data-sheets-value='{"1":3,"3":2.9}' style="overflow:hidden;padding:0px 3px 0px 3px;vertical-align:bottom;text-align:center;">2.90</td> <td data-sheets-numberformat='{"1":2,"2":"0","3":1}' data-sheets-value='{"1":3,"3":73}' style="overflow:hidden;padding:0px 3px 0px 3px;vertical-align:bottom;text-align:center;">73</td> <td data-sheets-numberformat='{"1":2,"2":"0","3":1}' data-sheets-value='{"1":3,"3":63}' style="overflow:hidden;padding:0px 3px 0px 3px;vertical-align:bottom;text-align:center;">63</td> <td data-sheets-numberformat='{"1":2,"2":"0","3":1}' data-sheets-value='{"1":3,"3":20}' style="border-right:1px solid #000000;overflow:hidden;padding:0px 3px 0px 3px;vertical-align:bottom;text-align:center;">20</td> </tr> <tr style="height:20px;"> <td style="border-left:1px solid #000000;overflow:hidden;padding:0px 3px 0px 3px;vertical-align:bottom;font-weight:bold;"></td> <td data-sheets-value='{"1":2,"2":"Double-walled"}' style="overflow:hidden;padding:0px 3px 0px 3px;vertical-align:bottom;font-weight:bold;">Double-walled</td> <td data-sheets-value='{"1":2,"2":"Opal (A/D)"}' style="border-right:1px solid #000000;overflow:hidden;padding:0px 3px 0px 3px;vertical-align:bottom;font-weight:bold;">Opal (A/D)</td> <td data-sheets-numberformat='{"1":2,"2":"0.00","3":1}' data-sheets-value='{"1":3,"3":2.9}' style="overflow:hidden;padding:0px 3px 0px 3px;vertical-align:bottom;text-align:center;">2.90</td> <td data-sheets-numberformat='{"1":2,"2":"0","3":1}' data-sheets-value='{"1":3,"3":51}' style="overflow:hidden;padding:0px 3px 0px 3px;vertical-align:bottom;text-align:center;">51</td> <td data-sheets-numberformat='{"1":2,"2":"0","3":1}' data-sheets-value='{"1":3,"3":50}' style="overflow:hidden;padding:0px 3px 0px 3px;vertical-align:bottom;text-align:center;">50</td> <td data-sheets-numberformat='{"1":2,"2":"0","3":1}' data-sheets-value='{"1":3,"3":20}' style="border-right:1px solid #000000;overflow:hidden;padding:0px 3px 0px 3px;vertical-align:bottom;text-align:center;">20</td> </tr> <tr style="height:20px;"> <td style="border-left:1px solid #000000;overflow:hidden;padding:0px 3px 0px 3px;vertical-align:bottom;font-weight:bold;"></td> <td data-sheets-value='{"1":2,"2":"Triple-walled"}' style="overflow:hidden;padding:0px 3px 0px 3px;vertical-align:bottom;font-weight:bold;">Triple-walled</td> <td data-sheets-value='{"1":2,"2":"Clear (A/H/H)"}' style="border-right:1px solid #000000;overflow:hidden;padding:0px 3px 0px 3px;vertical-align:bottom;font-weight:bold;">Clear (A/H/H)</td> <td data-sheets-numberformat='{"1":2,"2":"0.00","3":1}' data-sheets-value='{"1":3,"3":1.7}' style="overflow:hidden;padding:0px 3px 0px 3px;vertical-align:bottom;text-align:center;">1.70</td> <td data-sheets-numberformat='{"1":2,"2":"0","3":1}' data-sheets-value='{"1":3,"3":71}' style="overflow:hidden;padding:0px 3px 0px 3px;vertical-align:bottom;text-align:center;">71</td> <td data-sheets-numberformat='{"1":2,"2":"0","3":1}' data-sheets-value='{"1":3,"3":63}' style="overflow:hidden;padding:0px 3px 0px 3px;vertical-align:bottom;text-align:center;">63</td> <td data-sheets-numberformat='{"1":2,"2":"0","3":1}' data-sheets-value='{"1":3,"3":22}' style="border-right:1px solid #000000;overflow:hidden;padding:0px 3px 0px 3px;vertical-align:bottom;text-align:center;">22</td> </tr> <tr style="height:20px;"> <td style="border-left:1px solid #000000;overflow:hidden;padding:0px 3px 0px 3px;vertical-align:bottom;font-weight:bold;"></td> <td data-sheets-value='{"1":2,"2":"Triple-walled"}' style="overflow:hidden;padding:0px 3px 0px 3px;vertical-align:bottom;font-weight:bold;">Triple-walled</td> <td data-sheets-value='{"1":2,"2":"Opal (A/O/O)"}' style="border-right:1px solid #000000;overflow:hidden;padding:0px 3px 0px 3px;vertical-align:bottom;font-weight:bold;">Opal (A/O/O)</td> <td data-sheets-numberformat='{"1":2,"2":"0.00","3":1}' data-sheets-value='{"1":3,"3":1.7}' style="overflow:hidden;padding:0px 3px 0px 3px;vertical-align:bottom;text-align:center;">1.70</td> <td data-sheets-numberformat='{"1":2,"2":"0","3":1}' data-sheets-value='{"1":3,"3":61}' style="overflow:hidden;padding:0px 3px 0px 3px;vertical-align:bottom;text-align:center;">61</td> <td data-sheets-numberformat='{"1":2,"2":"0","3":1}' data-sheets-value='{"1":3,"3":48}' style="overflow:hidden;padding:0px 3px 0px 3px;vertical-align:bottom;text-align:center;">48</td> <td data-sheets-numberformat='{"1":2,"2":"0","3":1}' data-sheets-value='{"1":3,"3":22}' style="border-right:1px solid #000000;overflow:hidden;padding:0px 3px 0px 3px;vertical-align:bottom;text-align:center;">22</td> </tr> <tr style="height:20px;"> <td style="border-left:1px solid #000000;overflow:hidden;padding:0px 3px 0px 3px;vertical-align:bottom;font-weight:bold;"></td> <td data-sheets-value='{"1":2,"2":"Four-walled"}' style="overflow:hidden;padding:0px 3px 0px 3px;vertical-align:bottom;font-weight:bold;">Four-walled</td> <td data-sheets-value='{"1":2,"2":"Clear (A/H/H/H)"}' style="border-right:1px solid #000000;overflow:hidden;padding:0px 3px 0px 3px;vertical-align:bottom;font-weight:bold;">Clear (A/H/H/H)</td> <td data-sheets-numberformat='{"1":2,"2":"0.00","3":1}' data-sheets-value='{"1":3,"3":1.28}' style="overflow:hidden;padding:0px 3px 0px 3px;vertical-align:bottom;text-align:center;">1.28</td> <td data-sheets-numberformat='{"1":2,"2":"0","3":1}' data-sheets-value='{"1":3,"3":64}' style="overflow:hidden;padding:0px 3px 0px 3px;vertical-align:bottom;text-align:center;">64</td> <td data-sheets-numberformat='{"1":2,"2":"0","3":1}' data-sheets-value='{"1":3,"3":52}' style="overflow:hidden;padding:0px 3px 0px 3px;vertical-align:bottom;text-align:center;">52</td> <td data-sheets-numberformat='{"1":2,"2":"0","3":1}' data-sheets-value='{"1":3,"3":23}' style="border-right:1px solid #000000;overflow:hidden;padding:0px 3px 0px 3px;vertical-align:bottom;text-align:center;">23</td> </tr> <tr style="height:20px;"> <td style="border-bottom:1px solid #000000;border-left:1px solid #000000;overflow:hidden;padding:0px 3px 0px 3px;vertical-align:bottom;"></td> <td data-sheets-value='{"1":2,"2":"Four-walled"}' style="border-bottom:1px solid #000000;overflow:hidden;padding:0px 3px 0px 3px;vertical-align:bottom;font-weight:bold;">Four-walled</td> <td data-sheets-value='{"1":2,"2":"Opal (A/H/O/H)"}' style="border-right:1px solid #000000;border-bottom:1px solid #000000;overflow:hidden;padding:0px 3px 0px 3px;vertical-align:bottom;font-weight:bold;">Opal (A/H/O/H)</td> <td data-sheets-numberformat='{"1":2,"2":"0.00","3":1}' data-sheets-value='{"1":3,"3":1.28}' style="border-bottom:1px solid #000000;overflow:hidden;padding:0px 3px 0px 3px;vertical-align:bottom;text-align:center;">1.28</td> <td data-sheets-numberformat='{"1":2,"2":"0","3":1}' data-sheets-value='{"1":3,"3":59}' style="border-bottom:1px solid #000000;overflow:hidden;padding:0px 3px 0px 3px;vertical-align:bottom;text-align:center;">59</td> <td data-sheets-numberformat='{"1":2,"2":"0","3":1}' data-sheets-value='{"1":3,"3":46}' style="border-bottom:1px solid #000000;overflow:hidden;padding:0px 3px 0px 3px;vertical-align:bottom;text-align:center;">46</td> <td data-sheets-numberformat='{"1":2,"2":"0","3":1}' data-sheets-value='{"1":3,"3":23}' style="border-right:1px solid #000000;border-bottom:1px solid #000000;overflow:hidden;padding:0px 3px 0px 3px;vertical-align:bottom;text-align:center;">23</td> </tr> <tr style="height:20px;"> <td data-sheets-value='{"1":2,"2":"Polycarbonate"}' style="border-left:1px solid #000000;overflow:hidden;padding:0px 3px 0px 3px;vertical-align:bottom;font-weight:bold;">Polycarbonate</td> <td data-sheets-value='{"1":2,"2":"Single-walled"}' style="overflow:hidden;padding:0px 3px 0px 3px;vertical-align:bottom;font-weight:bold;">Single-walled</td> <td data-sheets-value='{"1":2,"2":"Heatstop Opal (T)"}' style="border-right:1px solid #000000;overflow:hidden;padding:0px 3px 0px 3px;vertical-align:bottom;font-weight:bold;">Heatstop Opal (T)</td> <td data-sheets-numberformat='{"1":2,"2":"0.00","3":1}' data-sheets-value='{"1":3,"3":5.17}' style="overflow:hidden;padding:0px 3px 0px 3px;vertical-align:bottom;text-align:center;">5.17</td> <td data-sheets-numberformat='{"1":2,"2":"0","3":1}' data-sheets-value='{"1":3,"3":49}' style="overflow:hidden;padding:0px 3px 0px 3px;vertical-align:bottom;text-align:center;">49</td> <td data-sheets-numberformat='{"1":2,"2":"0","3":1}' data-sheets-value='{"1":3,"3":59}' style="overflow:hidden;padding:0px 3px 0px 3px;vertical-align:bottom;text-align:center;">59</td> <td data-sheets-numberformat='{"1":2,"2":"0","3":1}' data-sheets-value='{"1":2,"2":"-"}' style="border-right:1px solid #000000;overflow:hidden;padding:0px 3px 0px 3px;vertical-align:bottom;text-align:center;">-</td> </tr> <tr style="height:20px;"> <td data-sheets-value='{"1":2,"2":"Heatstop PC"}' style="border-left:1px solid #000000;overflow:hidden;padding:0px 3px 0px 3px;vertical-align:bottom;font-weight:bold;">Heatstop PC</td> <td data-sheets-value='{"1":2,"2":"Double-walled"}' style="overflow:hidden;padding:0px 3px 0px 3px;vertical-align:bottom;font-weight:bold;">Double-walled</td> <td data-sheets-value='{"1":2,"2":"Clear (T/H)"}' style="border-right:1px solid #000000;overflow:hidden;padding:0px 3px 0px 3px;vertical-align:bottom;font-weight:bold;">Clear (T/H)</td> <td data-sheets-numberformat='{"1":2,"2":"0.00","3":1}' data-sheets-value='{"1":3,"3":2.9}' style="overflow:hidden;padding:0px 3px 0px 3px;vertical-align:bottom;text-align:center;">2.90</td> <td data-sheets-numberformat='{"1":2,"2":"0","3":1}' data-sheets-value='{"1":3,"3":44}' style="overflow:hidden;padding:0px 3px 0px 3px;vertical-align:bottom;text-align:center;">44</td> <td data-sheets-numberformat='{"1":2,"2":"0","3":1}' data-sheets-value='{"1":3,"3":51}' style="overflow:hidden;padding:0px 3px 0px 3px;vertical-align:bottom;text-align:center;">51</td> <td data-sheets-numberformat='{"1":2,"2":"0","3":1}' data-sheets-value='{"1":3,"3":20}' style="border-right:1px solid #000000;overflow:hidden;padding:0px 3px 0px 3px;vertical-align:bottom;text-align:center;">20</td> </tr> <tr style="height:20px;"> <td style="border-left:1px solid #000000;overflow:hidden;padding:0px 3px 0px 3px;vertical-align:bottom;font-weight:bold;"></td> <td data-sheets-value='{"1":2,"2":"Double-walled"}' style="overflow:hidden;padding:0px 3px 0px 3px;vertical-align:bottom;font-weight:bold;">Double-walled</td> <td data-sheets-value='{"1":2,"2":"Opal (T/O)"}' style="border-right:1px solid #000000;overflow:hidden;padding:0px 3px 0px 3px;vertical-align:bottom;font-weight:bold;">Opal (T/O)</td> <td data-sheets-numberformat='{"1":2,"2":"0.00","3":1}' data-sheets-value='{"1":3,"3":2.9}' style="overflow:hidden;padding:0px 3px 0px 3px;vertical-align:bottom;text-align:center;">2.90</td> <td data-sheets-numberformat='{"1":2,"2":"0","3":1}' data-sheets-value='{"1":3,"3":41}' style="overflow:hidden;padding:0px 3px 0px 3px;vertical-align:bottom;text-align:center;">41</td> <td data-sheets-numberformat='{"1":2,"2":"0","3":1}' data-sheets-value='{"1":3,"3":45}' style="overflow:hidden;padding:0px 3px 0px 3px;vertical-align:bottom;text-align:center;">45</td> <td data-sheets-numberformat='{"1":2,"2":"0","3":1}' data-sheets-value='{"1":3,"3":20}' style="border-right:1px solid #000000;overflow:hidden;padding:0px 3px 0px 3px;vertical-align:bottom;text-align:center;">20</td> </tr> <tr style="height:20px;"> <td style="border-left:1px solid #000000;overflow:hidden;padding:0px 3px 0px 3px;vertical-align:bottom;font-weight:bold;"></td> <td data-sheets-value='{"1":2,"2":"Triple-walled"}' style="overflow:hidden; | skylux-160-ce-met-koepel-en-pvc-opstand-30-20-met-lm-motor-1100-x-1700-mm | 8586031071565 | 46872353210701
Smoke and heat exhaust (SHEV) | SHE system | Skylux | Skylux 160° CE with skylight and PVC curb 30/20 with LM-actuator 1100 x 2300 mm |  | 25967 | 5412970259671 | 5228.45 | Yes | 30-45 | 94.98 | 1100 x 2300 mm | 2300 | 1100 |  | PVC 30/20 (30 cm high & roof opening = 20 cm larger than daylight size) | Rectangular | 5.17 W/m²K - 1.28 W/m²K | 87% - 32% | 90% - 32% | 20dB - 23dB | 160° CE (for industry) | skylight | without spoiler | E | Single actuator | Maximum four-walled skylight possible for this product | Ut-value LT-value g-value Rw-value EN 1873 : 2014 EN ISO 13468 EN 16153 EN 410 EN 410 EN ISO 140-3 Material Walls Shells (W/m²K) (%) (%) (dB) Acrylic Single-walled Clear (H) 5.17 90 87 - PMMA Single-walled Opal (O) 5.17 83 76 - Double-walled Clear (H/H) 2.90 81 75 20 Double-walled Opal (O/O) 2.90 69 58 20 Triple-walled Clear (H/H/H) 1.70 73 65 22 Triple-walled Opal (O/H/O) 1.70 62 51 22 Four-walled Clear (H/H/H/H) 1.28 64 54 23 Four-walled Opal (H/H/O/H) 1.28 59 48 23 Polycarbonate Single-walled Clear (A) 5.17 88 83 - PC Single-walled Opal (D) 5.17 58 60 - Double-walled Clear (A/H) 2.90 79 72 20 Double-walled Clear (A/A) 2.90 77 69 20 Double-walled Opal (A/O) 2.90 73 63 20 Double-walled Opal (A/D) 2.90 51 50 20 Triple-walled Clear (A/H/H) 1.70 71 63 22 Triple-walled Opal (A/O/O) 1.70 61 48 22 Four-walled Clear (A/H/H/H) 1.28 64 52 23 Four-walled Opal (A/H/O/H) 1.28 59 46 23 Polycarbonate Single-walled Heatstop Opal (T) 5.17 49 59 - Heatstop PC Double-walled Clear (T/H) 2.90 44 51 20 Double-walled Opal (T/O) 2.90 41 45 20 Triple-walled Clear (T/H/H) 1.70 40 <td data-sheets-numberformat='{"1":2,"2":"0","3":1}' data-sheets-value='{"1":3,"3":44}' style="overflow:hidden;paddin | https://skylux.eu/en/products/skylux-160-ce-met-koepel-en-pvc-opstand-30-20-met-lm-motor-1100-x-2300-mm | https://skylux.eu/cdn/shop/files/Skylux-160deg-CE-met-koepel-en-pvc-opstand-3020-met-LM-motor-1100-x-2300-mm-RWA-systeem.jpg?v=1702980505&width=1600 | https://skylux.eu/cdn/shop/files/e5a82811-1bb0-48e4-a776-cacb59c7c092_9a265512-a4c0-4460-81bb-4743c94ce644.jpg?v=1688551143&width=1600 | //skylux.eu/cdn/shop/files/E_MH_Mounting_instructions_Skylux_160_CE_LM.pdf?v=12406716259046007223 | //skylux.eu/cdn/shop/files/E_TD_Technical_File_Skylux_Skylux_160_CE_Electric.pdf?v=3667116872303399239 | <style type="text/css" id="isPasted"> <!--td { border: 1px solid #cccccc; } br { mso-data-placement: same-cell; } --> </style> <table border="1" cellpadding="0" cellspacing="0" dir="ltr" style="table-layout:fixed;font-size:10pt;font-family:Arial;border-collapse:collapse;border:none;"><tbody> <tr style="height:20px;"> <td style="overflow:hidden;padding:0px 3px 0px 3px;vertical-align:bottom;"></td> <td style="overflow:hidden;padding:0px 3px 0px 3px;vertical-align:bottom;"></td> <td style="overflow:hidden;padding:0px 3px 0px 3px;vertical-align:bottom;"></td> <td data-sheets-value='{"1":2,"2":"Ut-value"}' style="overflow:hidden;padding:0px 3px 0px 3px;vertical-align:bottom;font-weight:bold;text-align:center;">Ut-value</td> <td data-sheets-value='{"1":2,"2":"LT-value"}' style="overflow:hidden;padding:0px 3px 0px 3px;vertical-align:bottom;font-weight:bold;text-align:center;">LT-value</td> <td data-sheets-value='{"1":2,"2":"g-value"}' style="overflow:hidden;padding:0px 3px 0px 3px;vertical-align:bottom;font-weight:bold;text-align:center;">g-value</td> <td data-sheets-value='{"1":2,"2":"Rw-value "}' style="overflow:hidden;padding:0px 3px 0px 3px;vertical-align:bottom;font-weight:bold;text-align:center;">Rw-value </td> </tr> <tr style="height:20px;"> <td style="overflow:hidden;padding:0px 3px 0px 3px;vertical-align:bottom;"></td> <td style="overflow:hidden;padding:0px 3px 0px 3px;vertical-align:bottom;"></td> <td style="overflow:hidden;padding:0px 3px 0px 3px;vertical-align:bottom;"></td> <td data-sheets-numberformat='{"1":2,"2":"0.00","3":1}' data-sheets-value='{"1":2,"2":"EN 1873 : 2014"}' style="overflow:hidden;padding:0px 3px 0px 3px;vertical-align:bottom;text-align:center;">EN 1873 : 2014</td> <td data-sheets-numberformat='{"1":2,"2":"0","3":1}' data-sheets-value='{"1":2,"2":"EN ISO 13468 EN 16153 EN 410"}' style="overflow:hidden;padding:0px 3px 0px 3px;vertical-align:bottom;text-align:center;">EN ISO 13468 EN 16153 EN 410</td> <td data-sheets-numberformat='{"1":2,"2":"0","3":1}' data-sheets-value='{"1":2,"2":"EN 410"}' style="overflow:hidden;padding:0px 3px 0px 3px;vertical-align:bottom;text-align:center;">EN 410</td> <td data-sheets-value='{"1":2,"2":"EN ISO 140-3\t\t"}' style="overflow:hidden;padding:0px 3px 0px 3px;vertical-align:bottom;text-align:center;">EN ISO 140-3 </td> </tr> <tr style="height:20px;"> <td data-sheets-value='{"1":2,"2":"Material"}' style="border-bottom:1px solid #000000;overflow:hidden;padding:0px 3px 0px 3px;vertical-align:bottom;background-color:#000000;font-weight:bold;color:#ffffff;">Material</td> <td data-sheets-value='{"1":2,"2":"Walls"}' style="border-bottom:1px solid #000000;overflow:hidden;padding:0px 3px 0px 3px;vertical-align:bottom;background-color:#000000;font-weight:bold;color:#ffffff;">Walls</td> <td data-sheets-value='{"1":2,"2":"Shells"}' style="border-bottom:1px solid #000000;overflow:hidden;padding:0px 3px 0px 3px;vertical-align:bottom;background-color:#000000;font-weight:bold;color:#ffffff;">Shells</td> <td data-sheets-numberformat='{"1":2,"2":"0.00","3":1}' data-sheets-value='{"1":2,"2":"(W/m²K)\t"}' style="border-bottom:1px solid #000000;overflow:hidden;padding:0px 3px 0px 3px;vertical-align:bottom;background-color:#000000;font-weight:bold;color:#ffffff;text-align:center;">(W/m²K) </td> <td data-sheets-numberformat='{"1":2,"2":"0","3":1}' data-sheets-value='{"1":2,"2":"(%)"}' style="border-bottom:1px solid #000000;overflow:hidden;padding:0px 3px 0px 3px;vertical-align:bottom;background-color:#000000;font-weight:bold;color:#ffffff;text-align:center;">(%)</td> <td data-sheets-numberformat='{"1":2,"2":"0","3":1}' data-sheets-value='{"1":2,"2":"(%)"}' style="border-bottom:1px solid #000000;overflow:hidden;padding:0px 3px 0px 3px;vertical-align:bottom;background-color:#000000;font-weight:bold;color:#ffffff;text-align:center;">(%)</td> <td data-sheets-value='{"1":2,"2":"(dB)"}' style="border-bottom:1px solid #000000;overflow:hidden;padding:0px 3px 0px 3px;vertical-align:bottom;background-color:#000000;font-weight:bold;color:#ffffff;text-align:center;">(dB)</td> </tr> <tr style="height:20px;"> <td data-sheets-value='{"1":2,"2":"Acrylic"}' style="border-left:1px solid #000000;overflow:hidden;padding:0px 3px 0px 3px;vertical-align:bottom;font-weight:bold;">Acrylic</td> <td data-sheets-value='{"1":2,"2":"Single-walled"}' style="overflow:hidden;padding:0px 3px 0px 3px;vertical-align:bottom;font-weight:bold;">Single-walled</td> <td data-sheets-value='{"1":2,"2":"Clear (H)"}' style="border-right:1px solid #000000;overflow:hidden;padding:0px 3px 0px 3px;vertical-align:bottom;font-weight:bold;">Clear (H)</td> <td data-sheets-numberformat='{"1":2,"2":"0.00","3":1}' data-sheets-value='{"1":3,"3":5.17}' style="overflow:hidden;padding:0px 3px 0px 3px;vertical-align:bottom;text-align:center;">5.17</td> <td data-sheets-numberformat='{"1":2,"2":"0","3":1}' data-sheets-value='{"1":3,"3":90}' style="overflow:hidden;padding:0px 3px 0px 3px;vertical-align:bottom;text-align:center;">90</td> <td data-sheets-numberformat='{"1":2,"2":"0","3":1}' data-sheets-value='{"1":3,"3":87}' style="overflow:hidden;padding:0px 3px 0px 3px;vertical-align:bottom;text-align:center;">87</td> <td data-sheets-numberformat='{"1":2,"2":"0","3":1}' data-sheets-value='{"1":2,"2":"-"}' style="border-right:1px solid #000000;overflow:hidden;padding:0px 3px 0px 3px;vertical-align:bottom;text-align:center;">-</td> </tr> <tr style="height:20px;"> <td data-sheets-value='{"1":2,"2":"PMMA"}' style="border-left:1px solid #000000;overflow:hidden;padding:0px 3px 0px 3px;vertical-align:bottom;font-weight:bold;">PMMA</td> <td data-sheets-value='{"1":2,"2":"Single-walled"}' style="overflow:hidden;padding:0px 3px 0px 3px;vertical-align:bottom;font-weight:bold;">Single-walled</td> <td data-sheets-value='{"1":2,"2":"Opal (O)"}' style="border-right:1px solid #000000;overflow:hidden;padding:0px 3px 0px 3px;vertical-align:bottom;font-weight:bold;">Opal (O)</td> <td data-sheets-numberformat='{"1":2,"2":"0.00","3":1}' data-sheets-value='{"1":3,"3":5.17}' style="overflow:hidden;padding:0px 3px 0px 3px;vertical-align:bottom;text-align:center;">5.17</td> <td data-sheets-numberformat='{"1":2,"2":"0","3":1}' data-sheets-value='{"1":3,"3":83}' style="overflow:hidden;padding:0px 3px 0px 3px;vertical-align:bottom;text-align:center;">83</td> <td data-sheets-numberformat='{"1":2,"2":"0","3":1}' data-sheets-value='{"1":3,"3":76}' style="overflow:hidden;padding:0px 3px 0px 3px;vertical-align:bottom;text-align:center;">76</td> <td data-sheets-numberformat='{"1":2,"2":"0","3":1}' data-sheets-value='{"1":2,"2":"-"}' style="border-right:1px solid #000000;overflow:hidden;padding:0px 3px 0px 3px;vertical-align:bottom;text-align:center;">-</td> </tr> <tr style="height:20px;"> <td style="border-left:1px solid #000000;overflow:hidden;padding:0px 3px 0px 3px;vertical-align:bottom;font-weight:bold;"></td> <td data-sheets-value='{"1":2,"2":"Double-walled"}' style="overflow:hidden;padding:0px 3px 0px 3px;vertical-align:bottom;font-weight:bold;">Double-walled</td> <td data-sheets-value='{"1":2,"2":"Clear (H/H)"}' style="border-right:1px solid #000000;overflow:hidden;padding:0px 3px 0px 3px;vertical-align:bottom;font-weight:bold;">Clear (H/H)</td> <td data-sheets-numberformat='{"1":2,"2":"0.00","3":1}' data-sheets-value='{"1":3,"3":2.9}' style="overflow:hidden;padding:0px 3px 0px 3px;vertical-align:bottom;text-align:center;">2.90</td> <td data-sheets-numberformat='{"1":2,"2":"0","3":1}' data-sheets-value='{"1":3,"3":81}' style="overflow:hidden;padding:0px 3px 0px 3px;vertical-align:bottom;text-align:center;">81</td> <td data-sheets-numberformat='{"1":2,"2":"0","3":1}' data-sheets-value='{"1":3,"3":75}' style="overflow:hidden;padding:0px 3px 0px 3px;vertical-align:bottom;text-align:center;">75</td> <td data-sheets-numberformat='{"1":2,"2":"0","3":1}' data-sheets-value='{"1":3,"3":20}' style="border-right:1px solid #000000;overflow:hidden;padding:0px 3px 0px 3px;vertical-align:bottom;text-align:center;">20</td> </tr> <tr style="height:20px;"> <td style="border-left:1px solid #000000;overflow:hidden;padding:0px 3px 0px 3px;vertical-align:bottom;font-weight:bold;"></td> <td data-sheets-value='{"1":2,"2":"Double-walled"}' style="overflow:hidden;padding:0px 3px 0px 3px;vertical-align:bottom;font-weight:bold;">Double-walled</td> <td data-sheets-value='{"1":2,"2":"Opal (O/O)"}' style="border-right:1px solid #000000;overflow:hidden;padding:0px 3px 0px 3px;vertical-align:bottom;font-weight:bold;">Opal (O/O)</td> <td data-sheets-numberformat='{"1":2,"2":"0.00","3":1}' data-sheets-value='{"1":3,"3":2.9}' style="overflow:hidden;padding:0px 3px 0px 3px;vertical-align:bottom;text-align:center;">2.90</td> <td data-sheets-numberformat='{"1":2,"2":"0","3":1}' data-sheets-value='{"1":3,"3":69}' style="overflow:hidden;padding:0px 3px 0px 3px;vertical-align:bottom;text-align:center;">69</td> <td data-sheets-numberformat='{"1":2,"2":"0","3":1}' data-sheets-value='{"1":3,"3":58}' style="overflow:hidden;padding:0px 3px 0px 3px;vertical-align:bottom;text-align:center;">58</td> <td data-sheets-numberformat='{"1":2,"2":"0","3":1}' data-sheets-value='{"1":3,"3":20}' style="border-right:1px solid #000000;overflow:hidden;padding:0px 3px 0px 3px;vertical-align:bottom;text-align:center;">20</td> </tr> <tr style="height:20px;"> <td style="border-left:1px solid #000000;overflow:hidden;padding:0px 3px 0px 3px;vertical-align:bottom;font-weight:bold;"></td> <td data-sheets-value='{"1":2,"2":"Triple-walled"}' style="overflow:hidden;padding:0px 3px 0px 3px;vertical-align:bottom;font-weight:bold;">Triple-walled</td> <td data-sheets-value='{"1":2,"2":"Clear (H/H/H)"}' style="border-right:1px solid #000000;overflow:hidden;padding:0px 3px 0px 3px;vertical-align:bottom;font-weight:bold;">Clear (H/H/H)</td> <td data-sheets-numberformat='{"1":2,"2":"0.00","3":1}' data-sheets-value='{"1":3,"3":1.7}' style="overflow:hidden;padding:0px 3px 0px 3px;vertical-align:bottom;text-align:center;">1.70</td> <td data-sheets-numberformat='{"1":2,"2":"0","3":1}' data-sheets-value='{"1":3,"3":73}' style="overflow:hidden;padding:0px 3px 0px 3px;vertical-align:bottom;text-align:center;">73</td> <td data-sheets-numberformat='{"1":2,"2":"0","3":1}' data-sheets-value='{"1":3,"3":65}' style="overflow:hidden;padding:0px 3px 0px 3px;vertical-align:bottom;text-align:center;">65</td> <td data-sheets-numberformat='{"1":2,"2":"0","3":1}' data-sheets-value='{"1":3,"3":22}' style="border-right:1px solid #000000;overflow:hidden;padding:0px 3px 0px 3px;vertical-align:bottom;text-align:center;">22</td> </tr> <tr style="height:20px;"> <td style="border-left:1px solid #000000;overflow:hidden;padding:0px 3px 0px 3px;vertical-align:bottom;font-weight:bold;"></td> <td data-sheets-value='{"1":2,"2":"Triple-walled"}' style="overflow:hidden;padding:0px 3px 0px 3px;vertical-align:bottom;font-weight:bold;">Triple-walled</td> <td data-sheets-value='{"1":2,"2":"Opal (O/H/O)"}' style="border-right:1px solid #000000;overflow:hidden;padding:0px 3px 0px 3px;vertical-align:bottom;font-weight:bold;">Opal (O/H/O)</td> <td data-sheets-numberformat='{"1":2,"2":"0.00","3":1}' data-sheets-value='{"1":3,"3":1.7}' style="overflow:hidden;padding:0px 3px 0px 3px;vertical-align:bottom;text-align:center;">1.70</td> <td data-sheets-numberformat='{"1":2,"2":"0","3":1}' data-sheets-value='{"1":3,"3":62}' style="overflow:hidden;padding:0px 3px 0px 3px;vertical-align:bottom;text-align:center;">62</td> <td data-sheets-numberformat='{"1":2,"2":"0","3":1}' data-sheets-value='{"1":3,"3":51}' style="overflow:hidden;padding:0px 3px 0px 3px;vertical-align:bottom;text-align:center;">51</td> <td data-sheets-numberformat='{"1":2,"2":"0","3":1}' data-sheets-value='{"1":3,"3":22}' style="border-right:1px solid #000000;overflow:hidden;padding:0px 3px 0px 3px;vertical-align:bottom;text-align:center;">22</td> </tr> <tr style="height:20px;"> <td style="border-left:1px solid #000000;overflow:hidden;padding:0px 3px 0px 3px;vertical-align:bottom;font-weight:bold;"></td> <td data-sheets-value='{"1":2,"2":"Four-walled"}' style="overflow:hidden;padding:0px 3px 0px 3px;vertical-align:bottom;font-weight:bold;">Four-walled</td> <td data-sheets-value='{"1":2,"2":"Clear (H/H/H/H)"}' style="border-right:1px solid #000000;overflow:hidden;padding:0px 3px 0px 3px;vertical-align:bottom;font-weight:bold;">Clear (H/H/H/H)</td> <td data-sheets-numberformat='{"1":2,"2":"0.00","3":1}' data-sheets-value='{"1":3,"3":1.28}' style="overflow:hidden;padding:0px 3px 0px 3px;vertical-align:bottom;text-align:center;">1.28</td> <td data-sheets-numberformat='{"1":2,"2":"0","3":1}' data-sheets-value='{"1":3,"3":64}' style="overflow:hidden;padding:0px 3px 0px 3px;vertical-align:bottom;text-align:center;">64</td> <td data-sheets-numberformat='{"1":2,"2":"0","3":1}' data-sheets-value='{"1":3,"3":54}' style="overflow:hidden;padding:0px 3px 0px 3px;vertical-align:bottom;text-align:center;">54</td> <td data-sheets-numberformat='{"1":2,"2":"0","3":1}' data-sheets-value='{"1":3,"3":23}' style="border-right:1px solid #000000;overflow:hidden;padding:0px 3px 0px 3px;vertical-align:bottom;text-align:center;">23</td> </tr> <tr style="height:20px;"> <td style="border-bottom:1px solid #000000;border-left:1px solid #000000;overflow:hidden;padding:0px 3px 0px 3px;vertical-align:bottom;"></td> <td data-sheets-value='{"1":2,"2":"Four-walled"}' style="border-bottom:1px solid #000000;overflow:hidden;padding:0px 3px 0px 3px;vertical-align:bottom;font-weight:bold;">Four-walled</td> <td data-sheets-value='{"1":2,"2":"Opal (H/H/O/H)"}' style="border-right:1px solid #000000;border-bottom:1px solid #000000;overflow:hidden;padding:0px 3px 0px 3px;vertical-align:bottom;font-weight:bold;">Opal (H/H/O/H)</td> <td data-sheets-numberformat='{"1":2,"2":"0.00","3":1}' data-sheets-value='{"1":3,"3":1.28}' style="border-bottom:1px solid #000000;overflow:hidden;padding:0px 3px 0px 3px;vertical-align:bottom;text-align:center;">1.28</td> <td data-sheets-numberformat='{"1":2,"2":"0","3":1}' data-sheets-value='{"1":3,"3":59}' style="border-bottom:1px solid #000000;overflow:hidden;padding:0px 3px 0px 3px;vertical-align:bottom;text-align:center;">59</td> <td data-sheets-numberformat='{"1":2,"2":"0","3":1}' data-sheets-value='{"1":3,"3":48}' style="border-bottom:1px solid #000000;overflow:hidden;padding:0px 3px 0px 3px;vertical-align:bottom;text-align:center;">48</td> <td data-sheets-numberformat='{"1":2,"2":"0","3":1}' data-sheets-value='{"1":3,"3":23}' style="border-right:1px solid #000000;border-bottom:1px solid #000000;overflow:hidden;padding:0px 3px 0px 3px;vertical-align:bottom;text-align:center;">23</td> </tr> <tr style="height:20px;"> <td data-sheets-value='{"1":2,"2":"Polycarbonate "}' style="border-left:1px solid #000000;overflow:hidden;padding:0px 3px 0px 3px;vertical-align:bottom;font-weight:bold;">Polycarbonate </td> <td data-sheets-value='{"1":2,"2":"Single-walled"}' style="overflow:hidden;padding:0px 3px 0px 3px;vertical-align:bottom;font-weight:bold;">Single-walled</td> <td data-sheets-value='{"1":2,"2":"Clear (A)"}' style="border-right:1px solid #000000;overflow:hidden;padding:0px 3px 0px 3px;vertical-align:bottom;font-weight:bold;">Clear (A)</td> <td data-sheets-numberformat='{"1":2,"2":"0.00","3":1}' data-sheets-value='{"1":3,"3":5.17}' style="overflow:hidden;padding:0px 3px 0px 3px;vertical-align:bottom;text-align:center;">5.17</td> <td data-sheets-numberformat='{"1":2,"2":"0","3":1}' data-sheets-value='{"1":3,"3":88}' style="overflow:hidden;padding:0px 3px 0px 3px;vertical-align:bottom;text-align:center;">88</td> <td data-sheets-numberformat='{"1":2,"2":"0","3":1}' data-sheets-value='{"1":3,"3":83}' style="overflow:hidden;padding:0px 3px 0px 3px;vertical-align:bottom;text-align:center;">83</td> <td data-sheets-numberformat='{"1":2,"2":"0","3":1}' data-sheets-value='{"1":2,"2":"-"}' style="border-right:1px solid #000000;overflow:hidden;padding:0px 3px 0px 3px;vertical-align:bottom;text-align:center;">-</td> </tr> <tr style="height:20px;"> <td data-sheets-value='{"1":2,"2":"PC"}' style="border-left:1px solid #000000;overflow:hidden;padding:0px 3px 0px 3px;vertical-align:bottom;font-weight:bold;">PC</td> <td data-sheets-value='{"1":2,"2":"Single-walled"}' style="overflow:hidden;padding:0px 3px 0px 3px;vertical-align:bottom;font-weight:bold;">Single-walled</td> <td data-sheets-value='{"1":2,"2":"Opal (D)"}' style="border-right:1px solid #000000;overflow:hidden;padding:0px 3px 0px 3px;vertical-align:bottom;font-weight:bold;">Opal (D)</td> <td data-sheets-numberformat='{"1":2,"2":"0.00","3":1}' data-sheets-value='{"1":3,"3":5.17}' style="overflow:hidden;padding:0px 3px 0px 3px;vertical-align:bottom;text-align:center;">5.17</td> <td data-sheets-numberformat='{"1":2,"2":"0","3":1}' data-sheets-value='{"1":3,"3":58}' style="overflow:hidden;padding:0px 3px 0px 3px;vertical-align:bottom;text-align:center;">58</td> <td data-sheets-numberformat='{"1":2,"2":"0","3":1}' data-sheets-value='{"1":3,"3":60}' style="overflow:hidden;padding:0px 3px 0px 3px;vertical-align:bottom;text-align:center;">60</td> <td data-sheets-numberformat='{"1":2,"2":"0","3":1}' data-sheets-value='{"1":2,"2":"-"}' style="border-right:1px solid #000000;overflow:hidden;padding:0px 3px 0px 3px;vertical-align:bottom;text-align:center;">-</td> </tr> <tr style="height:20px;"> <td style="border-left:1px solid #000000;overflow:hidden;padding:0px 3px 0px 3px;vertical-align:bottom;font-weight:bold;"></td> <td data-sheets-value='{"1":2,"2":"Double-walled"}' style="overflow:hidden;padding:0px 3px 0px 3px;vertical-align:bottom;font-weight:bold;">Double-walled</td> <td data-sheets-value='{"1":2,"2":"Clear (A/H)"}' style="border-right:1px solid #000000;overflow:hidden;padding:0px 3px 0px 3px;vertical-align:bottom;font-weight:bold;">Clear (A/H)</td> <td data-sheets-numberformat='{"1":2,"2":"0.00","3":1}' data-sheets-value='{"1":3,"3":2.9}' style="overflow:hidden;padding:0px 3px 0px 3px;vertical-align:bottom;text-align:center;">2.90</td> <td data-sheets-numberformat='{"1":2,"2":"0","3":1}' data-sheets-value='{"1":3,"3":79}' style="overflow:hidden;padding:0px 3px 0px 3px;vertical-align:bottom;text-align:center;">79</td> <td data-sheets-numberformat='{"1":2,"2":"0","3":1}' data-sheets-value='{"1":3,"3":72}' style="overflow:hidden;padding:0px 3px 0px 3px;vertical-align:bottom;text-align:center;">72</td> <td data-sheets-numberformat='{"1":2,"2":"0","3":1}' data-sheets-value='{"1":3,"3":20}' style="border-right:1px solid #000000;overflow:hidden;padding:0px 3px 0px 3px;vertical-align:bottom;text-align:center;">20</td> </tr> <tr style="height:20px;"> <td style="border-left:1px solid #000000;overflow:hidden;padding:0px 3px 0px 3px;vertical-align:bottom;font-weight:bold;"></td> <td data-sheets-value='{"1":2,"2":"Double-walled"}' style="overflow:hidden;padding:0px 3px 0px 3px;vertical-align:bottom;font-weight:bold;">Double-walled</td> <td data-sheets-value='{"1":2,"2":"Clear (A/A)"}' style="border-right:1px solid #000000;overflow:hidden;padding:0px 3px 0px 3px;vertical-align:bottom;font-weight:bold;">Clear (A/A)</td> <td data-sheets-numberformat='{"1":2,"2":"0.00","3":1}' data-sheets-value='{"1":3,"3":2.9}' style="overflow:hidden;padding:0px 3px 0px 3px;vertical-align:bottom;text-align:center;">2.90</td> <td data-sheets-numberformat='{"1":2,"2":"0","3":1}' data-sheets-value='{"1":3,"3":77}' style="overflow:hidden;padding:0px 3px 0px 3px;vertical-align:bottom;text-align:center;">77</td> <td data-sheets-numberformat='{"1":2,"2":"0","3":1}' data-sheets-value='{"1":3,"3":69}' style="overflow:hidden;padding:0px 3px 0px 3px;vertical-align:bottom;text-align:center;">69</td> <td data-sheets-numberformat='{"1":2,"2":"0","3":1}' data-sheets-value='{"1":3,"3":20}' style="border-right:1px solid #000000;overflow:hidden;padding:0px 3px 0px 3px;vertical-align:bottom;text-align:center;">20</td> </tr> <tr style="height:20px;"> <td style="border-left:1px solid #000000;overflow:hidden;padding:0px 3px 0px 3px;vertical-align:bottom;font-weight:bold;"></td> <td data-sheets-value='{"1":2,"2":"Double-walled"}' style="overflow:hidden;padding:0px 3px 0px 3px;vertical-align:bottom;font-weight:bold;">Double-walled</td> <td data-sheets-value='{"1":2,"2":"Opal (A/O)"}' style="border-right:1px solid #000000;overflow:hidden;padding:0px 3px 0px 3px;vertical-align:bottom;font-weight:bold;">Opal (A/O)</td> <td data-sheets-numberformat='{"1":2,"2":"0.00","3":1}' data-sheets-value='{"1":3,"3":2.9}' style="overflow:hidden;padding:0px 3px 0px 3px;vertical-align:bottom;text-align:center;">2.90</td> <td data-sheets-numberformat='{"1":2,"2":"0","3":1}' data-sheets-value='{"1":3,"3":73}' style="overflow:hidden;padding:0px 3px 0px 3px;vertical-align:bottom;text-align:center;">73</td> <td data-sheets-numberformat='{"1":2,"2":"0","3":1}' data-sheets-value='{"1":3,"3":63}' style="overflow:hidden;padding:0px 3px 0px 3px;vertical-align:bottom;text-align:center;">63</td> <td data-sheets-numberformat='{"1":2,"2":"0","3":1}' data-sheets-value='{"1":3,"3":20}' style="border-right:1px solid #000000;overflow:hidden;padding:0px 3px 0px 3px;vertical-align:bottom;text-align:center;">20</td> </tr> <tr style="height:20px;"> <td style="border-left:1px solid #000000;overflow:hidden;padding:0px 3px 0px 3px;vertical-align:bottom;font-weight:bold;"></td> <td data-sheets-value='{"1":2,"2":"Double-walled"}' style="overflow:hidden;padding:0px 3px 0px 3px;vertical-align:bottom;font-weight:bold;">Double-walled</td> <td data-sheets-value='{"1":2,"2":"Opal (A/D)"}' style="border-right:1px solid #000000;overflow:hidden;padding:0px 3px 0px 3px;vertical-align:bottom;font-weight:bold;">Opal (A/D)</td> <td data-sheets-numberformat='{"1":2,"2":"0.00","3":1}' data-sheets-value='{"1":3,"3":2.9}' style="overflow:hidden;padding:0px 3px 0px 3px;vertical-align:bottom;text-align:center;">2.90</td> <td data-sheets-numberformat='{"1":2,"2":"0","3":1}' data-sheets-value='{"1":3,"3":51}' style="overflow:hidden;padding:0px 3px 0px 3px;vertical-align:bottom;text-align:center;">51</td> <td data-sheets-numberformat='{"1":2,"2":"0","3":1}' data-sheets-value='{"1":3,"3":50}' style="overflow:hidden;padding:0px 3px 0px 3px;vertical-align:bottom;text-align:center;">50</td> <td data-sheets-numberformat='{"1":2,"2":"0","3":1}' data-sheets-value='{"1":3,"3":20}' style="border-right:1px solid #000000;overflow:hidden;padding:0px 3px 0px 3px;vertical-align:bottom;text-align:center;">20</td> </tr> <tr style="height:20px;"> <td style="border-left:1px solid #000000;overflow:hidden;padding:0px 3px 0px 3px;vertical-align:bottom;font-weight:bold;"></td> <td data-sheets-value='{"1":2,"2":"Triple-walled"}' style="overflow:hidden;padding:0px 3px 0px 3px;vertical-align:bottom;font-weight:bold;">Triple-walled</td> <td data-sheets-value='{"1":2,"2":"Clear (A/H/H)"}' style="border-right:1px solid #000000;overflow:hidden;padding:0px 3px 0px 3px;vertical-align:bottom;font-weight:bold;">Clear (A/H/H)</td> <td data-sheets-numberformat='{"1":2,"2":"0.00","3":1}' data-sheets-value='{"1":3,"3":1.7}' style="overflow:hidden;padding:0px 3px 0px 3px;vertical-align:bottom;text-align:center;">1.70</td> <td data-sheets-numberformat='{"1":2,"2":"0","3":1}' data-sheets-value='{"1":3,"3":71}' style="overflow:hidden;padding:0px 3px 0px 3px;vertical-align:bottom;text-align:center;">71</td> <td data-sheets-numberformat='{"1":2,"2":"0","3":1}' data-sheets-value='{"1":3,"3":63}' style="overflow:hidden;padding:0px 3px 0px 3px;vertical-align:bottom;text-align:center;">63</td> <td data-sheets-numberformat='{"1":2,"2":"0","3":1}' data-sheets-value='{"1":3,"3":22}' style="border-right:1px solid #000000;overflow:hidden;padding:0px 3px 0px 3px;vertical-align:bottom;text-align:center;">22</td> </tr> <tr style="height:20px;"> <td style="border-left:1px solid #000000;overflow:hidden;padding:0px 3px 0px 3px;vertical-align:bottom;font-weight:bold;"></td> <td data-sheets-value='{"1":2,"2":"Triple-walled"}' style="overflow:hidden;padding:0px 3px 0px 3px;vertical-align:bottom;font-weight:bold;">Triple-walled</td> <td data-sheets-value='{"1":2,"2":"Opal (A/O/O)"}' style="border-right:1px solid #000000;overflow:hidden;padding:0px 3px 0px 3px;vertical-align:bottom;font-weight:bold;">Opal (A/O/O)</td> <td data-sheets-numberformat='{"1":2,"2":"0.00","3":1}' data-sheets-value='{"1":3,"3":1.7}' style="overflow:hidden;padding:0px 3px 0px 3px;vertical-align:bottom;text-align:center;">1.70</td> <td data-sheets-numberformat='{"1":2,"2":"0","3":1}' data-sheets-value='{"1":3,"3":61}' style="overflow:hidden;padding:0px 3px 0px 3px;vertical-align:bottom;text-align:center;">61</td> <td data-sheets-numberformat='{"1":2,"2":"0","3":1}' data-sheets-value='{"1":3,"3":48}' style="overflow:hidden;padding:0px 3px 0px 3px;vertical-align:bottom;text-align:center;">48</td> <td data-sheets-numberformat='{"1":2,"2":"0","3":1}' data-sheets-value='{"1":3,"3":22}' style="border-right:1px solid #000000;overflow:hidden;padding:0px 3px 0px 3px;vertical-align:bottom;text-align:center;">22</td> </tr> <tr style="height:20px;"> <td style="border-left:1px solid #000000;overflow:hidden;padding:0px 3px 0px 3px;vertical-align:bottom;font-weight:bold;"></td> <td data-sheets-value='{"1":2,"2":"Four-walled"}' style="overflow:hidden;padding:0px 3px 0px 3px;vertical-align:bottom;font-weight:bold;">Four-walled</td> <td data-sheets-value='{"1":2,"2":"Clear (A/H/H/H)"}' style="border-right:1px solid #000000;overflow:hidden;padding:0px 3px 0px 3px;vertical-align:bottom;font-weight:bold;">Clear (A/H/H/H)</td> <td data-sheets-numberformat='{"1":2,"2":"0.00","3":1}' data-sheets-value='{"1":3,"3":1.28}' style="overflow:hidden;padding:0px 3px 0px 3px;vertical-align:bottom;text-align:center;">1.28</td> <td data-sheets-numberformat='{"1":2,"2":"0","3":1}' data-sheets-value='{"1":3,"3":64}' style="overflow:hidden;padding:0px 3px 0px 3px;vertical-align:bottom;text-align:center;">64</td> <td data-sheets-numberformat='{"1":2,"2":"0","3":1}' data-sheets-value='{"1":3,"3":52}' style="overflow:hidden;padding:0px 3px 0px 3px;vertical-align:bottom;text-align:center;">52</td> <td data-sheets-numberformat='{"1":2,"2":"0","3":1}' data-sheets-value='{"1":3,"3":23}' style="border-right:1px solid #000000;overflow:hidden;padding:0px 3px 0px 3px;vertical-align:bottom;text-align:center;">23</td> </tr> <tr style="height:20px;"> <td style="border-bottom:1px solid #000000;border-left:1px solid #000000;overflow:hidden;padding:0px 3px 0px 3px;vertical-align:bottom;"></td> <td data-sheets-value='{"1":2,"2":"Four-walled"}' style="border-bottom:1px solid #000000;overflow:hidden;padding:0px 3px 0px 3px;vertical-align:bottom;font-weight:bold;">Four-walled</td> <td data-sheets-value='{"1":2,"2":"Opal (A/H/O/H)"}' style="border-right:1px solid #000000;border-bottom:1px solid #000000;overflow:hidden;padding:0px 3px 0px 3px;vertical-align:bottom;font-weight:bold;">Opal (A/H/O/H)</td> <td data-sheets-numberformat='{"1":2,"2":"0.00","3":1}' data-sheets-value='{"1":3,"3":1.28}' style="border-bottom:1px solid #000000;overflow:hidden;padding:0px 3px 0px 3px;vertical-align:bottom;text-align:center;">1.28</td> <td data-sheets-numberformat='{"1":2,"2":"0","3":1}' data-sheets-value='{"1":3,"3":59}' style="border-bottom:1px solid #000000;overflow:hidden;padding:0px 3px 0px 3px;vertical-align:bottom;text-align:center;">59</td> <td data-sheets-numberformat='{"1":2,"2":"0","3":1}' data-sheets-value='{"1":3,"3":46}' style="border-bottom:1px solid #000000;overflow:hidden;padding:0px 3px 0px 3px;vertical-align:bottom;text-align:center;">46</td> <td data-sheets-numberformat='{"1":2,"2":"0","3":1}' data-sheets-value='{"1":3,"3":23}' style="border-right:1px solid #000000;border-bottom:1px solid #000000;overflow:hidden;padding:0px 3px 0px 3px;vertical-align:bottom;text-align:center;">23</td> </tr> <tr style="height:20px;"> <td data-sheets-value='{"1":2,"2":"Polycarbonate"}' style="border-left:1px solid #000000;overflow:hidden;padding:0px 3px 0px 3px;vertical-align:bottom;font-weight:bold;">Polycarbonate</td> <td data-sheets-value='{"1":2,"2":"Single-walled"}' style="overflow:hidden;padding:0px 3px 0px 3px;vertical-align:bottom;font-weight:bold;">Single-walled</td> <td data-sheets-value='{"1":2,"2":"Heatstop Opal (T)"}' style="border-right:1px solid #000000;overflow:hidden;padding:0px 3px 0px 3px;vertical-align:bottom;font-weight:bold;">Heatstop Opal (T)</td> <td data-sheets-numberformat='{"1":2,"2":"0.00","3":1}' data-sheets-value='{"1":3,"3":5.17}' style="overflow:hidden;padding:0px 3px 0px 3px;vertical-align:bottom;text-align:center;">5.17</td> <td data-sheets-numberformat='{"1":2,"2":"0","3":1}' data-sheets-value='{"1":3,"3":49}' style="overflow:hidden;padding:0px 3px 0px 3px;vertical-align:bottom;text-align:center;">49</td> <td data-sheets-numberformat='{"1":2,"2":"0","3":1}' data-sheets-value='{"1":3,"3":59}' style="overflow:hidden;padding:0px 3px 0px 3px;vertical-align:bottom;text-align:center;">59</td> <td data-sheets-numberformat='{"1":2,"2":"0","3":1}' data-sheets-value='{"1":2,"2":"-"}' style="border-right:1px solid #000000;overflow:hidden;padding:0px 3px 0px 3px;vertical-align:bottom;text-align:center;">-</td> </tr> <tr style="height:20px;"> <td data-sheets-value='{"1":2,"2":"Heatstop PC"}' style="border-left:1px solid #000000;overflow:hidden;padding:0px 3px 0px 3px;vertical-align:bottom;font-weight:bold;">Heatstop PC</td> <td data-sheets-value='{"1":2,"2":"Double-walled"}' style="overflow:hidden;padding:0px 3px 0px 3px;vertical-align:bottom;font-weight:bold;">Double-walled</td> <td data-sheets-value='{"1":2,"2":"Clear (T/H)"}' style="border-right:1px solid #000000;overflow:hidden;padding:0px 3px 0px 3px;vertical-align:bottom;font-weight:bold;">Clear (T/H)</td> <td data-sheets-numberformat='{"1":2,"2":"0.00","3":1}' data-sheets-value='{"1":3,"3":2.9}' style="overflow:hidden;padding:0px 3px 0px 3px;vertical-align:bottom;text-align:center;">2.90</td> <td data-sheets-numberformat='{"1":2,"2":"0","3":1}' data-sheets-value='{"1":3,"3":44}' style="overflow:hidden;padding:0px 3px 0px 3px;vertical-align:bottom;text-align:center;">44</td> <td data-sheets-numberformat='{"1":2,"2":"0","3":1}' data-sheets-value='{"1":3,"3":51}' style="overflow:hidden;padding:0px 3px 0px 3px;vertical-align:bottom;text-align:center;">51</td> <td data-sheets-numberformat='{"1":2,"2":"0","3":1}' data-sheets-value='{"1":3,"3":20}' style="border-right:1px solid #000000;overflow:hidden;padding:0px 3px 0px 3px;vertical-align:bottom;text-align:center;">20</td> </tr> <tr style="height:20px;"> <td style="border-left:1px solid #000000;overflow:hidden;padding:0px 3px 0px 3px;vertical-align:bottom;font-weight:bold;"></td> <td data-sheets-value='{"1":2,"2":"Double-walled"}' style="overflow:hidden;padding:0px 3px 0px 3px;vertical-align:bottom;font-weight:bold;">Double-walled</td> <td data-sheets-value='{"1":2,"2":"Opal (T/O)"}' style="border-right:1px solid #000000;overflow:hidden;padding:0px 3px 0px 3px;vertical-align:bottom;font-weight:bold;">Opal (T/O)</td> <td data-sheets-numberformat='{"1":2,"2":"0.00","3":1}' data-sheets-value='{"1":3,"3":2.9}' style="overflow:hidden;padding:0px 3px 0px 3px;vertical-align:bottom;text-align:center;">2.90</td> <td data-sheets-numberformat='{"1":2,"2":"0","3":1}' data-sheets-value='{"1":3,"3":41}' style="overflow:hidden;padding:0px 3px 0px 3px;vertical-align:bottom;text-align:center;">41</td> <td data-sheets-numberformat='{"1":2,"2":"0","3":1}' data-sheets-value='{"1":3,"3":45}' style="overflow:hidden;padding:0px 3px 0px 3px;vertical-align:bottom;text-align:center;">45</td> <td data-sheets-numberformat='{"1":2,"2":"0","3":1}' data-sheets-value='{"1":3,"3":20}' style="border-right:1px solid #000000;overflow:hidden;padding:0px 3px 0px 3px;vertical-align:bottom;text-align:center;">20</td> </tr> <tr style="height:20px;"> <td style="border-left:1px solid #000000;overflow:hidden;padding:0px 3px 0px 3px;vertical-align:bottom;font-weight:bold;"></td> <td data-sheets-value='{"1":2,"2":"Triple-walled"}' style="overflow:hidden; | skylux-160-ce-met-koepel-en-pvc-opstand-30-20-met-lm-motor-1100-x-2300-mm | 8586031137101 | 46872353341773
Smoke and heat exhaust (SHEV) | SHE system | Skylux | Skylux 160° CE with skylight and PVC curb 30/20 with LM-actuator 1200 x 1200 mm |  | 25954 | 5412970259541 | 4068.05 | Yes | 30-45 | 72.6 | 1200 x 1200 mm | 1200 | 1200 |  | PVC 30/20 (30 cm high & roof opening = 20 cm larger than daylight size) | Square | 5.17 W/m²K - 1.28 W/m²K | 87% - 32% | 90% - 32% | 20dB - 23dB | 160° CE (for industry) | skylight | without spoiler | E | Single actuator | Maximum four-walled skylight possible for this product | Ut-value LT-value g-value Rw-value EN 1873 : 2014 EN ISO 13468 EN 16153 EN 410 EN 410 EN ISO 140-3 Material Walls Shells (W/m²K) (%) (%) (dB) Acrylic Single-walled Clear (H) 5.17 90 87 - PMMA Single-walled Opal (O) 5.17 83 76 - Double-walled Clear (H/H) 2.90 81 75 20 Double-walled Opal (O/O) 2.90 69 58 20 Triple-walled Clear (H/H/H) 1.70 73 65 22 Triple-walled Opal (O/H/O) 1.70 62 51 22 Four-walled Clear (H/H/H/H) 1.28 64 54 23 Four-walled Opal (H/H/O/H) 1.28 59 48 23 Polycarbonate Single-walled Clear (A) 5.17 88 83 - PC Single-walled Opal (D) 5.17 58 60 - Double-walled Clear (A/H) 2.90 79 72 20 Double-walled Clear (A/A) 2.90 77 69 20 Double-walled Opal (A/O) 2.90 73 63 20 Double-walled Opal (A/D) 2.90 51 50 20 Triple-walled Clear (A/H/H) 1.70 71 63 22 Triple-walled Opal (A/O/O) 1.70 61 48 22 Four-walled Clear (A/H/H/H) 1.28 64 52 23 Four-walled Opal (A/H/O/H) 1.28 59 46 23 Polycarbonate Single-walled Heatstop Opal (T) 5.17 49 59 - Heatstop PC Double-walled Clear (T/H) 2.90 44 51 20 Double-walled Opal (T/O) 2.90 41 45 20 Triple-walled Clear (T/H/H) 1.70 40 <td data-sheets-numberformat='{"1":2,"2":"0","3":1}' data-sheets-value='{"1":3,"3":44}' style="overflow:hidden;paddin | https://skylux.eu/en/products/skylux-160-ce-met-koepel-en-pvc-opstand-30-20-met-lm-motor-1200-x-1200-mm | https://skylux.eu/cdn/shop/files/Skylux-160deg-CE-met-koepel-en-pvc-opstand-3020-met-LM-motor-1200-x-1200-mm-RWA-systeem.jpg?v=1702980510&width=1600 | https://skylux.eu/cdn/shop/files/e5a82811-1bb0-48e4-a776-cacb59c7c092_c5d9553a-c766-4902-83ee-359bda2d43dd.jpg?v=1688551144&width=1600 | //skylux.eu/cdn/shop/files/E_MH_Mounting_instructions_Skylux_160_CE_LM.pdf?v=12406716259046007223 | //skylux.eu/cdn/shop/files/E_TD_Technical_File_Skylux_Skylux_160_CE_Electric.pdf?v=3667116872303399239 | <style type="text/css" id="isPasted"> <!--td { border: 1px solid #cccccc; } br { mso-data-placement: same-cell; } --> </style> <table border="1" cellpadding="0" cellspacing="0" dir="ltr" style="table-layout:fixed;font-size:10pt;font-family:Arial;border-collapse:collapse;border:none;"><tbody> <tr style="height:20px;"> <td style="overflow:hidden;padding:0px 3px 0px 3px;vertical-align:bottom;"></td> <td style="overflow:hidden;padding:0px 3px 0px 3px;vertical-align:bottom;"></td> <td style="overflow:hidden;padding:0px 3px 0px 3px;vertical-align:bottom;"></td> <td data-sheets-value='{"1":2,"2":"Ut-value"}' style="overflow:hidden;padding:0px 3px 0px 3px;vertical-align:bottom;font-weight:bold;text-align:center;">Ut-value</td> <td data-sheets-value='{"1":2,"2":"LT-value"}' style="overflow:hidden;padding:0px 3px 0px 3px;vertical-align:bottom;font-weight:bold;text-align:center;">LT-value</td> <td data-sheets-value='{"1":2,"2":"g-value"}' style="overflow:hidden;padding:0px 3px 0px 3px;vertical-align:bottom;font-weight:bold;text-align:center;">g-value</td> <td data-sheets-value='{"1":2,"2":"Rw-value "}' style="overflow:hidden;padding:0px 3px 0px 3px;vertical-align:bottom;font-weight:bold;text-align:center;">Rw-value </td> </tr> <tr style="height:20px;"> <td style="overflow:hidden;padding:0px 3px 0px 3px;vertical-align:bottom;"></td> <td style="overflow:hidden;padding:0px 3px 0px 3px;vertical-align:bottom;"></td> <td style="overflow:hidden;padding:0px 3px 0px 3px;vertical-align:bottom;"></td> <td data-sheets-numberformat='{"1":2,"2":"0.00","3":1}' data-sheets-value='{"1":2,"2":"EN 1873 : 2014"}' style="overflow:hidden;padding:0px 3px 0px 3px;vertical-align:bottom;text-align:center;">EN 1873 : 2014</td> <td data-sheets-numberformat='{"1":2,"2":"0","3":1}' data-sheets-value='{"1":2,"2":"EN ISO 13468 EN 16153 EN 410"}' style="overflow:hidden;padding:0px 3px 0px 3px;vertical-align:bottom;text-align:center;">EN ISO 13468 EN 16153 EN 410</td> <td data-sheets-numberformat='{"1":2,"2":"0","3":1}' data-sheets-value='{"1":2,"2":"EN 410"}' style="overflow:hidden;padding:0px 3px 0px 3px;vertical-align:bottom;text-align:center;">EN 410</td> <td data-sheets-value='{"1":2,"2":"EN ISO 140-3\t\t"}' style="overflow:hidden;padding:0px 3px 0px 3px;vertical-align:bottom;text-align:center;">EN ISO 140-3 </td> </tr> <tr style="height:20px;"> <td data-sheets-value='{"1":2,"2":"Material"}' style="border-bottom:1px solid #000000;overflow:hidden;padding:0px 3px 0px 3px;vertical-align:bottom;background-color:#000000;font-weight:bold;color:#ffffff;">Material</td> <td data-sheets-value='{"1":2,"2":"Walls"}' style="border-bottom:1px solid #000000;overflow:hidden;padding:0px 3px 0px 3px;vertical-align:bottom;background-color:#000000;font-weight:bold;color:#ffffff;">Walls</td> <td data-sheets-value='{"1":2,"2":"Shells"}' style="border-bottom:1px solid #000000;overflow:hidden;padding:0px 3px 0px 3px;vertical-align:bottom;background-color:#000000;font-weight:bold;color:#ffffff;">Shells</td> <td data-sheets-numberformat='{"1":2,"2":"0.00","3":1}' data-sheets-value='{"1":2,"2":"(W/m²K)\t"}' style="border-bottom:1px solid #000000;overflow:hidden;padding:0px 3px 0px 3px;vertical-align:bottom;background-color:#000000;font-weight:bold;color:#ffffff;text-align:center;">(W/m²K) </td> <td data-sheets-numberformat='{"1":2,"2":"0","3":1}' data-sheets-value='{"1":2,"2":"(%)"}' style="border-bottom:1px solid #000000;overflow:hidden;padding:0px 3px 0px 3px;vertical-align:bottom;background-color:#000000;font-weight:bold;color:#ffffff;text-align:center;">(%)</td> <td data-sheets-numberformat='{"1":2,"2":"0","3":1}' data-sheets-value='{"1":2,"2":"(%)"}' style="border-bottom:1px solid #000000;overflow:hidden;padding:0px 3px 0px 3px;vertical-align:bottom;background-color:#000000;font-weight:bold;color:#ffffff;text-align:center;">(%)</td> <td data-sheets-value='{"1":2,"2":"(dB)"}' style="border-bottom:1px solid #000000;overflow:hidden;padding:0px 3px 0px 3px;vertical-align:bottom;background-color:#000000;font-weight:bold;color:#ffffff;text-align:center;">(dB)</td> </tr> <tr style="height:20px;"> <td data-sheets-value='{"1":2,"2":"Acrylic"}' style="border-left:1px solid #000000;overflow:hidden;padding:0px 3px 0px 3px;vertical-align:bottom;font-weight:bold;">Acrylic</td> <td data-sheets-value='{"1":2,"2":"Single-walled"}' style="overflow:hidden;padding:0px 3px 0px 3px;vertical-align:bottom;font-weight:bold;">Single-walled</td> <td data-sheets-value='{"1":2,"2":"Clear (H)"}' style="border-right:1px solid #000000;overflow:hidden;padding:0px 3px 0px 3px;vertical-align:bottom;font-weight:bold;">Clear (H)</td> <td data-sheets-numberformat='{"1":2,"2":"0.00","3":1}' data-sheets-value='{"1":3,"3":5.17}' style="overflow:hidden;padding:0px 3px 0px 3px;vertical-align:bottom;text-align:center;">5.17</td> <td data-sheets-numberformat='{"1":2,"2":"0","3":1}' data-sheets-value='{"1":3,"3":90}' style="overflow:hidden;padding:0px 3px 0px 3px;vertical-align:bottom;text-align:center;">90</td> <td data-sheets-numberformat='{"1":2,"2":"0","3":1}' data-sheets-value='{"1":3,"3":87}' style="overflow:hidden;padding:0px 3px 0px 3px;vertical-align:bottom;text-align:center;">87</td> <td data-sheets-numberformat='{"1":2,"2":"0","3":1}' data-sheets-value='{"1":2,"2":"-"}' style="border-right:1px solid #000000;overflow:hidden;padding:0px 3px 0px 3px;vertical-align:bottom;text-align:center;">-</td> </tr> <tr style="height:20px;"> <td data-sheets-value='{"1":2,"2":"PMMA"}' style="border-left:1px solid #000000;overflow:hidden;padding:0px 3px 0px 3px;vertical-align:bottom;font-weight:bold;">PMMA</td> <td data-sheets-value='{"1":2,"2":"Single-walled"}' style="overflow:hidden;padding:0px 3px 0px 3px;vertical-align:bottom;font-weight:bold;">Single-walled</td> <td data-sheets-value='{"1":2,"2":"Opal (O)"}' style="border-right:1px solid #000000;overflow:hidden;padding:0px 3px 0px 3px;vertical-align:bottom;font-weight:bold;">Opal (O)</td> <td data-sheets-numberformat='{"1":2,"2":"0.00","3":1}' data-sheets-value='{"1":3,"3":5.17}' style="overflow:hidden;padding:0px 3px 0px 3px;vertical-align:bottom;text-align:center;">5.17</td> <td data-sheets-numberformat='{"1":2,"2":"0","3":1}' data-sheets-value='{"1":3,"3":83}' style="overflow:hidden;padding:0px 3px 0px 3px;vertical-align:bottom;text-align:center;">83</td> <td data-sheets-numberformat='{"1":2,"2":"0","3":1}' data-sheets-value='{"1":3,"3":76}' style="overflow:hidden;padding:0px 3px 0px 3px;vertical-align:bottom;text-align:center;">76</td> <td data-sheets-numberformat='{"1":2,"2":"0","3":1}' data-sheets-value='{"1":2,"2":"-"}' style="border-right:1px solid #000000;overflow:hidden;padding:0px 3px 0px 3px;vertical-align:bottom;text-align:center;">-</td> </tr> <tr style="height:20px;"> <td style="border-left:1px solid #000000;overflow:hidden;padding:0px 3px 0px 3px;vertical-align:bottom;font-weight:bold;"></td> <td data-sheets-value='{"1":2,"2":"Double-walled"}' style="overflow:hidden;padding:0px 3px 0px 3px;vertical-align:bottom;font-weight:bold;">Double-walled</td> <td data-sheets-value='{"1":2,"2":"Clear (H/H)"}' style="border-right:1px solid #000000;overflow:hidden;padding:0px 3px 0px 3px;vertical-align:bottom;font-weight:bold;">Clear (H/H)</td> <td data-sheets-numberformat='{"1":2,"2":"0.00","3":1}' data-sheets-value='{"1":3,"3":2.9}' style="overflow:hidden;padding:0px 3px 0px 3px;vertical-align:bottom;text-align:center;">2.90</td> <td data-sheets-numberformat='{"1":2,"2":"0","3":1}' data-sheets-value='{"1":3,"3":81}' style="overflow:hidden;padding:0px 3px 0px 3px;vertical-align:bottom;text-align:center;">81</td> <td data-sheets-numberformat='{"1":2,"2":"0","3":1}' data-sheets-value='{"1":3,"3":75}' style="overflow:hidden;padding:0px 3px 0px 3px;vertical-align:bottom;text-align:center;">75</td> <td data-sheets-numberformat='{"1":2,"2":"0","3":1}' data-sheets-value='{"1":3,"3":20}' style="border-right:1px solid #000000;overflow:hidden;padding:0px 3px 0px 3px;vertical-align:bottom;text-align:center;">20</td> </tr> <tr style="height:20px;"> <td style="border-left:1px solid #000000;overflow:hidden;padding:0px 3px 0px 3px;vertical-align:bottom;font-weight:bold;"></td> <td data-sheets-value='{"1":2,"2":"Double-walled"}' style="overflow:hidden;padding:0px 3px 0px 3px;vertical-align:bottom;font-weight:bold;">Double-walled</td> <td data-sheets-value='{"1":2,"2":"Opal (O/O)"}' style="border-right:1px solid #000000;overflow:hidden;padding:0px 3px 0px 3px;vertical-align:bottom;font-weight:bold;">Opal (O/O)</td> <td data-sheets-numberformat='{"1":2,"2":"0.00","3":1}' data-sheets-value='{"1":3,"3":2.9}' style="overflow:hidden;padding:0px 3px 0px 3px;vertical-align:bottom;text-align:center;">2.90</td> <td data-sheets-numberformat='{"1":2,"2":"0","3":1}' data-sheets-value='{"1":3,"3":69}' style="overflow:hidden;padding:0px 3px 0px 3px;vertical-align:bottom;text-align:center;">69</td> <td data-sheets-numberformat='{"1":2,"2":"0","3":1}' data-sheets-value='{"1":3,"3":58}' style="overflow:hidden;padding:0px 3px 0px 3px;vertical-align:bottom;text-align:center;">58</td> <td data-sheets-numberformat='{"1":2,"2":"0","3":1}' data-sheets-value='{"1":3,"3":20}' style="border-right:1px solid #000000;overflow:hidden;padding:0px 3px 0px 3px;vertical-align:bottom;text-align:center;">20</td> </tr> <tr style="height:20px;"> <td style="border-left:1px solid #000000;overflow:hidden;padding:0px 3px 0px 3px;vertical-align:bottom;font-weight:bold;"></td> <td data-sheets-value='{"1":2,"2":"Triple-walled"}' style="overflow:hidden;padding:0px 3px 0px 3px;vertical-align:bottom;font-weight:bold;">Triple-walled</td> <td data-sheets-value='{"1":2,"2":"Clear (H/H/H)"}' style="border-right:1px solid #000000;overflow:hidden;padding:0px 3px 0px 3px;vertical-align:bottom;font-weight:bold;">Clear (H/H/H)</td> <td data-sheets-numberformat='{"1":2,"2":"0.00","3":1}' data-sheets-value='{"1":3,"3":1.7}' style="overflow:hidden;padding:0px 3px 0px 3px;vertical-align:bottom;text-align:center;">1.70</td> <td data-sheets-numberformat='{"1":2,"2":"0","3":1}' data-sheets-value='{"1":3,"3":73}' style="overflow:hidden;padding:0px 3px 0px 3px;vertical-align:bottom;text-align:center;">73</td> <td data-sheets-numberformat='{"1":2,"2":"0","3":1}' data-sheets-value='{"1":3,"3":65}' style="overflow:hidden;padding:0px 3px 0px 3px;vertical-align:bottom;text-align:center;">65</td> <td data-sheets-numberformat='{"1":2,"2":"0","3":1}' data-sheets-value='{"1":3,"3":22}' style="border-right:1px solid #000000;overflow:hidden;padding:0px 3px 0px 3px;vertical-align:bottom;text-align:center;">22</td> </tr> <tr style="height:20px;"> <td style="border-left:1px solid #000000;overflow:hidden;padding:0px 3px 0px 3px;vertical-align:bottom;font-weight:bold;"></td> <td data-sheets-value='{"1":2,"2":"Triple-walled"}' style="overflow:hidden;padding:0px 3px 0px 3px;vertical-align:bottom;font-weight:bold;">Triple-walled</td> <td data-sheets-value='{"1":2,"2":"Opal (O/H/O)"}' style="border-right:1px solid #000000;overflow:hidden;padding:0px 3px 0px 3px;vertical-align:bottom;font-weight:bold;">Opal (O/H/O)</td> <td data-sheets-numberformat='{"1":2,"2":"0.00","3":1}' data-sheets-value='{"1":3,"3":1.7}' style="overflow:hidden;padding:0px 3px 0px 3px;vertical-align:bottom;text-align:center;">1.70</td> <td data-sheets-numberformat='{"1":2,"2":"0","3":1}' data-sheets-value='{"1":3,"3":62}' style="overflow:hidden;padding:0px 3px 0px 3px;vertical-align:bottom;text-align:center;">62</td> <td data-sheets-numberformat='{"1":2,"2":"0","3":1}' data-sheets-value='{"1":3,"3":51}' style="overflow:hidden;padding:0px 3px 0px 3px;vertical-align:bottom;text-align:center;">51</td> <td data-sheets-numberformat='{"1":2,"2":"0","3":1}' data-sheets-value='{"1":3,"3":22}' style="border-right:1px solid #000000;overflow:hidden;padding:0px 3px 0px 3px;vertical-align:bottom;text-align:center;">22</td> </tr> <tr style="height:20px;"> <td style="border-left:1px solid #000000;overflow:hidden;padding:0px 3px 0px 3px;vertical-align:bottom;font-weight:bold;"></td> <td data-sheets-value='{"1":2,"2":"Four-walled"}' style="overflow:hidden;padding:0px 3px 0px 3px;vertical-align:bottom;font-weight:bold;">Four-walled</td> <td data-sheets-value='{"1":2,"2":"Clear (H/H/H/H)"}' style="border-right:1px solid #000000;overflow:hidden;padding:0px 3px 0px 3px;vertical-align:bottom;font-weight:bold;">Clear (H/H/H/H)</td> <td data-sheets-numberformat='{"1":2,"2":"0.00","3":1}' data-sheets-value='{"1":3,"3":1.28}' style="overflow:hidden;padding:0px 3px 0px 3px;vertical-align:bottom;text-align:center;">1.28</td> <td data-sheets-numberformat='{"1":2,"2":"0","3":1}' data-sheets-value='{"1":3,"3":64}' style="overflow:hidden;padding:0px 3px 0px 3px;vertical-align:bottom;text-align:center;">64</td> <td data-sheets-numberformat='{"1":2,"2":"0","3":1}' data-sheets-value='{"1":3,"3":54}' style="overflow:hidden;padding:0px 3px 0px 3px;vertical-align:bottom;text-align:center;">54</td> <td data-sheets-numberformat='{"1":2,"2":"0","3":1}' data-sheets-value='{"1":3,"3":23}' style="border-right:1px solid #000000;overflow:hidden;padding:0px 3px 0px 3px;vertical-align:bottom;text-align:center;">23</td> </tr> <tr style="height:20px;"> <td style="border-bottom:1px solid #000000;border-left:1px solid #000000;overflow:hidden;padding:0px 3px 0px 3px;vertical-align:bottom;"></td> <td data-sheets-value='{"1":2,"2":"Four-walled"}' style="border-bottom:1px solid #000000;overflow:hidden;padding:0px 3px 0px 3px;vertical-align:bottom;font-weight:bold;">Four-walled</td> <td data-sheets-value='{"1":2,"2":"Opal (H/H/O/H)"}' style="border-right:1px solid #000000;border-bottom:1px solid #000000;overflow:hidden;padding:0px 3px 0px 3px;vertical-align:bottom;font-weight:bold;">Opal (H/H/O/H)</td> <td data-sheets-numberformat='{"1":2,"2":"0.00","3":1}' data-sheets-value='{"1":3,"3":1.28}' style="border-bottom:1px solid #000000;overflow:hidden;padding:0px 3px 0px 3px;vertical-align:bottom;text-align:center;">1.28</td> <td data-sheets-numberformat='{"1":2,"2":"0","3":1}' data-sheets-value='{"1":3,"3":59}' style="border-bottom:1px solid #000000;overflow:hidden;padding:0px 3px 0px 3px;vertical-align:bottom;text-align:center;">59</td> <td data-sheets-numberformat='{"1":2,"2":"0","3":1}' data-sheets-value='{"1":3,"3":48}' style="border-bottom:1px solid #000000;overflow:hidden;padding:0px 3px 0px 3px;vertical-align:bottom;text-align:center;">48</td> <td data-sheets-numberformat='{"1":2,"2":"0","3":1}' data-sheets-value='{"1":3,"3":23}' style="border-right:1px solid #000000;border-bottom:1px solid #000000;overflow:hidden;padding:0px 3px 0px 3px;vertical-align:bottom;text-align:center;">23</td> </tr> <tr style="height:20px;"> <td data-sheets-value='{"1":2,"2":"Polycarbonate "}' style="border-left:1px solid #000000;overflow:hidden;padding:0px 3px 0px 3px;vertical-align:bottom;font-weight:bold;">Polycarbonate </td> <td data-sheets-value='{"1":2,"2":"Single-walled"}' style="overflow:hidden;padding:0px 3px 0px 3px;vertical-align:bottom;font-weight:bold;">Single-walled</td> <td data-sheets-value='{"1":2,"2":"Clear (A)"}' style="border-right:1px solid #000000;overflow:hidden;padding:0px 3px 0px 3px;vertical-align:bottom;font-weight:bold;">Clear (A)</td> <td data-sheets-numberformat='{"1":2,"2":"0.00","3":1}' data-sheets-value='{"1":3,"3":5.17}' style="overflow:hidden;padding:0px 3px 0px 3px;vertical-align:bottom;text-align:center;">5.17</td> <td data-sheets-numberformat='{"1":2,"2":"0","3":1}' data-sheets-value='{"1":3,"3":88}' style="overflow:hidden;padding:0px 3px 0px 3px;vertical-align:bottom;text-align:center;">88</td> <td data-sheets-numberformat='{"1":2,"2":"0","3":1}' data-sheets-value='{"1":3,"3":83}' style="overflow:hidden;padding:0px 3px 0px 3px;vertical-align:bottom;text-align:center;">83</td> <td data-sheets-numberformat='{"1":2,"2":"0","3":1}' data-sheets-value='{"1":2,"2":"-"}' style="border-right:1px solid #000000;overflow:hidden;padding:0px 3px 0px 3px;vertical-align:bottom;text-align:center;">-</td> </tr> <tr style="height:20px;"> <td data-sheets-value='{"1":2,"2":"PC"}' style="border-left:1px solid #000000;overflow:hidden;padding:0px 3px 0px 3px;vertical-align:bottom;font-weight:bold;">PC</td> <td data-sheets-value='{"1":2,"2":"Single-walled"}' style="overflow:hidden;padding:0px 3px 0px 3px;vertical-align:bottom;font-weight:bold;">Single-walled</td> <td data-sheets-value='{"1":2,"2":"Opal (D)"}' style="border-right:1px solid #000000;overflow:hidden;padding:0px 3px 0px 3px;vertical-align:bottom;font-weight:bold;">Opal (D)</td> <td data-sheets-numberformat='{"1":2,"2":"0.00","3":1}' data-sheets-value='{"1":3,"3":5.17}' style="overflow:hidden;padding:0px 3px 0px 3px;vertical-align:bottom;text-align:center;">5.17</td> <td data-sheets-numberformat='{"1":2,"2":"0","3":1}' data-sheets-value='{"1":3,"3":58}' style="overflow:hidden;padding:0px 3px 0px 3px;vertical-align:bottom;text-align:center;">58</td> <td data-sheets-numberformat='{"1":2,"2":"0","3":1}' data-sheets-value='{"1":3,"3":60}' style="overflow:hidden;padding:0px 3px 0px 3px;vertical-align:bottom;text-align:center;">60</td> <td data-sheets-numberformat='{"1":2,"2":"0","3":1}' data-sheets-value='{"1":2,"2":"-"}' style="border-right:1px solid #000000;overflow:hidden;padding:0px 3px 0px 3px;vertical-align:bottom;text-align:center;">-</td> </tr> <tr style="height:20px;"> <td style="border-left:1px solid #000000;overflow:hidden;padding:0px 3px 0px 3px;vertical-align:bottom;font-weight:bold;"></td> <td data-sheets-value='{"1":2,"2":"Double-walled"}' style="overflow:hidden;padding:0px 3px 0px 3px;vertical-align:bottom;font-weight:bold;">Double-walled</td> <td data-sheets-value='{"1":2,"2":"Clear (A/H)"}' style="border-right:1px solid #000000;overflow:hidden;padding:0px 3px 0px 3px;vertical-align:bottom;font-weight:bold;">Clear (A/H)</td> <td data-sheets-numberformat='{"1":2,"2":"0.00","3":1}' data-sheets-value='{"1":3,"3":2.9}' style="overflow:hidden;padding:0px 3px 0px 3px;vertical-align:bottom;text-align:center;">2.90</td> <td data-sheets-numberformat='{"1":2,"2":"0","3":1}' data-sheets-value='{"1":3,"3":79}' style="overflow:hidden;padding:0px 3px 0px 3px;vertical-align:bottom;text-align:center;">79</td> <td data-sheets-numberformat='{"1":2,"2":"0","3":1}' data-sheets-value='{"1":3,"3":72}' style="overflow:hidden;padding:0px 3px 0px 3px;vertical-align:bottom;text-align:center;">72</td> <td data-sheets-numberformat='{"1":2,"2":"0","3":1}' data-sheets-value='{"1":3,"3":20}' style="border-right:1px solid #000000;overflow:hidden;padding:0px 3px 0px 3px;vertical-align:bottom;text-align:center;">20</td> </tr> <tr style="height:20px;"> <td style="border-left:1px solid #000000;overflow:hidden;padding:0px 3px 0px 3px;vertical-align:bottom;font-weight:bold;"></td> <td data-sheets-value='{"1":2,"2":"Double-walled"}' style="overflow:hidden;padding:0px 3px 0px 3px;vertical-align:bottom;font-weight:bold;">Double-walled</td> <td data-sheets-value='{"1":2,"2":"Clear (A/A)"}' style="border-right:1px solid #000000;overflow:hidden;padding:0px 3px 0px 3px;vertical-align:bottom;font-weight:bold;">Clear (A/A)</td> <td data-sheets-numberformat='{"1":2,"2":"0.00","3":1}' data-sheets-value='{"1":3,"3":2.9}' style="overflow:hidden;padding:0px 3px 0px 3px;vertical-align:bottom;text-align:center;">2.90</td> <td data-sheets-numberformat='{"1":2,"2":"0","3":1}' data-sheets-value='{"1":3,"3":77}' style="overflow:hidden;padding:0px 3px 0px 3px;vertical-align:bottom;text-align:center;">77</td> <td data-sheets-numberformat='{"1":2,"2":"0","3":1}' data-sheets-value='{"1":3,"3":69}' style="overflow:hidden;padding:0px 3px 0px 3px;vertical-align:bottom;text-align:center;">69</td> <td data-sheets-numberformat='{"1":2,"2":"0","3":1}' data-sheets-value='{"1":3,"3":20}' style="border-right:1px solid #000000;overflow:hidden;padding:0px 3px 0px 3px;vertical-align:bottom;text-align:center;">20</td> </tr> <tr style="height:20px;"> <td style="border-left:1px solid #000000;overflow:hidden;padding:0px 3px 0px 3px;vertical-align:bottom;font-weight:bold;"></td> <td data-sheets-value='{"1":2,"2":"Double-walled"}' style="overflow:hidden;padding:0px 3px 0px 3px;vertical-align:bottom;font-weight:bold;">Double-walled</td> <td data-sheets-value='{"1":2,"2":"Opal (A/O)"}' style="border-right:1px solid #000000;overflow:hidden;padding:0px 3px 0px 3px;vertical-align:bottom;font-weight:bold;">Opal (A/O)</td> <td data-sheets-numberformat='{"1":2,"2":"0.00","3":1}' data-sheets-value='{"1":3,"3":2.9}' style="overflow:hidden;padding:0px 3px 0px 3px;vertical-align:bottom;text-align:center;">2.90</td> <td data-sheets-numberformat='{"1":2,"2":"0","3":1}' data-sheets-value='{"1":3,"3":73}' style="overflow:hidden;padding:0px 3px 0px 3px;vertical-align:bottom;text-align:center;">73</td> <td data-sheets-numberformat='{"1":2,"2":"0","3":1}' data-sheets-value='{"1":3,"3":63}' style="overflow:hidden;padding:0px 3px 0px 3px;vertical-align:bottom;text-align:center;">63</td> <td data-sheets-numberformat='{"1":2,"2":"0","3":1}' data-sheets-value='{"1":3,"3":20}' style="border-right:1px solid #000000;overflow:hidden;padding:0px 3px 0px 3px;vertical-align:bottom;text-align:center;">20</td> </tr> <tr style="height:20px;"> <td style="border-left:1px solid #000000;overflow:hidden;padding:0px 3px 0px 3px;vertical-align:bottom;font-weight:bold;"></td> <td data-sheets-value='{"1":2,"2":"Double-walled"}' style="overflow:hidden;padding:0px 3px 0px 3px;vertical-align:bottom;font-weight:bold;">Double-walled</td> <td data-sheets-value='{"1":2,"2":"Opal (A/D)"}' style="border-right:1px solid #000000;overflow:hidden;padding:0px 3px 0px 3px;vertical-align:bottom;font-weight:bold;">Opal (A/D)</td> <td data-sheets-numberformat='{"1":2,"2":"0.00","3":1}' data-sheets-value='{"1":3,"3":2.9}' style="overflow:hidden;padding:0px 3px 0px 3px;vertical-align:bottom;text-align:center;">2.90</td> <td data-sheets-numberformat='{"1":2,"2":"0","3":1}' data-sheets-value='{"1":3,"3":51}' style="overflow:hidden;padding:0px 3px 0px 3px;vertical-align:bottom;text-align:center;">51</td> <td data-sheets-numberformat='{"1":2,"2":"0","3":1}' data-sheets-value='{"1":3,"3":50}' style="overflow:hidden;padding:0px 3px 0px 3px;vertical-align:bottom;text-align:center;">50</td> <td data-sheets-numberformat='{"1":2,"2":"0","3":1}' data-sheets-value='{"1":3,"3":20}' style="border-right:1px solid #000000;overflow:hidden;padding:0px 3px 0px 3px;vertical-align:bottom;text-align:center;">20</td> </tr> <tr style="height:20px;"> <td style="border-left:1px solid #000000;overflow:hidden;padding:0px 3px 0px 3px;vertical-align:bottom;font-weight:bold;"></td> <td data-sheets-value='{"1":2,"2":"Triple-walled"}' style="overflow:hidden;padding:0px 3px 0px 3px;vertical-align:bottom;font-weight:bold;">Triple-walled</td> <td data-sheets-value='{"1":2,"2":"Clear (A/H/H)"}' style="border-right:1px solid #000000;overflow:hidden;padding:0px 3px 0px 3px;vertical-align:bottom;font-weight:bold;">Clear (A/H/H)</td> <td data-sheets-numberformat='{"1":2,"2":"0.00","3":1}' data-sheets-value='{"1":3,"3":1.7}' style="overflow:hidden;padding:0px 3px 0px 3px;vertical-align:bottom;text-align:center;">1.70</td> <td data-sheets-numberformat='{"1":2,"2":"0","3":1}' data-sheets-value='{"1":3,"3":71}' style="overflow:hidden;padding:0px 3px 0px 3px;vertical-align:bottom;text-align:center;">71</td> <td data-sheets-numberformat='{"1":2,"2":"0","3":1}' data-sheets-value='{"1":3,"3":63}' style="overflow:hidden;padding:0px 3px 0px 3px;vertical-align:bottom;text-align:center;">63</td> <td data-sheets-numberformat='{"1":2,"2":"0","3":1}' data-sheets-value='{"1":3,"3":22}' style="border-right:1px solid #000000;overflow:hidden;padding:0px 3px 0px 3px;vertical-align:bottom;text-align:center;">22</td> </tr> <tr style="height:20px;"> <td style="border-left:1px solid #000000;overflow:hidden;padding:0px 3px 0px 3px;vertical-align:bottom;font-weight:bold;"></td> <td data-sheets-value='{"1":2,"2":"Triple-walled"}' style="overflow:hidden;padding:0px 3px 0px 3px;vertical-align:bottom;font-weight:bold;">Triple-walled</td> <td data-sheets-value='{"1":2,"2":"Opal (A/O/O)"}' style="border-right:1px solid #000000;overflow:hidden;padding:0px 3px 0px 3px;vertical-align:bottom;font-weight:bold;">Opal (A/O/O)</td> <td data-sheets-numberformat='{"1":2,"2":"0.00","3":1}' data-sheets-value='{"1":3,"3":1.7}' style="overflow:hidden;padding:0px 3px 0px 3px;vertical-align:bottom;text-align:center;">1.70</td> <td data-sheets-numberformat='{"1":2,"2":"0","3":1}' data-sheets-value='{"1":3,"3":61}' style="overflow:hidden;padding:0px 3px 0px 3px;vertical-align:bottom;text-align:center;">61</td> <td data-sheets-numberformat='{"1":2,"2":"0","3":1}' data-sheets-value='{"1":3,"3":48}' style="overflow:hidden;padding:0px 3px 0px 3px;vertical-align:bottom;text-align:center;">48</td> <td data-sheets-numberformat='{"1":2,"2":"0","3":1}' data-sheets-value='{"1":3,"3":22}' style="border-right:1px solid #000000;overflow:hidden;padding:0px 3px 0px 3px;vertical-align:bottom;text-align:center;">22</td> </tr> <tr style="height:20px;"> <td style="border-left:1px solid #000000;overflow:hidden;padding:0px 3px 0px 3px;vertical-align:bottom;font-weight:bold;"></td> <td data-sheets-value='{"1":2,"2":"Four-walled"}' style="overflow:hidden;padding:0px 3px 0px 3px;vertical-align:bottom;font-weight:bold;">Four-walled</td> <td data-sheets-value='{"1":2,"2":"Clear (A/H/H/H)"}' style="border-right:1px solid #000000;overflow:hidden;padding:0px 3px 0px 3px;vertical-align:bottom;font-weight:bold;">Clear (A/H/H/H)</td> <td data-sheets-numberformat='{"1":2,"2":"0.00","3":1}' data-sheets-value='{"1":3,"3":1.28}' style="overflow:hidden;padding:0px 3px 0px 3px;vertical-align:bottom;text-align:center;">1.28</td> <td data-sheets-numberformat='{"1":2,"2":"0","3":1}' data-sheets-value='{"1":3,"3":64}' style="overflow:hidden;padding:0px 3px 0px 3px;vertical-align:bottom;text-align:center;">64</td> <td data-sheets-numberformat='{"1":2,"2":"0","3":1}' data-sheets-value='{"1":3,"3":52}' style="overflow:hidden;padding:0px 3px 0px 3px;vertical-align:bottom;text-align:center;">52</td> <td data-sheets-numberformat='{"1":2,"2":"0","3":1}' data-sheets-value='{"1":3,"3":23}' style="border-right:1px solid #000000;overflow:hidden;padding:0px 3px 0px 3px;vertical-align:bottom;text-align:center;">23</td> </tr> <tr style="height:20px;"> <td style="border-bottom:1px solid #000000;border-left:1px solid #000000;overflow:hidden;padding:0px 3px 0px 3px;vertical-align:bottom;"></td> <td data-sheets-value='{"1":2,"2":"Four-walled"}' style="border-bottom:1px solid #000000;overflow:hidden;padding:0px 3px 0px 3px;vertical-align:bottom;font-weight:bold;">Four-walled</td> <td data-sheets-value='{"1":2,"2":"Opal (A/H/O/H)"}' style="border-right:1px solid #000000;border-bottom:1px solid #000000;overflow:hidden;padding:0px 3px 0px 3px;vertical-align:bottom;font-weight:bold;">Opal (A/H/O/H)</td> <td data-sheets-numberformat='{"1":2,"2":"0.00","3":1}' data-sheets-value='{"1":3,"3":1.28}' style="border-bottom:1px solid #000000;overflow:hidden;padding:0px 3px 0px 3px;vertical-align:bottom;text-align:center;">1.28</td> <td data-sheets-numberformat='{"1":2,"2":"0","3":1}' data-sheets-value='{"1":3,"3":59}' style="border-bottom:1px solid #000000;overflow:hidden;padding:0px 3px 0px 3px;vertical-align:bottom;text-align:center;">59</td> <td data-sheets-numberformat='{"1":2,"2":"0","3":1}' data-sheets-value='{"1":3,"3":46}' style="border-bottom:1px solid #000000;overflow:hidden;padding:0px 3px 0px 3px;vertical-align:bottom;text-align:center;">46</td> <td data-sheets-numberformat='{"1":2,"2":"0","3":1}' data-sheets-value='{"1":3,"3":23}' style="border-right:1px solid #000000;border-bottom:1px solid #000000;overflow:hidden;padding:0px 3px 0px 3px;vertical-align:bottom;text-align:center;">23</td> </tr> <tr style="height:20px;"> <td data-sheets-value='{"1":2,"2":"Polycarbonate"}' style="border-left:1px solid #000000;overflow:hidden;padding:0px 3px 0px 3px;vertical-align:bottom;font-weight:bold;">Polycarbonate</td> <td data-sheets-value='{"1":2,"2":"Single-walled"}' style="overflow:hidden;padding:0px 3px 0px 3px;vertical-align:bottom;font-weight:bold;">Single-walled</td> <td data-sheets-value='{"1":2,"2":"Heatstop Opal (T)"}' style="border-right:1px solid #000000;overflow:hidden;padding:0px 3px 0px 3px;vertical-align:bottom;font-weight:bold;">Heatstop Opal (T)</td> <td data-sheets-numberformat='{"1":2,"2":"0.00","3":1}' data-sheets-value='{"1":3,"3":5.17}' style="overflow:hidden;padding:0px 3px 0px 3px;vertical-align:bottom;text-align:center;">5.17</td> <td data-sheets-numberformat='{"1":2,"2":"0","3":1}' data-sheets-value='{"1":3,"3":49}' style="overflow:hidden;padding:0px 3px 0px 3px;vertical-align:bottom;text-align:center;">49</td> <td data-sheets-numberformat='{"1":2,"2":"0","3":1}' data-sheets-value='{"1":3,"3":59}' style="overflow:hidden;padding:0px 3px 0px 3px;vertical-align:bottom;text-align:center;">59</td> <td data-sheets-numberformat='{"1":2,"2":"0","3":1}' data-sheets-value='{"1":2,"2":"-"}' style="border-right:1px solid #000000;overflow:hidden;padding:0px 3px 0px 3px;vertical-align:bottom;text-align:center;">-</td> </tr> <tr style="height:20px;"> <td data-sheets-value='{"1":2,"2":"Heatstop PC"}' style="border-left:1px solid #000000;overflow:hidden;padding:0px 3px 0px 3px;vertical-align:bottom;font-weight:bold;">Heatstop PC</td> <td data-sheets-value='{"1":2,"2":"Double-walled"}' style="overflow:hidden;padding:0px 3px 0px 3px;vertical-align:bottom;font-weight:bold;">Double-walled</td> <td data-sheets-value='{"1":2,"2":"Clear (T/H)"}' style="border-right:1px solid #000000;overflow:hidden;padding:0px 3px 0px 3px;vertical-align:bottom;font-weight:bold;">Clear (T/H)</td> <td data-sheets-numberformat='{"1":2,"2":"0.00","3":1}' data-sheets-value='{"1":3,"3":2.9}' style="overflow:hidden;padding:0px 3px 0px 3px;vertical-align:bottom;text-align:center;">2.90</td> <td data-sheets-numberformat='{"1":2,"2":"0","3":1}' data-sheets-value='{"1":3,"3":44}' style="overflow:hidden;padding:0px 3px 0px 3px;vertical-align:bottom;text-align:center;">44</td> <td data-sheets-numberformat='{"1":2,"2":"0","3":1}' data-sheets-value='{"1":3,"3":51}' style="overflow:hidden;padding:0px 3px 0px 3px;vertical-align:bottom;text-align:center;">51</td> <td data-sheets-numberformat='{"1":2,"2":"0","3":1}' data-sheets-value='{"1":3,"3":20}' style="border-right:1px solid #000000;overflow:hidden;padding:0px 3px 0px 3px;vertical-align:bottom;text-align:center;">20</td> </tr> <tr style="height:20px;"> <td style="border-left:1px solid #000000;overflow:hidden;padding:0px 3px 0px 3px;vertical-align:bottom;font-weight:bold;"></td> <td data-sheets-value='{"1":2,"2":"Double-walled"}' style="overflow:hidden;padding:0px 3px 0px 3px;vertical-align:bottom;font-weight:bold;">Double-walled</td> <td data-sheets-value='{"1":2,"2":"Opal (T/O)"}' style="border-right:1px solid #000000;overflow:hidden;padding:0px 3px 0px 3px;vertical-align:bottom;font-weight:bold;">Opal (T/O)</td> <td data-sheets-numberformat='{"1":2,"2":"0.00","3":1}' data-sheets-value='{"1":3,"3":2.9}' style="overflow:hidden;padding:0px 3px 0px 3px;vertical-align:bottom;text-align:center;">2.90</td> <td data-sheets-numberformat='{"1":2,"2":"0","3":1}' data-sheets-value='{"1":3,"3":41}' style="overflow:hidden;padding:0px 3px 0px 3px;vertical-align:bottom;text-align:center;">41</td> <td data-sheets-numberformat='{"1":2,"2":"0","3":1}' data-sheets-value='{"1":3,"3":45}' style="overflow:hidden;padding:0px 3px 0px 3px;vertical-align:bottom;text-align:center;">45</td> <td data-sheets-numberformat='{"1":2,"2":"0","3":1}' data-sheets-value='{"1":3,"3":20}' style="border-right:1px solid #000000;overflow:hidden;padding:0px 3px 0px 3px;vertical-align:bottom;text-align:center;">20</td> </tr> <tr style="height:20px;"> <td style="border-left:1px solid #000000;overflow:hidden;padding:0px 3px 0px 3px;vertical-align:bottom;font-weight:bold;"></td> <td data-sheets-value='{"1":2,"2":"Triple-walled"}' style="overflow:hidden; | skylux-160-ce-met-koepel-en-pvc-opstand-30-20-met-lm-motor-1200-x-1200-mm | 8586031235405 | 46872354160973
Smoke and heat exhaust (SHEV) | SHE system | Skylux | Skylux 160° CE with skylight and PVC curb 30/20 with LM-actuator 1200 x 1400 mm |  | 25968 | 5412970259688 | 4433.45 | Yes | 30-45 | 77.38 | 1200 x 1400 mm | 1400 | 1200 |  | PVC 30/20 (30 cm high & roof opening = 20 cm larger than daylight size) | Rectangular | 5.17 W/m²K - 1.28 W/m²K | 87% - 32% | 90% - 32% | 20dB - 23dB | 160° CE (for industry) | skylight | without spoiler | E | Single actuator | Maximum four-walled skylight possible for this product | Ut-value LT-value g-value Rw-value EN 1873 : 2014 EN ISO 13468 EN 16153 EN 410 EN 410 EN ISO 140-3 Material Walls Shells (W/m²K) (%) (%) (dB) Acrylic Single-walled Clear (H) 5.17 90 87 - PMMA Single-walled Opal (O) 5.17 83 76 - Double-walled Clear (H/H) 2.90 81 75 20 Double-walled Opal (O/O) 2.90 69 58 20 Triple-walled Clear (H/H/H) 1.70 73 65 22 Triple-walled Opal (O/H/O) 1.70 62 51 22 Four-walled Clear (H/H/H/H) 1.28 64 54 23 Four-walled Opal (H/H/O/H) 1.28 59 48 23 Polycarbonate Single-walled Clear (A) 5.17 88 83 - PC Single-walled Opal (D) 5.17 58 60 - Double-walled Clear (A/H) 2.90 79 72 20 Double-walled Clear (A/A) 2.90 77 69 20 Double-walled Opal (A/O) 2.90 73 63 20 Double-walled Opal (A/D) 2.90 51 50 20 Triple-walled Clear (A/H/H) 1.70 71 63 22 Triple-walled Opal (A/O/O) 1.70 61 48 22 Four-walled Clear (A/H/H/H) 1.28 64 52 23 Four-walled Opal (A/H/O/H) 1.28 59 46 23 Polycarbonate Single-walled Heatstop Opal (T) 5.17 49 59 - Heatstop PC Double-walled Clear (T/H) 2.90 44 51 20 Double-walled Opal (T/O) 2.90 41 45 20 Triple-walled Clear (T/H/H) 1.70 40 <td data-sheets-numberformat='{"1":2,"2":"0","3":1}' data-sheets-value='{"1":3,"3":44}' style="overflow:hidden;paddin | https://skylux.eu/en/products/skylux-160-ce-met-koepel-en-pvc-opstand-30-20-met-lm-motor-1200-x-1400-mm | https://skylux.eu/cdn/shop/files/Skylux-160deg-CE-met-koepel-en-pvc-opstand-3020-met-LM-motor-1200-x-1400-mm-RWA-systeem.jpg?v=1702980516&width=1600 | https://skylux.eu/cdn/shop/files/e5a82811-1bb0-48e4-a776-cacb59c7c092_182f0abc-2894-4aca-948e-1d1d385569e7.jpg?v=1688551145&width=1600 | //skylux.eu/cdn/shop/files/E_MH_Mounting_instructions_Skylux_160_CE_LM.pdf?v=12406716259046007223 | //skylux.eu/cdn/shop/files/E_TD_Technical_File_Skylux_Skylux_160_CE_Electric.pdf?v=3667116872303399239 | <style type="text/css" id="isPasted"> <!--td { border: 1px solid #cccccc; } br { mso-data-placement: same-cell; } --> </style> <table border="1" cellpadding="0" cellspacing="0" dir="ltr" style="table-layout:fixed;font-size:10pt;font-family:Arial;border-collapse:collapse;border:none;"><tbody> <tr style="height:20px;"> <td style="overflow:hidden;padding:0px 3px 0px 3px;vertical-align:bottom;"></td> <td style="overflow:hidden;padding:0px 3px 0px 3px;vertical-align:bottom;"></td> <td style="overflow:hidden;padding:0px 3px 0px 3px;vertical-align:bottom;"></td> <td data-sheets-value='{"1":2,"2":"Ut-value"}' style="overflow:hidden;padding:0px 3px 0px 3px;vertical-align:bottom;font-weight:bold;text-align:center;">Ut-value</td> <td data-sheets-value='{"1":2,"2":"LT-value"}' style="overflow:hidden;padding:0px 3px 0px 3px;vertical-align:bottom;font-weight:bold;text-align:center;">LT-value</td> <td data-sheets-value='{"1":2,"2":"g-value"}' style="overflow:hidden;padding:0px 3px 0px 3px;vertical-align:bottom;font-weight:bold;text-align:center;">g-value</td> <td data-sheets-value='{"1":2,"2":"Rw-value "}' style="overflow:hidden;padding:0px 3px 0px 3px;vertical-align:bottom;font-weight:bold;text-align:center;">Rw-value </td> </tr> <tr style="height:20px;"> <td style="overflow:hidden;padding:0px 3px 0px 3px;vertical-align:bottom;"></td> <td style="overflow:hidden;padding:0px 3px 0px 3px;vertical-align:bottom;"></td> <td style="overflow:hidden;padding:0px 3px 0px 3px;vertical-align:bottom;"></td> <td data-sheets-numberformat='{"1":2,"2":"0.00","3":1}' data-sheets-value='{"1":2,"2":"EN 1873 : 2014"}' style="overflow:hidden;padding:0px 3px 0px 3px;vertical-align:bottom;text-align:center;">EN 1873 : 2014</td> <td data-sheets-numberformat='{"1":2,"2":"0","3":1}' data-sheets-value='{"1":2,"2":"EN ISO 13468 EN 16153 EN 410"}' style="overflow:hidden;padding:0px 3px 0px 3px;vertical-align:bottom;text-align:center;">EN ISO 13468 EN 16153 EN 410</td> <td data-sheets-numberformat='{"1":2,"2":"0","3":1}' data-sheets-value='{"1":2,"2":"EN 410"}' style="overflow:hidden;padding:0px 3px 0px 3px;vertical-align:bottom;text-align:center;">EN 410</td> <td data-sheets-value='{"1":2,"2":"EN ISO 140-3\t\t"}' style="overflow:hidden;padding:0px 3px 0px 3px;vertical-align:bottom;text-align:center;">EN ISO 140-3 </td> </tr> <tr style="height:20px;"> <td data-sheets-value='{"1":2,"2":"Material"}' style="border-bottom:1px solid #000000;overflow:hidden;padding:0px 3px 0px 3px;vertical-align:bottom;background-color:#000000;font-weight:bold;color:#ffffff;">Material</td> <td data-sheets-value='{"1":2,"2":"Walls"}' style="border-bottom:1px solid #000000;overflow:hidden;padding:0px 3px 0px 3px;vertical-align:bottom;background-color:#000000;font-weight:bold;color:#ffffff;">Walls</td> <td data-sheets-value='{"1":2,"2":"Shells"}' style="border-bottom:1px solid #000000;overflow:hidden;padding:0px 3px 0px 3px;vertical-align:bottom;background-color:#000000;font-weight:bold;color:#ffffff;">Shells</td> <td data-sheets-numberformat='{"1":2,"2":"0.00","3":1}' data-sheets-value='{"1":2,"2":"(W/m²K)\t"}' style="border-bottom:1px solid #000000;overflow:hidden;padding:0px 3px 0px 3px;vertical-align:bottom;background-color:#000000;font-weight:bold;color:#ffffff;text-align:center;">(W/m²K) </td> <td data-sheets-numberformat='{"1":2,"2":"0","3":1}' data-sheets-value='{"1":2,"2":"(%)"}' style="border-bottom:1px solid #000000;overflow:hidden;padding:0px 3px 0px 3px;vertical-align:bottom;background-color:#000000;font-weight:bold;color:#ffffff;text-align:center;">(%)</td> <td data-sheets-numberformat='{"1":2,"2":"0","3":1}' data-sheets-value='{"1":2,"2":"(%)"}' style="border-bottom:1px solid #000000;overflow:hidden;padding:0px 3px 0px 3px;vertical-align:bottom;background-color:#000000;font-weight:bold;color:#ffffff;text-align:center;">(%)</td> <td data-sheets-value='{"1":2,"2":"(dB)"}' style="border-bottom:1px solid #000000;overflow:hidden;padding:0px 3px 0px 3px;vertical-align:bottom;background-color:#000000;font-weight:bold;color:#ffffff;text-align:center;">(dB)</td> </tr> <tr style="height:20px;"> <td data-sheets-value='{"1":2,"2":"Acrylic"}' style="border-left:1px solid #000000;overflow:hidden;padding:0px 3px 0px 3px;vertical-align:bottom;font-weight:bold;">Acrylic</td> <td data-sheets-value='{"1":2,"2":"Single-walled"}' style="overflow:hidden;padding:0px 3px 0px 3px;vertical-align:bottom;font-weight:bold;">Single-walled</td> <td data-sheets-value='{"1":2,"2":"Clear (H)"}' style="border-right:1px solid #000000;overflow:hidden;padding:0px 3px 0px 3px;vertical-align:bottom;font-weight:bold;">Clear (H)</td> <td data-sheets-numberformat='{"1":2,"2":"0.00","3":1}' data-sheets-value='{"1":3,"3":5.17}' style="overflow:hidden;padding:0px 3px 0px 3px;vertical-align:bottom;text-align:center;">5.17</td> <td data-sheets-numberformat='{"1":2,"2":"0","3":1}' data-sheets-value='{"1":3,"3":90}' style="overflow:hidden;padding:0px 3px 0px 3px;vertical-align:bottom;text-align:center;">90</td> <td data-sheets-numberformat='{"1":2,"2":"0","3":1}' data-sheets-value='{"1":3,"3":87}' style="overflow:hidden;padding:0px 3px 0px 3px;vertical-align:bottom;text-align:center;">87</td> <td data-sheets-numberformat='{"1":2,"2":"0","3":1}' data-sheets-value='{"1":2,"2":"-"}' style="border-right:1px solid #000000;overflow:hidden;padding:0px 3px 0px 3px;vertical-align:bottom;text-align:center;">-</td> </tr> <tr style="height:20px;"> <td data-sheets-value='{"1":2,"2":"PMMA"}' style="border-left:1px solid #000000;overflow:hidden;padding:0px 3px 0px 3px;vertical-align:bottom;font-weight:bold;">PMMA</td> <td data-sheets-value='{"1":2,"2":"Single-walled"}' style="overflow:hidden;padding:0px 3px 0px 3px;vertical-align:bottom;font-weight:bold;">Single-walled</td> <td data-sheets-value='{"1":2,"2":"Opal (O)"}' style="border-right:1px solid #000000;overflow:hidden;padding:0px 3px 0px 3px;vertical-align:bottom;font-weight:bold;">Opal (O)</td> <td data-sheets-numberformat='{"1":2,"2":"0.00","3":1}' data-sheets-value='{"1":3,"3":5.17}' style="overflow:hidden;padding:0px 3px 0px 3px;vertical-align:bottom;text-align:center;">5.17</td> <td data-sheets-numberformat='{"1":2,"2":"0","3":1}' data-sheets-value='{"1":3,"3":83}' style="overflow:hidden;padding:0px 3px 0px 3px;vertical-align:bottom;text-align:center;">83</td> <td data-sheets-numberformat='{"1":2,"2":"0","3":1}' data-sheets-value='{"1":3,"3":76}' style="overflow:hidden;padding:0px 3px 0px 3px;vertical-align:bottom;text-align:center;">76</td> <td data-sheets-numberformat='{"1":2,"2":"0","3":1}' data-sheets-value='{"1":2,"2":"-"}' style="border-right:1px solid #000000;overflow:hidden;padding:0px 3px 0px 3px;vertical-align:bottom;text-align:center;">-</td> </tr> <tr style="height:20px;"> <td style="border-left:1px solid #000000;overflow:hidden;padding:0px 3px 0px 3px;vertical-align:bottom;font-weight:bold;"></td> <td data-sheets-value='{"1":2,"2":"Double-walled"}' style="overflow:hidden;padding:0px 3px 0px 3px;vertical-align:bottom;font-weight:bold;">Double-walled</td> <td data-sheets-value='{"1":2,"2":"Clear (H/H)"}' style="border-right:1px solid #000000;overflow:hidden;padding:0px 3px 0px 3px;vertical-align:bottom;font-weight:bold;">Clear (H/H)</td> <td data-sheets-numberformat='{"1":2,"2":"0.00","3":1}' data-sheets-value='{"1":3,"3":2.9}' style="overflow:hidden;padding:0px 3px 0px 3px;vertical-align:bottom;text-align:center;">2.90</td> <td data-sheets-numberformat='{"1":2,"2":"0","3":1}' data-sheets-value='{"1":3,"3":81}' style="overflow:hidden;padding:0px 3px 0px 3px;vertical-align:bottom;text-align:center;">81</td> <td data-sheets-numberformat='{"1":2,"2":"0","3":1}' data-sheets-value='{"1":3,"3":75}' style="overflow:hidden;padding:0px 3px 0px 3px;vertical-align:bottom;text-align:center;">75</td> <td data-sheets-numberformat='{"1":2,"2":"0","3":1}' data-sheets-value='{"1":3,"3":20}' style="border-right:1px solid #000000;overflow:hidden;padding:0px 3px 0px 3px;vertical-align:bottom;text-align:center;">20</td> </tr> <tr style="height:20px;"> <td style="border-left:1px solid #000000;overflow:hidden;padding:0px 3px 0px 3px;vertical-align:bottom;font-weight:bold;"></td> <td data-sheets-value='{"1":2,"2":"Double-walled"}' style="overflow:hidden;padding:0px 3px 0px 3px;vertical-align:bottom;font-weight:bold;">Double-walled</td> <td data-sheets-value='{"1":2,"2":"Opal (O/O)"}' style="border-right:1px solid #000000;overflow:hidden;padding:0px 3px 0px 3px;vertical-align:bottom;font-weight:bold;">Opal (O/O)</td> <td data-sheets-numberformat='{"1":2,"2":"0.00","3":1}' data-sheets-value='{"1":3,"3":2.9}' style="overflow:hidden;padding:0px 3px 0px 3px;vertical-align:bottom;text-align:center;">2.90</td> <td data-sheets-numberformat='{"1":2,"2":"0","3":1}' data-sheets-value='{"1":3,"3":69}' style="overflow:hidden;padding:0px 3px 0px 3px;vertical-align:bottom;text-align:center;">69</td> <td data-sheets-numberformat='{"1":2,"2":"0","3":1}' data-sheets-value='{"1":3,"3":58}' style="overflow:hidden;padding:0px 3px 0px 3px;vertical-align:bottom;text-align:center;">58</td> <td data-sheets-numberformat='{"1":2,"2":"0","3":1}' data-sheets-value='{"1":3,"3":20}' style="border-right:1px solid #000000;overflow:hidden;padding:0px 3px 0px 3px;vertical-align:bottom;text-align:center;">20</td> </tr> <tr style="height:20px;"> <td style="border-left:1px solid #000000;overflow:hidden;padding:0px 3px 0px 3px;vertical-align:bottom;font-weight:bold;"></td> <td data-sheets-value='{"1":2,"2":"Triple-walled"}' style="overflow:hidden;padding:0px 3px 0px 3px;vertical-align:bottom;font-weight:bold;">Triple-walled</td> <td data-sheets-value='{"1":2,"2":"Clear (H/H/H)"}' style="border-right:1px solid #000000;overflow:hidden;padding:0px 3px 0px 3px;vertical-align:bottom;font-weight:bold;">Clear (H/H/H)</td> <td data-sheets-numberformat='{"1":2,"2":"0.00","3":1}' data-sheets-value='{"1":3,"3":1.7}' style="overflow:hidden;padding:0px 3px 0px 3px;vertical-align:bottom;text-align:center;">1.70</td> <td data-sheets-numberformat='{"1":2,"2":"0","3":1}' data-sheets-value='{"1":3,"3":73}' style="overflow:hidden;padding:0px 3px 0px 3px;vertical-align:bottom;text-align:center;">73</td> <td data-sheets-numberformat='{"1":2,"2":"0","3":1}' data-sheets-value='{"1":3,"3":65}' style="overflow:hidden;padding:0px 3px 0px 3px;vertical-align:bottom;text-align:center;">65</td> <td data-sheets-numberformat='{"1":2,"2":"0","3":1}' data-sheets-value='{"1":3,"3":22}' style="border-right:1px solid #000000;overflow:hidden;padding:0px 3px 0px 3px;vertical-align:bottom;text-align:center;">22</td> </tr> <tr style="height:20px;"> <td style="border-left:1px solid #000000;overflow:hidden;padding:0px 3px 0px 3px;vertical-align:bottom;font-weight:bold;"></td> <td data-sheets-value='{"1":2,"2":"Triple-walled"}' style="overflow:hidden;padding:0px 3px 0px 3px;vertical-align:bottom;font-weight:bold;">Triple-walled</td> <td data-sheets-value='{"1":2,"2":"Opal (O/H/O)"}' style="border-right:1px solid #000000;overflow:hidden;padding:0px 3px 0px 3px;vertical-align:bottom;font-weight:bold;">Opal (O/H/O)</td> <td data-sheets-numberformat='{"1":2,"2":"0.00","3":1}' data-sheets-value='{"1":3,"3":1.7}' style="overflow:hidden;padding:0px 3px 0px 3px;vertical-align:bottom;text-align:center;">1.70</td> <td data-sheets-numberformat='{"1":2,"2":"0","3":1}' data-sheets-value='{"1":3,"3":62}' style="overflow:hidden;padding:0px 3px 0px 3px;vertical-align:bottom;text-align:center;">62</td> <td data-sheets-numberformat='{"1":2,"2":"0","3":1}' data-sheets-value='{"1":3,"3":51}' style="overflow:hidden;padding:0px 3px 0px 3px;vertical-align:bottom;text-align:center;">51</td> <td data-sheets-numberformat='{"1":2,"2":"0","3":1}' data-sheets-value='{"1":3,"3":22}' style="border-right:1px solid #000000;overflow:hidden;padding:0px 3px 0px 3px;vertical-align:bottom;text-align:center;">22</td> </tr> <tr style="height:20px;"> <td style="border-left:1px solid #000000;overflow:hidden;padding:0px 3px 0px 3px;vertical-align:bottom;font-weight:bold;"></td> <td data-sheets-value='{"1":2,"2":"Four-walled"}' style="overflow:hidden;padding:0px 3px 0px 3px;vertical-align:bottom;font-weight:bold;">Four-walled</td> <td data-sheets-value='{"1":2,"2":"Clear (H/H/H/H)"}' style="border-right:1px solid #000000;overflow:hidden;padding:0px 3px 0px 3px;vertical-align:bottom;font-weight:bold;">Clear (H/H/H/H)</td> <td data-sheets-numberformat='{"1":2,"2":"0.00","3":1}' data-sheets-value='{"1":3,"3":1.28}' style="overflow:hidden;padding:0px 3px 0px 3px;vertical-align:bottom;text-align:center;">1.28</td> <td data-sheets-numberformat='{"1":2,"2":"0","3":1}' data-sheets-value='{"1":3,"3":64}' style="overflow:hidden;padding:0px 3px 0px 3px;vertical-align:bottom;text-align:center;">64</td> <td data-sheets-numberformat='{"1":2,"2":"0","3":1}' data-sheets-value='{"1":3,"3":54}' style="overflow:hidden;padding:0px 3px 0px 3px;vertical-align:bottom;text-align:center;">54</td> <td data-sheets-numberformat='{"1":2,"2":"0","3":1}' data-sheets-value='{"1":3,"3":23}' style="border-right:1px solid #000000;overflow:hidden;padding:0px 3px 0px 3px;vertical-align:bottom;text-align:center;">23</td> </tr> <tr style="height:20px;"> <td style="border-bottom:1px solid #000000;border-left:1px solid #000000;overflow:hidden;padding:0px 3px 0px 3px;vertical-align:bottom;"></td> <td data-sheets-value='{"1":2,"2":"Four-walled"}' style="border-bottom:1px solid #000000;overflow:hidden;padding:0px 3px 0px 3px;vertical-align:bottom;font-weight:bold;">Four-walled</td> <td data-sheets-value='{"1":2,"2":"Opal (H/H/O/H)"}' style="border-right:1px solid #000000;border-bottom:1px solid #000000;overflow:hidden;padding:0px 3px 0px 3px;vertical-align:bottom;font-weight:bold;">Opal (H/H/O/H)</td> <td data-sheets-numberformat='{"1":2,"2":"0.00","3":1}' data-sheets-value='{"1":3,"3":1.28}' style="border-bottom:1px solid #000000;overflow:hidden;padding:0px 3px 0px 3px;vertical-align:bottom;text-align:center;">1.28</td> <td data-sheets-numberformat='{"1":2,"2":"0","3":1}' data-sheets-value='{"1":3,"3":59}' style="border-bottom:1px solid #000000;overflow:hidden;padding:0px 3px 0px 3px;vertical-align:bottom;text-align:center;">59</td> <td data-sheets-numberformat='{"1":2,"2":"0","3":1}' data-sheets-value='{"1":3,"3":48}' style="border-bottom:1px solid #000000;overflow:hidden;padding:0px 3px 0px 3px;vertical-align:bottom;text-align:center;">48</td> <td data-sheets-numberformat='{"1":2,"2":"0","3":1}' data-sheets-value='{"1":3,"3":23}' style="border-right:1px solid #000000;border-bottom:1px solid #000000;overflow:hidden;padding:0px 3px 0px 3px;vertical-align:bottom;text-align:center;">23</td> </tr> <tr style="height:20px;"> <td data-sheets-value='{"1":2,"2":"Polycarbonate "}' style="border-left:1px solid #000000;overflow:hidden;padding:0px 3px 0px 3px;vertical-align:bottom;font-weight:bold;">Polycarbonate </td> <td data-sheets-value='{"1":2,"2":"Single-walled"}' style="overflow:hidden;padding:0px 3px 0px 3px;vertical-align:bottom;font-weight:bold;">Single-walled</td> <td data-sheets-value='{"1":2,"2":"Clear (A)"}' style="border-right:1px solid #000000;overflow:hidden;padding:0px 3px 0px 3px;vertical-align:bottom;font-weight:bold;">Clear (A)</td> <td data-sheets-numberformat='{"1":2,"2":"0.00","3":1}' data-sheets-value='{"1":3,"3":5.17}' style="overflow:hidden;padding:0px 3px 0px 3px;vertical-align:bottom;text-align:center;">5.17</td> <td data-sheets-numberformat='{"1":2,"2":"0","3":1}' data-sheets-value='{"1":3,"3":88}' style="overflow:hidden;padding:0px 3px 0px 3px;vertical-align:bottom;text-align:center;">88</td> <td data-sheets-numberformat='{"1":2,"2":"0","3":1}' data-sheets-value='{"1":3,"3":83}' style="overflow:hidden;padding:0px 3px 0px 3px;vertical-align:bottom;text-align:center;">83</td> <td data-sheets-numberformat='{"1":2,"2":"0","3":1}' data-sheets-value='{"1":2,"2":"-"}' style="border-right:1px solid #000000;overflow:hidden;padding:0px 3px 0px 3px;vertical-align:bottom;text-align:center;">-</td> </tr> <tr style="height:20px;"> <td data-sheets-value='{"1":2,"2":"PC"}' style="border-left:1px solid #000000;overflow:hidden;padding:0px 3px 0px 3px;vertical-align:bottom;font-weight:bold;">PC</td> <td data-sheets-value='{"1":2,"2":"Single-walled"}' style="overflow:hidden;padding:0px 3px 0px 3px;vertical-align:bottom;font-weight:bold;">Single-walled</td> <td data-sheets-value='{"1":2,"2":"Opal (D)"}' style="border-right:1px solid #000000;overflow:hidden;padding:0px 3px 0px 3px;vertical-align:bottom;font-weight:bold;">Opal (D)</td> <td data-sheets-numberformat='{"1":2,"2":"0.00","3":1}' data-sheets-value='{"1":3,"3":5.17}' style="overflow:hidden;padding:0px 3px 0px 3px;vertical-align:bottom;text-align:center;">5.17</td> <td data-sheets-numberformat='{"1":2,"2":"0","3":1}' data-sheets-value='{"1":3,"3":58}' style="overflow:hidden;padding:0px 3px 0px 3px;vertical-align:bottom;text-align:center;">58</td> <td data-sheets-numberformat='{"1":2,"2":"0","3":1}' data-sheets-value='{"1":3,"3":60}' style="overflow:hidden;padding:0px 3px 0px 3px;vertical-align:bottom;text-align:center;">60</td> <td data-sheets-numberformat='{"1":2,"2":"0","3":1}' data-sheets-value='{"1":2,"2":"-"}' style="border-right:1px solid #000000;overflow:hidden;padding:0px 3px 0px 3px;vertical-align:bottom;text-align:center;">-</td> </tr> <tr style="height:20px;"> <td style="border-left:1px solid #000000;overflow:hidden;padding:0px 3px 0px 3px;vertical-align:bottom;font-weight:bold;"></td> <td data-sheets-value='{"1":2,"2":"Double-walled"}' style="overflow:hidden;padding:0px 3px 0px 3px;vertical-align:bottom;font-weight:bold;">Double-walled</td> <td data-sheets-value='{"1":2,"2":"Clear (A/H)"}' style="border-right:1px solid #000000;overflow:hidden;padding:0px 3px 0px 3px;vertical-align:bottom;font-weight:bold;">Clear (A/H)</td> <td data-sheets-numberformat='{"1":2,"2":"0.00","3":1}' data-sheets-value='{"1":3,"3":2.9}' style="overflow:hidden;padding:0px 3px 0px 3px;vertical-align:bottom;text-align:center;">2.90</td> <td data-sheets-numberformat='{"1":2,"2":"0","3":1}' data-sheets-value='{"1":3,"3":79}' style="overflow:hidden;padding:0px 3px 0px 3px;vertical-align:bottom;text-align:center;">79</td> <td data-sheets-numberformat='{"1":2,"2":"0","3":1}' data-sheets-value='{"1":3,"3":72}' style="overflow:hidden;padding:0px 3px 0px 3px;vertical-align:bottom;text-align:center;">72</td> <td data-sheets-numberformat='{"1":2,"2":"0","3":1}' data-sheets-value='{"1":3,"3":20}' style="border-right:1px solid #000000;overflow:hidden;padding:0px 3px 0px 3px;vertical-align:bottom;text-align:center;">20</td> </tr> <tr style="height:20px;"> <td style="border-left:1px solid #000000;overflow:hidden;padding:0px 3px 0px 3px;vertical-align:bottom;font-weight:bold;"></td> <td data-sheets-value='{"1":2,"2":"Double-walled"}' style="overflow:hidden;padding:0px 3px 0px 3px;vertical-align:bottom;font-weight:bold;">Double-walled</td> <td data-sheets-value='{"1":2,"2":"Clear (A/A)"}' style="border-right:1px solid #000000;overflow:hidden;padding:0px 3px 0px 3px;vertical-align:bottom;font-weight:bold;">Clear (A/A)</td> <td data-sheets-numberformat='{"1":2,"2":"0.00","3":1}' data-sheets-value='{"1":3,"3":2.9}' style="overflow:hidden;padding:0px 3px 0px 3px;vertical-align:bottom;text-align:center;">2.90</td> <td data-sheets-numberformat='{"1":2,"2":"0","3":1}' data-sheets-value='{"1":3,"3":77}' style="overflow:hidden;padding:0px 3px 0px 3px;vertical-align:bottom;text-align:center;">77</td> <td data-sheets-numberformat='{"1":2,"2":"0","3":1}' data-sheets-value='{"1":3,"3":69}' style="overflow:hidden;padding:0px 3px 0px 3px;vertical-align:bottom;text-align:center;">69</td> <td data-sheets-numberformat='{"1":2,"2":"0","3":1}' data-sheets-value='{"1":3,"3":20}' style="border-right:1px solid #000000;overflow:hidden;padding:0px 3px 0px 3px;vertical-align:bottom;text-align:center;">20</td> </tr> <tr style="height:20px;"> <td style="border-left:1px solid #000000;overflow:hidden;padding:0px 3px 0px 3px;vertical-align:bottom;font-weight:bold;"></td> <td data-sheets-value='{"1":2,"2":"Double-walled"}' style="overflow:hidden;padding:0px 3px 0px 3px;vertical-align:bottom;font-weight:bold;">Double-walled</td> <td data-sheets-value='{"1":2,"2":"Opal (A/O)"}' style="border-right:1px solid #000000;overflow:hidden;padding:0px 3px 0px 3px;vertical-align:bottom;font-weight:bold;">Opal (A/O)</td> <td data-sheets-numberformat='{"1":2,"2":"0.00","3":1}' data-sheets-value='{"1":3,"3":2.9}' style="overflow:hidden;padding:0px 3px 0px 3px;vertical-align:bottom;text-align:center;">2.90</td> <td data-sheets-numberformat='{"1":2,"2":"0","3":1}' data-sheets-value='{"1":3,"3":73}' style="overflow:hidden;padding:0px 3px 0px 3px;vertical-align:bottom;text-align:center;">73</td> <td data-sheets-numberformat='{"1":2,"2":"0","3":1}' data-sheets-value='{"1":3,"3":63}' style="overflow:hidden;padding:0px 3px 0px 3px;vertical-align:bottom;text-align:center;">63</td> <td data-sheets-numberformat='{"1":2,"2":"0","3":1}' data-sheets-value='{"1":3,"3":20}' style="border-right:1px solid #000000;overflow:hidden;padding:0px 3px 0px 3px;vertical-align:bottom;text-align:center;">20</td> </tr> <tr style="height:20px;"> <td style="border-left:1px solid #000000;overflow:hidden;padding:0px 3px 0px 3px;vertical-align:bottom;font-weight:bold;"></td> <td data-sheets-value='{"1":2,"2":"Double-walled"}' style="overflow:hidden;padding:0px 3px 0px 3px;vertical-align:bottom;font-weight:bold;">Double-walled</td> <td data-sheets-value='{"1":2,"2":"Opal (A/D)"}' style="border-right:1px solid #000000;overflow:hidden;padding:0px 3px 0px 3px;vertical-align:bottom;font-weight:bold;">Opal (A/D)</td> <td data-sheets-numberformat='{"1":2,"2":"0.00","3":1}' data-sheets-value='{"1":3,"3":2.9}' style="overflow:hidden;padding:0px 3px 0px 3px;vertical-align:bottom;text-align:center;">2.90</td> <td data-sheets-numberformat='{"1":2,"2":"0","3":1}' data-sheets-value='{"1":3,"3":51}' style="overflow:hidden;padding:0px 3px 0px 3px;vertical-align:bottom;text-align:center;">51</td> <td data-sheets-numberformat='{"1":2,"2":"0","3":1}' data-sheets-value='{"1":3,"3":50}' style="overflow:hidden;padding:0px 3px 0px 3px;vertical-align:bottom;text-align:center;">50</td> <td data-sheets-numberformat='{"1":2,"2":"0","3":1}' data-sheets-value='{"1":3,"3":20}' style="border-right:1px solid #000000;overflow:hidden;padding:0px 3px 0px 3px;vertical-align:bottom;text-align:center;">20</td> </tr> <tr style="height:20px;"> <td style="border-left:1px solid #000000;overflow:hidden;padding:0px 3px 0px 3px;vertical-align:bottom;font-weight:bold;"></td> <td data-sheets-value='{"1":2,"2":"Triple-walled"}' style="overflow:hidden;padding:0px 3px 0px 3px;vertical-align:bottom;font-weight:bold;">Triple-walled</td> <td data-sheets-value='{"1":2,"2":"Clear (A/H/H)"}' style="border-right:1px solid #000000;overflow:hidden;padding:0px 3px 0px 3px;vertical-align:bottom;font-weight:bold;">Clear (A/H/H)</td> <td data-sheets-numberformat='{"1":2,"2":"0.00","3":1}' data-sheets-value='{"1":3,"3":1.7}' style="overflow:hidden;padding:0px 3px 0px 3px;vertical-align:bottom;text-align:center;">1.70</td> <td data-sheets-numberformat='{"1":2,"2":"0","3":1}' data-sheets-value='{"1":3,"3":71}' style="overflow:hidden;padding:0px 3px 0px 3px;vertical-align:bottom;text-align:center;">71</td> <td data-sheets-numberformat='{"1":2,"2":"0","3":1}' data-sheets-value='{"1":3,"3":63}' style="overflow:hidden;padding:0px 3px 0px 3px;vertical-align:bottom;text-align:center;">63</td> <td data-sheets-numberformat='{"1":2,"2":"0","3":1}' data-sheets-value='{"1":3,"3":22}' style="border-right:1px solid #000000;overflow:hidden;padding:0px 3px 0px 3px;vertical-align:bottom;text-align:center;">22</td> </tr> <tr style="height:20px;"> <td style="border-left:1px solid #000000;overflow:hidden;padding:0px 3px 0px 3px;vertical-align:bottom;font-weight:bold;"></td> <td data-sheets-value='{"1":2,"2":"Triple-walled"}' style="overflow:hidden;padding:0px 3px 0px 3px;vertical-align:bottom;font-weight:bold;">Triple-walled</td> <td data-sheets-value='{"1":2,"2":"Opal (A/O/O)"}' style="border-right:1px solid #000000;overflow:hidden;padding:0px 3px 0px 3px;vertical-align:bottom;font-weight:bold;">Opal (A/O/O)</td> <td data-sheets-numberformat='{"1":2,"2":"0.00","3":1}' data-sheets-value='{"1":3,"3":1.7}' style="overflow:hidden;padding:0px 3px 0px 3px;vertical-align:bottom;text-align:center;">1.70</td> <td data-sheets-numberformat='{"1":2,"2":"0","3":1}' data-sheets-value='{"1":3,"3":61}' style="overflow:hidden;padding:0px 3px 0px 3px;vertical-align:bottom;text-align:center;">61</td> <td data-sheets-numberformat='{"1":2,"2":"0","3":1}' data-sheets-value='{"1":3,"3":48}' style="overflow:hidden;padding:0px 3px 0px 3px;vertical-align:bottom;text-align:center;">48</td> <td data-sheets-numberformat='{"1":2,"2":"0","3":1}' data-sheets-value='{"1":3,"3":22}' style="border-right:1px solid #000000;overflow:hidden;padding:0px 3px 0px 3px;vertical-align:bottom;text-align:center;">22</td> </tr> <tr style="height:20px;"> <td style="border-left:1px solid #000000;overflow:hidden;padding:0px 3px 0px 3px;vertical-align:bottom;font-weight:bold;"></td> <td data-sheets-value='{"1":2,"2":"Four-walled"}' style="overflow:hidden;padding:0px 3px 0px 3px;vertical-align:bottom;font-weight:bold;">Four-walled</td> <td data-sheets-value='{"1":2,"2":"Clear (A/H/H/H)"}' style="border-right:1px solid #000000;overflow:hidden;padding:0px 3px 0px 3px;vertical-align:bottom;font-weight:bold;">Clear (A/H/H/H)</td> <td data-sheets-numberformat='{"1":2,"2":"0.00","3":1}' data-sheets-value='{"1":3,"3":1.28}' style="overflow:hidden;padding:0px 3px 0px 3px;vertical-align:bottom;text-align:center;">1.28</td> <td data-sheets-numberformat='{"1":2,"2":"0","3":1}' data-sheets-value='{"1":3,"3":64}' style="overflow:hidden;padding:0px 3px 0px 3px;vertical-align:bottom;text-align:center;">64</td> <td data-sheets-numberformat='{"1":2,"2":"0","3":1}' data-sheets-value='{"1":3,"3":52}' style="overflow:hidden;padding:0px 3px 0px 3px;vertical-align:bottom;text-align:center;">52</td> <td data-sheets-numberformat='{"1":2,"2":"0","3":1}' data-sheets-value='{"1":3,"3":23}' style="border-right:1px solid #000000;overflow:hidden;padding:0px 3px 0px 3px;vertical-align:bottom;text-align:center;">23</td> </tr> <tr style="height:20px;"> <td style="border-bottom:1px solid #000000;border-left:1px solid #000000;overflow:hidden;padding:0px 3px 0px 3px;vertical-align:bottom;"></td> <td data-sheets-value='{"1":2,"2":"Four-walled"}' style="border-bottom:1px solid #000000;overflow:hidden;padding:0px 3px 0px 3px;vertical-align:bottom;font-weight:bold;">Four-walled</td> <td data-sheets-value='{"1":2,"2":"Opal (A/H/O/H)"}' style="border-right:1px solid #000000;border-bottom:1px solid #000000;overflow:hidden;padding:0px 3px 0px 3px;vertical-align:bottom;font-weight:bold;">Opal (A/H/O/H)</td> <td data-sheets-numberformat='{"1":2,"2":"0.00","3":1}' data-sheets-value='{"1":3,"3":1.28}' style="border-bottom:1px solid #000000;overflow:hidden;padding:0px 3px 0px 3px;vertical-align:bottom;text-align:center;">1.28</td> <td data-sheets-numberformat='{"1":2,"2":"0","3":1}' data-sheets-value='{"1":3,"3":59}' style="border-bottom:1px solid #000000;overflow:hidden;padding:0px 3px 0px 3px;vertical-align:bottom;text-align:center;">59</td> <td data-sheets-numberformat='{"1":2,"2":"0","3":1}' data-sheets-value='{"1":3,"3":46}' style="border-bottom:1px solid #000000;overflow:hidden;padding:0px 3px 0px 3px;vertical-align:bottom;text-align:center;">46</td> <td data-sheets-numberformat='{"1":2,"2":"0","3":1}' data-sheets-value='{"1":3,"3":23}' style="border-right:1px solid #000000;border-bottom:1px solid #000000;overflow:hidden;padding:0px 3px 0px 3px;vertical-align:bottom;text-align:center;">23</td> </tr> <tr style="height:20px;"> <td data-sheets-value='{"1":2,"2":"Polycarbonate"}' style="border-left:1px solid #000000;overflow:hidden;padding:0px 3px 0px 3px;vertical-align:bottom;font-weight:bold;">Polycarbonate</td> <td data-sheets-value='{"1":2,"2":"Single-walled"}' style="overflow:hidden;padding:0px 3px 0px 3px;vertical-align:bottom;font-weight:bold;">Single-walled</td> <td data-sheets-value='{"1":2,"2":"Heatstop Opal (T)"}' style="border-right:1px solid #000000;overflow:hidden;padding:0px 3px 0px 3px;vertical-align:bottom;font-weight:bold;">Heatstop Opal (T)</td> <td data-sheets-numberformat='{"1":2,"2":"0.00","3":1}' data-sheets-value='{"1":3,"3":5.17}' style="overflow:hidden;padding:0px 3px 0px 3px;vertical-align:bottom;text-align:center;">5.17</td> <td data-sheets-numberformat='{"1":2,"2":"0","3":1}' data-sheets-value='{"1":3,"3":49}' style="overflow:hidden;padding:0px 3px 0px 3px;vertical-align:bottom;text-align:center;">49</td> <td data-sheets-numberformat='{"1":2,"2":"0","3":1}' data-sheets-value='{"1":3,"3":59}' style="overflow:hidden;padding:0px 3px 0px 3px;vertical-align:bottom;text-align:center;">59</td> <td data-sheets-numberformat='{"1":2,"2":"0","3":1}' data-sheets-value='{"1":2,"2":"-"}' style="border-right:1px solid #000000;overflow:hidden;padding:0px 3px 0px 3px;vertical-align:bottom;text-align:center;">-</td> </tr> <tr style="height:20px;"> <td data-sheets-value='{"1":2,"2":"Heatstop PC"}' style="border-left:1px solid #000000;overflow:hidden;padding:0px 3px 0px 3px;vertical-align:bottom;font-weight:bold;">Heatstop PC</td> <td data-sheets-value='{"1":2,"2":"Double-walled"}' style="overflow:hidden;padding:0px 3px 0px 3px;vertical-align:bottom;font-weight:bold;">Double-walled</td> <td data-sheets-value='{"1":2,"2":"Clear (T/H)"}' style="border-right:1px solid #000000;overflow:hidden;padding:0px 3px 0px 3px;vertical-align:bottom;font-weight:bold;">Clear (T/H)</td> <td data-sheets-numberformat='{"1":2,"2":"0.00","3":1}' data-sheets-value='{"1":3,"3":2.9}' style="overflow:hidden;padding:0px 3px 0px 3px;vertical-align:bottom;text-align:center;">2.90</td> <td data-sheets-numberformat='{"1":2,"2":"0","3":1}' data-sheets-value='{"1":3,"3":44}' style="overflow:hidden;padding:0px 3px 0px 3px;vertical-align:bottom;text-align:center;">44</td> <td data-sheets-numberformat='{"1":2,"2":"0","3":1}' data-sheets-value='{"1":3,"3":51}' style="overflow:hidden;padding:0px 3px 0px 3px;vertical-align:bottom;text-align:center;">51</td> <td data-sheets-numberformat='{"1":2,"2":"0","3":1}' data-sheets-value='{"1":3,"3":20}' style="border-right:1px solid #000000;overflow:hidden;padding:0px 3px 0px 3px;vertical-align:bottom;text-align:center;">20</td> </tr> <tr style="height:20px;"> <td style="border-left:1px solid #000000;overflow:hidden;padding:0px 3px 0px 3px;vertical-align:bottom;font-weight:bold;"></td> <td data-sheets-value='{"1":2,"2":"Double-walled"}' style="overflow:hidden;padding:0px 3px 0px 3px;vertical-align:bottom;font-weight:bold;">Double-walled</td> <td data-sheets-value='{"1":2,"2":"Opal (T/O)"}' style="border-right:1px solid #000000;overflow:hidden;padding:0px 3px 0px 3px;vertical-align:bottom;font-weight:bold;">Opal (T/O)</td> <td data-sheets-numberformat='{"1":2,"2":"0.00","3":1}' data-sheets-value='{"1":3,"3":2.9}' style="overflow:hidden;padding:0px 3px 0px 3px;vertical-align:bottom;text-align:center;">2.90</td> <td data-sheets-numberformat='{"1":2,"2":"0","3":1}' data-sheets-value='{"1":3,"3":41}' style="overflow:hidden;padding:0px 3px 0px 3px;vertical-align:bottom;text-align:center;">41</td> <td data-sheets-numberformat='{"1":2,"2":"0","3":1}' data-sheets-value='{"1":3,"3":45}' style="overflow:hidden;padding:0px 3px 0px 3px;vertical-align:bottom;text-align:center;">45</td> <td data-sheets-numberformat='{"1":2,"2":"0","3":1}' data-sheets-value='{"1":3,"3":20}' style="border-right:1px solid #000000;overflow:hidden;padding:0px 3px 0px 3px;vertical-align:bottom;text-align:center;">20</td> </tr> <tr style="height:20px;"> <td style="border-left:1px solid #000000;overflow:hidden;padding:0px 3px 0px 3px;vertical-align:bottom;font-weight:bold;"></td> <td data-sheets-value='{"1":2,"2":"Triple-walled"}' style="overflow:hidden; | skylux-160-ce-met-koepel-en-pvc-opstand-30-20-met-lm-motor-1200-x-1400-mm | 8586031300941 | 46872354521421
Smoke and heat exhaust (SHEV) | SHE system | Skylux | Skylux 160° CE with skylight and PVC curb 30/20 with LM-actuator 1200 x 1500 mm |  | 25969 | 5412970259695 | 4674.25 | Yes | 30-45 | 77.99 | 1200 x 1500 mm | 1500 | 1200 |  | PVC 30/20 (30 cm high & roof opening = 20 cm larger than daylight size) | Rectangular | 5.17 W/m²K - 1.28 W/m²K | 87% - 32% | 90% - 32% | 20dB - 23dB | 160° CE (for industry) | skylight | without spoiler | E | Single actuator | Maximum four-walled skylight possible for this product | Ut-value LT-value g-value Rw-value EN 1873 : 2014 EN ISO 13468 EN 16153 EN 410 EN 410 EN ISO 140-3 Material Walls Shells (W/m²K) (%) (%) (dB) Acrylic Single-walled Clear (H) 5.17 90 87 - PMMA Single-walled Opal (O) 5.17 83 76 - Double-walled Clear (H/H) 2.90 81 75 20 Double-walled Opal (O/O) 2.90 69 58 20 Triple-walled Clear (H/H/H) 1.70 73 65 22 Triple-walled Opal (O/H/O) 1.70 62 51 22 Four-walled Clear (H/H/H/H) 1.28 64 54 23 Four-walled Opal (H/H/O/H) 1.28 59 48 23 Polycarbonate Single-walled Clear (A) 5.17 88 83 - PC Single-walled Opal (D) 5.17 58 60 - Double-walled Clear (A/H) 2.90 79 72 20 Double-walled Clear (A/A) 2.90 77 69 20 Double-walled Opal (A/O) 2.90 73 63 20 Double-walled Opal (A/D) 2.90 51 50 20 Triple-walled Clear (A/H/H) 1.70 71 63 22 Triple-walled Opal (A/O/O) 1.70 61 48 22 Four-walled Clear (A/H/H/H) 1.28 64 52 23 Four-walled Opal (A/H/O/H) 1.28 59 46 23 Polycarbonate Single-walled Heatstop Opal (T) 5.17 49 59 - Heatstop PC Double-walled Clear (T/H) 2.90 44 51 20 Double-walled Opal (T/O) 2.90 41 45 20 Triple-walled Clear (T/H/H) 1.70 40 <td data-sheets-numberformat='{"1":2,"2":"0","3":1}' data-sheets-value='{"1":3,"3":44}' style="overflow:hidden;paddin | https://skylux.eu/en/products/skylux-160-ce-met-koepel-en-pvc-opstand-30-20-met-lm-motor-1200-x-1500-mm | https://skylux.eu/cdn/shop/files/Skylux-160deg-CE-met-koepel-en-pvc-opstand-3020-met-LM-motor-1200-x-1500-mm-RWA-systeem.jpg?v=1702980521&width=1600 | https://skylux.eu/cdn/shop/files/e5a82811-1bb0-48e4-a776-cacb59c7c092_e1104bcf-e113-4fb8-a49f-4b41cbfe97e1.jpg?v=1688551146&width=1600 | //skylux.eu/cdn/shop/files/E_MH_Mounting_instructions_Skylux_160_CE_LM.pdf?v=12406716259046007223 | //skylux.eu/cdn/shop/files/E_TD_Technical_File_Skylux_Skylux_160_CE_Electric.pdf?v=3667116872303399239 | <style type="text/css" id="isPasted"> <!--td { border: 1px solid #cccccc; } br { mso-data-placement: same-cell; } --> </style> <table border="1" cellpadding="0" cellspacing="0" dir="ltr" style="table-layout:fixed;font-size:10pt;font-family:Arial;border-collapse:collapse;border:none;"><tbody> <tr style="height:20px;"> <td style="overflow:hidden;padding:0px 3px 0px 3px;vertical-align:bottom;"></td> <td style="overflow:hidden;padding:0px 3px 0px 3px;vertical-align:bottom;"></td> <td style="overflow:hidden;padding:0px 3px 0px 3px;vertical-align:bottom;"></td> <td data-sheets-value='{"1":2,"2":"Ut-value"}' style="overflow:hidden;padding:0px 3px 0px 3px;vertical-align:bottom;font-weight:bold;text-align:center;">Ut-value</td> <td data-sheets-value='{"1":2,"2":"LT-value"}' style="overflow:hidden;padding:0px 3px 0px 3px;vertical-align:bottom;font-weight:bold;text-align:center;">LT-value</td> <td data-sheets-value='{"1":2,"2":"g-value"}' style="overflow:hidden;padding:0px 3px 0px 3px;vertical-align:bottom;font-weight:bold;text-align:center;">g-value</td> <td data-sheets-value='{"1":2,"2":"Rw-value "}' style="overflow:hidden;padding:0px 3px 0px 3px;vertical-align:bottom;font-weight:bold;text-align:center;">Rw-value </td> </tr> <tr style="height:20px;"> <td style="overflow:hidden;padding:0px 3px 0px 3px;vertical-align:bottom;"></td> <td style="overflow:hidden;padding:0px 3px 0px 3px;vertical-align:bottom;"></td> <td style="overflow:hidden;padding:0px 3px 0px 3px;vertical-align:bottom;"></td> <td data-sheets-numberformat='{"1":2,"2":"0.00","3":1}' data-sheets-value='{"1":2,"2":"EN 1873 : 2014"}' style="overflow:hidden;padding:0px 3px 0px 3px;vertical-align:bottom;text-align:center;">EN 1873 : 2014</td> <td data-sheets-numberformat='{"1":2,"2":"0","3":1}' data-sheets-value='{"1":2,"2":"EN ISO 13468 EN 16153 EN 410"}' style="overflow:hidden;padding:0px 3px 0px 3px;vertical-align:bottom;text-align:center;">EN ISO 13468 EN 16153 EN 410</td> <td data-sheets-numberformat='{"1":2,"2":"0","3":1}' data-sheets-value='{"1":2,"2":"EN 410"}' style="overflow:hidden;padding:0px 3px 0px 3px;vertical-align:bottom;text-align:center;">EN 410</td> <td data-sheets-value='{"1":2,"2":"EN ISO 140-3\t\t"}' style="overflow:hidden;padding:0px 3px 0px 3px;vertical-align:bottom;text-align:center;">EN ISO 140-3 </td> </tr> <tr style="height:20px;"> <td data-sheets-value='{"1":2,"2":"Material"}' style="border-bottom:1px solid #000000;overflow:hidden;padding:0px 3px 0px 3px;vertical-align:bottom;background-color:#000000;font-weight:bold;color:#ffffff;">Material</td> <td data-sheets-value='{"1":2,"2":"Walls"}' style="border-bottom:1px solid #000000;overflow:hidden;padding:0px 3px 0px 3px;vertical-align:bottom;background-color:#000000;font-weight:bold;color:#ffffff;">Walls</td> <td data-sheets-value='{"1":2,"2":"Shells"}' style="border-bottom:1px solid #000000;overflow:hidden;padding:0px 3px 0px 3px;vertical-align:bottom;background-color:#000000;font-weight:bold;color:#ffffff;">Shells</td> <td data-sheets-numberformat='{"1":2,"2":"0.00","3":1}' data-sheets-value='{"1":2,"2":"(W/m²K)\t"}' style="border-bottom:1px solid #000000;overflow:hidden;padding:0px 3px 0px 3px;vertical-align:bottom;background-color:#000000;font-weight:bold;color:#ffffff;text-align:center;">(W/m²K) </td> <td data-sheets-numberformat='{"1":2,"2":"0","3":1}' data-sheets-value='{"1":2,"2":"(%)"}' style="border-bottom:1px solid #000000;overflow:hidden;padding:0px 3px 0px 3px;vertical-align:bottom;background-color:#000000;font-weight:bold;color:#ffffff;text-align:center;">(%)</td> <td data-sheets-numberformat='{"1":2,"2":"0","3":1}' data-sheets-value='{"1":2,"2":"(%)"}' style="border-bottom:1px solid #000000;overflow:hidden;padding:0px 3px 0px 3px;vertical-align:bottom;background-color:#000000;font-weight:bold;color:#ffffff;text-align:center;">(%)</td> <td data-sheets-value='{"1":2,"2":"(dB)"}' style="border-bottom:1px solid #000000;overflow:hidden;padding:0px 3px 0px 3px;vertical-align:bottom;background-color:#000000;font-weight:bold;color:#ffffff;text-align:center;">(dB)</td> </tr> <tr style="height:20px;"> <td data-sheets-value='{"1":2,"2":"Acrylic"}' style="border-left:1px solid #000000;overflow:hidden;padding:0px 3px 0px 3px;vertical-align:bottom;font-weight:bold;">Acrylic</td> <td data-sheets-value='{"1":2,"2":"Single-walled"}' style="overflow:hidden;padding:0px 3px 0px 3px;vertical-align:bottom;font-weight:bold;">Single-walled</td> <td data-sheets-value='{"1":2,"2":"Clear (H)"}' style="border-right:1px solid #000000;overflow:hidden;padding:0px 3px 0px 3px;vertical-align:bottom;font-weight:bold;">Clear (H)</td> <td data-sheets-numberformat='{"1":2,"2":"0.00","3":1}' data-sheets-value='{"1":3,"3":5.17}' style="overflow:hidden;padding:0px 3px 0px 3px;vertical-align:bottom;text-align:center;">5.17</td> <td data-sheets-numberformat='{"1":2,"2":"0","3":1}' data-sheets-value='{"1":3,"3":90}' style="overflow:hidden;padding:0px 3px 0px 3px;vertical-align:bottom;text-align:center;">90</td> <td data-sheets-numberformat='{"1":2,"2":"0","3":1}' data-sheets-value='{"1":3,"3":87}' style="overflow:hidden;padding:0px 3px 0px 3px;vertical-align:bottom;text-align:center;">87</td> <td data-sheets-numberformat='{"1":2,"2":"0","3":1}' data-sheets-value='{"1":2,"2":"-"}' style="border-right:1px solid #000000;overflow:hidden;padding:0px 3px 0px 3px;vertical-align:bottom;text-align:center;">-</td> </tr> <tr style="height:20px;"> <td data-sheets-value='{"1":2,"2":"PMMA"}' style="border-left:1px solid #000000;overflow:hidden;padding:0px 3px 0px 3px;vertical-align:bottom;font-weight:bold;">PMMA</td> <td data-sheets-value='{"1":2,"2":"Single-walled"}' style="overflow:hidden;padding:0px 3px 0px 3px;vertical-align:bottom;font-weight:bold;">Single-walled</td> <td data-sheets-value='{"1":2,"2":"Opal (O)"}' style="border-right:1px solid #000000;overflow:hidden;padding:0px 3px 0px 3px;vertical-align:bottom;font-weight:bold;">Opal (O)</td> <td data-sheets-numberformat='{"1":2,"2":"0.00","3":1}' data-sheets-value='{"1":3,"3":5.17}' style="overflow:hidden;padding:0px 3px 0px 3px;vertical-align:bottom;text-align:center;">5.17</td> <td data-sheets-numberformat='{"1":2,"2":"0","3":1}' data-sheets-value='{"1":3,"3":83}' style="overflow:hidden;padding:0px 3px 0px 3px;vertical-align:bottom;text-align:center;">83</td> <td data-sheets-numberformat='{"1":2,"2":"0","3":1}' data-sheets-value='{"1":3,"3":76}' style="overflow:hidden;padding:0px 3px 0px 3px;vertical-align:bottom;text-align:center;">76</td> <td data-sheets-numberformat='{"1":2,"2":"0","3":1}' data-sheets-value='{"1":2,"2":"-"}' style="border-right:1px solid #000000;overflow:hidden;padding:0px 3px 0px 3px;vertical-align:bottom;text-align:center;">-</td> </tr> <tr style="height:20px;"> <td style="border-left:1px solid #000000;overflow:hidden;padding:0px 3px 0px 3px;vertical-align:bottom;font-weight:bold;"></td> <td data-sheets-value='{"1":2,"2":"Double-walled"}' style="overflow:hidden;padding:0px 3px 0px 3px;vertical-align:bottom;font-weight:bold;">Double-walled</td> <td data-sheets-value='{"1":2,"2":"Clear (H/H)"}' style="border-right:1px solid #000000;overflow:hidden;padding:0px 3px 0px 3px;vertical-align:bottom;font-weight:bold;">Clear (H/H)</td> <td data-sheets-numberformat='{"1":2,"2":"0.00","3":1}' data-sheets-value='{"1":3,"3":2.9}' style="overflow:hidden;padding:0px 3px 0px 3px;vertical-align:bottom;text-align:center;">2.90</td> <td data-sheets-numberformat='{"1":2,"2":"0","3":1}' data-sheets-value='{"1":3,"3":81}' style="overflow:hidden;padding:0px 3px 0px 3px;vertical-align:bottom;text-align:center;">81</td> <td data-sheets-numberformat='{"1":2,"2":"0","3":1}' data-sheets-value='{"1":3,"3":75}' style="overflow:hidden;padding:0px 3px 0px 3px;vertical-align:bottom;text-align:center;">75</td> <td data-sheets-numberformat='{"1":2,"2":"0","3":1}' data-sheets-value='{"1":3,"3":20}' style="border-right:1px solid #000000;overflow:hidden;padding:0px 3px 0px 3px;vertical-align:bottom;text-align:center;">20</td> </tr> <tr style="height:20px;"> <td style="border-left:1px solid #000000;overflow:hidden;padding:0px 3px 0px 3px;vertical-align:bottom;font-weight:bold;"></td> <td data-sheets-value='{"1":2,"2":"Double-walled"}' style="overflow:hidden;padding:0px 3px 0px 3px;vertical-align:bottom;font-weight:bold;">Double-walled</td> <td data-sheets-value='{"1":2,"2":"Opal (O/O)"}' style="border-right:1px solid #000000;overflow:hidden;padding:0px 3px 0px 3px;vertical-align:bottom;font-weight:bold;">Opal (O/O)</td> <td data-sheets-numberformat='{"1":2,"2":"0.00","3":1}' data-sheets-value='{"1":3,"3":2.9}' style="overflow:hidden;padding:0px 3px 0px 3px;vertical-align:bottom;text-align:center;">2.90</td> <td data-sheets-numberformat='{"1":2,"2":"0","3":1}' data-sheets-value='{"1":3,"3":69}' style="overflow:hidden;padding:0px 3px 0px 3px;vertical-align:bottom;text-align:center;">69</td> <td data-sheets-numberformat='{"1":2,"2":"0","3":1}' data-sheets-value='{"1":3,"3":58}' style="overflow:hidden;padding:0px 3px 0px 3px;vertical-align:bottom;text-align:center;">58</td> <td data-sheets-numberformat='{"1":2,"2":"0","3":1}' data-sheets-value='{"1":3,"3":20}' style="border-right:1px solid #000000;overflow:hidden;padding:0px 3px 0px 3px;vertical-align:bottom;text-align:center;">20</td> </tr> <tr style="height:20px;"> <td style="border-left:1px solid #000000;overflow:hidden;padding:0px 3px 0px 3px;vertical-align:bottom;font-weight:bold;"></td> <td data-sheets-value='{"1":2,"2":"Triple-walled"}' style="overflow:hidden;padding:0px 3px 0px 3px;vertical-align:bottom;font-weight:bold;">Triple-walled</td> <td data-sheets-value='{"1":2,"2":"Clear (H/H/H)"}' style="border-right:1px solid #000000;overflow:hidden;padding:0px 3px 0px 3px;vertical-align:bottom;font-weight:bold;">Clear (H/H/H)</td> <td data-sheets-numberformat='{"1":2,"2":"0.00","3":1}' data-sheets-value='{"1":3,"3":1.7}' style="overflow:hidden;padding:0px 3px 0px 3px;vertical-align:bottom;text-align:center;">1.70</td> <td data-sheets-numberformat='{"1":2,"2":"0","3":1}' data-sheets-value='{"1":3,"3":73}' style="overflow:hidden;padding:0px 3px 0px 3px;vertical-align:bottom;text-align:center;">73</td> <td data-sheets-numberformat='{"1":2,"2":"0","3":1}' data-sheets-value='{"1":3,"3":65}' style="overflow:hidden;padding:0px 3px 0px 3px;vertical-align:bottom;text-align:center;">65</td> <td data-sheets-numberformat='{"1":2,"2":"0","3":1}' data-sheets-value='{"1":3,"3":22}' style="border-right:1px solid #000000;overflow:hidden;padding:0px 3px 0px 3px;vertical-align:bottom;text-align:center;">22</td> </tr> <tr style="height:20px;"> <td style="border-left:1px solid #000000;overflow:hidden;padding:0px 3px 0px 3px;vertical-align:bottom;font-weight:bold;"></td> <td data-sheets-value='{"1":2,"2":"Triple-walled"}' style="overflow:hidden;padding:0px 3px 0px 3px;vertical-align:bottom;font-weight:bold;">Triple-walled</td> <td data-sheets-value='{"1":2,"2":"Opal (O/H/O)"}' style="border-right:1px solid #000000;overflow:hidden;padding:0px 3px 0px 3px;vertical-align:bottom;font-weight:bold;">Opal (O/H/O)</td> <td data-sheets-numberformat='{"1":2,"2":"0.00","3":1}' data-sheets-value='{"1":3,"3":1.7}' style="overflow:hidden;padding:0px 3px 0px 3px;vertical-align:bottom;text-align:center;">1.70</td> <td data-sheets-numberformat='{"1":2,"2":"0","3":1}' data-sheets-value='{"1":3,"3":62}' style="overflow:hidden;padding:0px 3px 0px 3px;vertical-align:bottom;text-align:center;">62</td> <td data-sheets-numberformat='{"1":2,"2":"0","3":1}' data-sheets-value='{"1":3,"3":51}' style="overflow:hidden;padding:0px 3px 0px 3px;vertical-align:bottom;text-align:center;">51</td> <td data-sheets-numberformat='{"1":2,"2":"0","3":1}' data-sheets-value='{"1":3,"3":22}' style="border-right:1px solid #000000;overflow:hidden;padding:0px 3px 0px 3px;vertical-align:bottom;text-align:center;">22</td> </tr> <tr style="height:20px;"> <td style="border-left:1px solid #000000;overflow:hidden;padding:0px 3px 0px 3px;vertical-align:bottom;font-weight:bold;"></td> <td data-sheets-value='{"1":2,"2":"Four-walled"}' style="overflow:hidden;padding:0px 3px 0px 3px;vertical-align:bottom;font-weight:bold;">Four-walled</td> <td data-sheets-value='{"1":2,"2":"Clear (H/H/H/H)"}' style="border-right:1px solid #000000;overflow:hidden;padding:0px 3px 0px 3px;vertical-align:bottom;font-weight:bold;">Clear (H/H/H/H)</td> <td data-sheets-numberformat='{"1":2,"2":"0.00","3":1}' data-sheets-value='{"1":3,"3":1.28}' style="overflow:hidden;padding:0px 3px 0px 3px;vertical-align:bottom;text-align:center;">1.28</td> <td data-sheets-numberformat='{"1":2,"2":"0","3":1}' data-sheets-value='{"1":3,"3":64}' style="overflow:hidden;padding:0px 3px 0px 3px;vertical-align:bottom;text-align:center;">64</td> <td data-sheets-numberformat='{"1":2,"2":"0","3":1}' data-sheets-value='{"1":3,"3":54}' style="overflow:hidden;padding:0px 3px 0px 3px;vertical-align:bottom;text-align:center;">54</td> <td data-sheets-numberformat='{"1":2,"2":"0","3":1}' data-sheets-value='{"1":3,"3":23}' style="border-right:1px solid #000000;overflow:hidden;padding:0px 3px 0px 3px;vertical-align:bottom;text-align:center;">23</td> </tr> <tr style="height:20px;"> <td style="border-bottom:1px solid #000000;border-left:1px solid #000000;overflow:hidden;padding:0px 3px 0px 3px;vertical-align:bottom;"></td> <td data-sheets-value='{"1":2,"2":"Four-walled"}' style="border-bottom:1px solid #000000;overflow:hidden;padding:0px 3px 0px 3px;vertical-align:bottom;font-weight:bold;">Four-walled</td> <td data-sheets-value='{"1":2,"2":"Opal (H/H/O/H)"}' style="border-right:1px solid #000000;border-bottom:1px solid #000000;overflow:hidden;padding:0px 3px 0px 3px;vertical-align:bottom;font-weight:bold;">Opal (H/H/O/H)</td> <td data-sheets-numberformat='{"1":2,"2":"0.00","3":1}' data-sheets-value='{"1":3,"3":1.28}' style="border-bottom:1px solid #000000;overflow:hidden;padding:0px 3px 0px 3px;vertical-align:bottom;text-align:center;">1.28</td> <td data-sheets-numberformat='{"1":2,"2":"0","3":1}' data-sheets-value='{"1":3,"3":59}' style="border-bottom:1px solid #000000;overflow:hidden;padding:0px 3px 0px 3px;vertical-align:bottom;text-align:center;">59</td> <td data-sheets-numberformat='{"1":2,"2":"0","3":1}' data-sheets-value='{"1":3,"3":48}' style="border-bottom:1px solid #000000;overflow:hidden;padding:0px 3px 0px 3px;vertical-align:bottom;text-align:center;">48</td> <td data-sheets-numberformat='{"1":2,"2":"0","3":1}' data-sheets-value='{"1":3,"3":23}' style="border-right:1px solid #000000;border-bottom:1px solid #000000;overflow:hidden;padding:0px 3px 0px 3px;vertical-align:bottom;text-align:center;">23</td> </tr> <tr style="height:20px;"> <td data-sheets-value='{"1":2,"2":"Polycarbonate "}' style="border-left:1px solid #000000;overflow:hidden;padding:0px 3px 0px 3px;vertical-align:bottom;font-weight:bold;">Polycarbonate </td> <td data-sheets-value='{"1":2,"2":"Single-walled"}' style="overflow:hidden;padding:0px 3px 0px 3px;vertical-align:bottom;font-weight:bold;">Single-walled</td> <td data-sheets-value='{"1":2,"2":"Clear (A)"}' style="border-right:1px solid #000000;overflow:hidden;padding:0px 3px 0px 3px;vertical-align:bottom;font-weight:bold;">Clear (A)</td> <td data-sheets-numberformat='{"1":2,"2":"0.00","3":1}' data-sheets-value='{"1":3,"3":5.17}' style="overflow:hidden;padding:0px 3px 0px 3px;vertical-align:bottom;text-align:center;">5.17</td> <td data-sheets-numberformat='{"1":2,"2":"0","3":1}' data-sheets-value='{"1":3,"3":88}' style="overflow:hidden;padding:0px 3px 0px 3px;vertical-align:bottom;text-align:center;">88</td> <td data-sheets-numberformat='{"1":2,"2":"0","3":1}' data-sheets-value='{"1":3,"3":83}' style="overflow:hidden;padding:0px 3px 0px 3px;vertical-align:bottom;text-align:center;">83</td> <td data-sheets-numberformat='{"1":2,"2":"0","3":1}' data-sheets-value='{"1":2,"2":"-"}' style="border-right:1px solid #000000;overflow:hidden;padding:0px 3px 0px 3px;vertical-align:bottom;text-align:center;">-</td> </tr> <tr style="height:20px;"> <td data-sheets-value='{"1":2,"2":"PC"}' style="border-left:1px solid #000000;overflow:hidden;padding:0px 3px 0px 3px;vertical-align:bottom;font-weight:bold;">PC</td> <td data-sheets-value='{"1":2,"2":"Single-walled"}' style="overflow:hidden;padding:0px 3px 0px 3px;vertical-align:bottom;font-weight:bold;">Single-walled</td> <td data-sheets-value='{"1":2,"2":"Opal (D)"}' style="border-right:1px solid #000000;overflow:hidden;padding:0px 3px 0px 3px;vertical-align:bottom;font-weight:bold;">Opal (D)</td> <td data-sheets-numberformat='{"1":2,"2":"0.00","3":1}' data-sheets-value='{"1":3,"3":5.17}' style="overflow:hidden;padding:0px 3px 0px 3px;vertical-align:bottom;text-align:center;">5.17</td> <td data-sheets-numberformat='{"1":2,"2":"0","3":1}' data-sheets-value='{"1":3,"3":58}' style="overflow:hidden;padding:0px 3px 0px 3px;vertical-align:bottom;text-align:center;">58</td> <td data-sheets-numberformat='{"1":2,"2":"0","3":1}' data-sheets-value='{"1":3,"3":60}' style="overflow:hidden;padding:0px 3px 0px 3px;vertical-align:bottom;text-align:center;">60</td> <td data-sheets-numberformat='{"1":2,"2":"0","3":1}' data-sheets-value='{"1":2,"2":"-"}' style="border-right:1px solid #000000;overflow:hidden;padding:0px 3px 0px 3px;vertical-align:bottom;text-align:center;">-</td> </tr> <tr style="height:20px;"> <td style="border-left:1px solid #000000;overflow:hidden;padding:0px 3px 0px 3px;vertical-align:bottom;font-weight:bold;"></td> <td data-sheets-value='{"1":2,"2":"Double-walled"}' style="overflow:hidden;padding:0px 3px 0px 3px;vertical-align:bottom;font-weight:bold;">Double-walled</td> <td data-sheets-value='{"1":2,"2":"Clear (A/H)"}' style="border-right:1px solid #000000;overflow:hidden;padding:0px 3px 0px 3px;vertical-align:bottom;font-weight:bold;">Clear (A/H)</td> <td data-sheets-numberformat='{"1":2,"2":"0.00","3":1}' data-sheets-value='{"1":3,"3":2.9}' style="overflow:hidden;padding:0px 3px 0px 3px;vertical-align:bottom;text-align:center;">2.90</td> <td data-sheets-numberformat='{"1":2,"2":"0","3":1}' data-sheets-value='{"1":3,"3":79}' style="overflow:hidden;padding:0px 3px 0px 3px;vertical-align:bottom;text-align:center;">79</td> <td data-sheets-numberformat='{"1":2,"2":"0","3":1}' data-sheets-value='{"1":3,"3":72}' style="overflow:hidden;padding:0px 3px 0px 3px;vertical-align:bottom;text-align:center;">72</td> <td data-sheets-numberformat='{"1":2,"2":"0","3":1}' data-sheets-value='{"1":3,"3":20}' style="border-right:1px solid #000000;overflow:hidden;padding:0px 3px 0px 3px;vertical-align:bottom;text-align:center;">20</td> </tr> <tr style="height:20px;"> <td style="border-left:1px solid #000000;overflow:hidden;padding:0px 3px 0px 3px;vertical-align:bottom;font-weight:bold;"></td> <td data-sheets-value='{"1":2,"2":"Double-walled"}' style="overflow:hidden;padding:0px 3px 0px 3px;vertical-align:bottom;font-weight:bold;">Double-walled</td> <td data-sheets-value='{"1":2,"2":"Clear (A/A)"}' style="border-right:1px solid #000000;overflow:hidden;padding:0px 3px 0px 3px;vertical-align:bottom;font-weight:bold;">Clear (A/A)</td> <td data-sheets-numberformat='{"1":2,"2":"0.00","3":1}' data-sheets-value='{"1":3,"3":2.9}' style="overflow:hidden;padding:0px 3px 0px 3px;vertical-align:bottom;text-align:center;">2.90</td> <td data-sheets-numberformat='{"1":2,"2":"0","3":1}' data-sheets-value='{"1":3,"3":77}' style="overflow:hidden;padding:0px 3px 0px 3px;vertical-align:bottom;text-align:center;">77</td> <td data-sheets-numberformat='{"1":2,"2":"0","3":1}' data-sheets-value='{"1":3,"3":69}' style="overflow:hidden;padding:0px 3px 0px 3px;vertical-align:bottom;text-align:center;">69</td> <td data-sheets-numberformat='{"1":2,"2":"0","3":1}' data-sheets-value='{"1":3,"3":20}' style="border-right:1px solid #000000;overflow:hidden;padding:0px 3px 0px 3px;vertical-align:bottom;text-align:center;">20</td> </tr> <tr style="height:20px;"> <td style="border-left:1px solid #000000;overflow:hidden;padding:0px 3px 0px 3px;vertical-align:bottom;font-weight:bold;"></td> <td data-sheets-value='{"1":2,"2":"Double-walled"}' style="overflow:hidden;padding:0px 3px 0px 3px;vertical-align:bottom;font-weight:bold;">Double-walled</td> <td data-sheets-value='{"1":2,"2":"Opal (A/O)"}' style="border-right:1px solid #000000;overflow:hidden;padding:0px 3px 0px 3px;vertical-align:bottom;font-weight:bold;">Opal (A/O)</td> <td data-sheets-numberformat='{"1":2,"2":"0.00","3":1}' data-sheets-value='{"1":3,"3":2.9}' style="overflow:hidden;padding:0px 3px 0px 3px;vertical-align:bottom;text-align:center;">2.90</td> <td data-sheets-numberformat='{"1":2,"2":"0","3":1}' data-sheets-value='{"1":3,"3":73}' style="overflow:hidden;padding:0px 3px 0px 3px;vertical-align:bottom;text-align:center;">73</td> <td data-sheets-numberformat='{"1":2,"2":"0","3":1}' data-sheets-value='{"1":3,"3":63}' style="overflow:hidden;padding:0px 3px 0px 3px;vertical-align:bottom;text-align:center;">63</td> <td data-sheets-numberformat='{"1":2,"2":"0","3":1}' data-sheets-value='{"1":3,"3":20}' style="border-right:1px solid #000000;overflow:hidden;padding:0px 3px 0px 3px;vertical-align:bottom;text-align:center;">20</td> </tr> <tr style="height:20px;"> <td style="border-left:1px solid #000000;overflow:hidden;padding:0px 3px 0px 3px;vertical-align:bottom;font-weight:bold;"></td> <td data-sheets-value='{"1":2,"2":"Double-walled"}' style="overflow:hidden;padding:0px 3px 0px 3px;vertical-align:bottom;font-weight:bold;">Double-walled</td> <td data-sheets-value='{"1":2,"2":"Opal (A/D)"}' style="border-right:1px solid #000000;overflow:hidden;padding:0px 3px 0px 3px;vertical-align:bottom;font-weight:bold;">Opal (A/D)</td> <td data-sheets-numberformat='{"1":2,"2":"0.00","3":1}' data-sheets-value='{"1":3,"3":2.9}' style="overflow:hidden;padding:0px 3px 0px 3px;vertical-align:bottom;text-align:center;">2.90</td> <td data-sheets-numberformat='{"1":2,"2":"0","3":1}' data-sheets-value='{"1":3,"3":51}' style="overflow:hidden;padding:0px 3px 0px 3px;vertical-align:bottom;text-align:center;">51</td> <td data-sheets-numberformat='{"1":2,"2":"0","3":1}' data-sheets-value='{"1":3,"3":50}' style="overflow:hidden;padding:0px 3px 0px 3px;vertical-align:bottom;text-align:center;">50</td> <td data-sheets-numberformat='{"1":2,"2":"0","3":1}' data-sheets-value='{"1":3,"3":20}' style="border-right:1px solid #000000;overflow:hidden;padding:0px 3px 0px 3px;vertical-align:bottom;text-align:center;">20</td> </tr> <tr style="height:20px;"> <td style="border-left:1px solid #000000;overflow:hidden;padding:0px 3px 0px 3px;vertical-align:bottom;font-weight:bold;"></td> <td data-sheets-value='{"1":2,"2":"Triple-walled"}' style="overflow:hidden;padding:0px 3px 0px 3px;vertical-align:bottom;font-weight:bold;">Triple-walled</td> <td data-sheets-value='{"1":2,"2":"Clear (A/H/H)"}' style="border-right:1px solid #000000;overflow:hidden;padding:0px 3px 0px 3px;vertical-align:bottom;font-weight:bold;">Clear (A/H/H)</td> <td data-sheets-numberformat='{"1":2,"2":"0.00","3":1}' data-sheets-value='{"1":3,"3":1.7}' style="overflow:hidden;padding:0px 3px 0px 3px;vertical-align:bottom;text-align:center;">1.70</td> <td data-sheets-numberformat='{"1":2,"2":"0","3":1}' data-sheets-value='{"1":3,"3":71}' style="overflow:hidden;padding:0px 3px 0px 3px;vertical-align:bottom;text-align:center;">71</td> <td data-sheets-numberformat='{"1":2,"2":"0","3":1}' data-sheets-value='{"1":3,"3":63}' style="overflow:hidden;padding:0px 3px 0px 3px;vertical-align:bottom;text-align:center;">63</td> <td data-sheets-numberformat='{"1":2,"2":"0","3":1}' data-sheets-value='{"1":3,"3":22}' style="border-right:1px solid #000000;overflow:hidden;padding:0px 3px 0px 3px;vertical-align:bottom;text-align:center;">22</td> </tr> <tr style="height:20px;"> <td style="border-left:1px solid #000000;overflow:hidden;padding:0px 3px 0px 3px;vertical-align:bottom;font-weight:bold;"></td> <td data-sheets-value='{"1":2,"2":"Triple-walled"}' style="overflow:hidden;padding:0px 3px 0px 3px;vertical-align:bottom;font-weight:bold;">Triple-walled</td> <td data-sheets-value='{"1":2,"2":"Opal (A/O/O)"}' style="border-right:1px solid #000000;overflow:hidden;padding:0px 3px 0px 3px;vertical-align:bottom;font-weight:bold;">Opal (A/O/O)</td> <td data-sheets-numberformat='{"1":2,"2":"0.00","3":1}' data-sheets-value='{"1":3,"3":1.7}' style="overflow:hidden;padding:0px 3px 0px 3px;vertical-align:bottom;text-align:center;">1.70</td> <td data-sheets-numberformat='{"1":2,"2":"0","3":1}' data-sheets-value='{"1":3,"3":61}' style="overflow:hidden;padding:0px 3px 0px 3px;vertical-align:bottom;text-align:center;">61</td> <td data-sheets-numberformat='{"1":2,"2":"0","3":1}' data-sheets-value='{"1":3,"3":48}' style="overflow:hidden;padding:0px 3px 0px 3px;vertical-align:bottom;text-align:center;">48</td> <td data-sheets-numberformat='{"1":2,"2":"0","3":1}' data-sheets-value='{"1":3,"3":22}' style="border-right:1px solid #000000;overflow:hidden;padding:0px 3px 0px 3px;vertical-align:bottom;text-align:center;">22</td> </tr> <tr style="height:20px;"> <td style="border-left:1px solid #000000;overflow:hidden;padding:0px 3px 0px 3px;vertical-align:bottom;font-weight:bold;"></td> <td data-sheets-value='{"1":2,"2":"Four-walled"}' style="overflow:hidden;padding:0px 3px 0px 3px;vertical-align:bottom;font-weight:bold;">Four-walled</td> <td data-sheets-value='{"1":2,"2":"Clear (A/H/H/H)"}' style="border-right:1px solid #000000;overflow:hidden;padding:0px 3px 0px 3px;vertical-align:bottom;font-weight:bold;">Clear (A/H/H/H)</td> <td data-sheets-numberformat='{"1":2,"2":"0.00","3":1}' data-sheets-value='{"1":3,"3":1.28}' style="overflow:hidden;padding:0px 3px 0px 3px;vertical-align:bottom;text-align:center;">1.28</td> <td data-sheets-numberformat='{"1":2,"2":"0","3":1}' data-sheets-value='{"1":3,"3":64}' style="overflow:hidden;padding:0px 3px 0px 3px;vertical-align:bottom;text-align:center;">64</td> <td data-sheets-numberformat='{"1":2,"2":"0","3":1}' data-sheets-value='{"1":3,"3":52}' style="overflow:hidden;padding:0px 3px 0px 3px;vertical-align:bottom;text-align:center;">52</td> <td data-sheets-numberformat='{"1":2,"2":"0","3":1}' data-sheets-value='{"1":3,"3":23}' style="border-right:1px solid #000000;overflow:hidden;padding:0px 3px 0px 3px;vertical-align:bottom;text-align:center;">23</td> </tr> <tr style="height:20px;"> <td style="border-bottom:1px solid #000000;border-left:1px solid #000000;overflow:hidden;padding:0px 3px 0px 3px;vertical-align:bottom;"></td> <td data-sheets-value='{"1":2,"2":"Four-walled"}' style="border-bottom:1px solid #000000;overflow:hidden;padding:0px 3px 0px 3px;vertical-align:bottom;font-weight:bold;">Four-walled</td> <td data-sheets-value='{"1":2,"2":"Opal (A/H/O/H)"}' style="border-right:1px solid #000000;border-bottom:1px solid #000000;overflow:hidden;padding:0px 3px 0px 3px;vertical-align:bottom;font-weight:bold;">Opal (A/H/O/H)</td> <td data-sheets-numberformat='{"1":2,"2":"0.00","3":1}' data-sheets-value='{"1":3,"3":1.28}' style="border-bottom:1px solid #000000;overflow:hidden;padding:0px 3px 0px 3px;vertical-align:bottom;text-align:center;">1.28</td> <td data-sheets-numberformat='{"1":2,"2":"0","3":1}' data-sheets-value='{"1":3,"3":59}' style="border-bottom:1px solid #000000;overflow:hidden;padding:0px 3px 0px 3px;vertical-align:bottom;text-align:center;">59</td> <td data-sheets-numberformat='{"1":2,"2":"0","3":1}' data-sheets-value='{"1":3,"3":46}' style="border-bottom:1px solid #000000;overflow:hidden;padding:0px 3px 0px 3px;vertical-align:bottom;text-align:center;">46</td> <td data-sheets-numberformat='{"1":2,"2":"0","3":1}' data-sheets-value='{"1":3,"3":23}' style="border-right:1px solid #000000;border-bottom:1px solid #000000;overflow:hidden;padding:0px 3px 0px 3px;vertical-align:bottom;text-align:center;">23</td> </tr> <tr style="height:20px;"> <td data-sheets-value='{"1":2,"2":"Polycarbonate"}' style="border-left:1px solid #000000;overflow:hidden;padding:0px 3px 0px 3px;vertical-align:bottom;font-weight:bold;">Polycarbonate</td> <td data-sheets-value='{"1":2,"2":"Single-walled"}' style="overflow:hidden;padding:0px 3px 0px 3px;vertical-align:bottom;font-weight:bold;">Single-walled</td> <td data-sheets-value='{"1":2,"2":"Heatstop Opal (T)"}' style="border-right:1px solid #000000;overflow:hidden;padding:0px 3px 0px 3px;vertical-align:bottom;font-weight:bold;">Heatstop Opal (T)</td> <td data-sheets-numberformat='{"1":2,"2":"0.00","3":1}' data-sheets-value='{"1":3,"3":5.17}' style="overflow:hidden;padding:0px 3px 0px 3px;vertical-align:bottom;text-align:center;">5.17</td> <td data-sheets-numberformat='{"1":2,"2":"0","3":1}' data-sheets-value='{"1":3,"3":49}' style="overflow:hidden;padding:0px 3px 0px 3px;vertical-align:bottom;text-align:center;">49</td> <td data-sheets-numberformat='{"1":2,"2":"0","3":1}' data-sheets-value='{"1":3,"3":59}' style="overflow:hidden;padding:0px 3px 0px 3px;vertical-align:bottom;text-align:center;">59</td> <td data-sheets-numberformat='{"1":2,"2":"0","3":1}' data-sheets-value='{"1":2,"2":"-"}' style="border-right:1px solid #000000;overflow:hidden;padding:0px 3px 0px 3px;vertical-align:bottom;text-align:center;">-</td> </tr> <tr style="height:20px;"> <td data-sheets-value='{"1":2,"2":"Heatstop PC"}' style="border-left:1px solid #000000;overflow:hidden;padding:0px 3px 0px 3px;vertical-align:bottom;font-weight:bold;">Heatstop PC</td> <td data-sheets-value='{"1":2,"2":"Double-walled"}' style="overflow:hidden;padding:0px 3px 0px 3px;vertical-align:bottom;font-weight:bold;">Double-walled</td> <td data-sheets-value='{"1":2,"2":"Clear (T/H)"}' style="border-right:1px solid #000000;overflow:hidden;padding:0px 3px 0px 3px;vertical-align:bottom;font-weight:bold;">Clear (T/H)</td> <td data-sheets-numberformat='{"1":2,"2":"0.00","3":1}' data-sheets-value='{"1":3,"3":2.9}' style="overflow:hidden;padding:0px 3px 0px 3px;vertical-align:bottom;text-align:center;">2.90</td> <td data-sheets-numberformat='{"1":2,"2":"0","3":1}' data-sheets-value='{"1":3,"3":44}' style="overflow:hidden;padding:0px 3px 0px 3px;vertical-align:bottom;text-align:center;">44</td> <td data-sheets-numberformat='{"1":2,"2":"0","3":1}' data-sheets-value='{"1":3,"3":51}' style="overflow:hidden;padding:0px 3px 0px 3px;vertical-align:bottom;text-align:center;">51</td> <td data-sheets-numberformat='{"1":2,"2":"0","3":1}' data-sheets-value='{"1":3,"3":20}' style="border-right:1px solid #000000;overflow:hidden;padding:0px 3px 0px 3px;vertical-align:bottom;text-align:center;">20</td> </tr> <tr style="height:20px;"> <td style="border-left:1px solid #000000;overflow:hidden;padding:0px 3px 0px 3px;vertical-align:bottom;font-weight:bold;"></td> <td data-sheets-value='{"1":2,"2":"Double-walled"}' style="overflow:hidden;padding:0px 3px 0px 3px;vertical-align:bottom;font-weight:bold;">Double-walled</td> <td data-sheets-value='{"1":2,"2":"Opal (T/O)"}' style="border-right:1px solid #000000;overflow:hidden;padding:0px 3px 0px 3px;vertical-align:bottom;font-weight:bold;">Opal (T/O)</td> <td data-sheets-numberformat='{"1":2,"2":"0.00","3":1}' data-sheets-value='{"1":3,"3":2.9}' style="overflow:hidden;padding:0px 3px 0px 3px;vertical-align:bottom;text-align:center;">2.90</td> <td data-sheets-numberformat='{"1":2,"2":"0","3":1}' data-sheets-value='{"1":3,"3":41}' style="overflow:hidden;padding:0px 3px 0px 3px;vertical-align:bottom;text-align:center;">41</td> <td data-sheets-numberformat='{"1":2,"2":"0","3":1}' data-sheets-value='{"1":3,"3":45}' style="overflow:hidden;padding:0px 3px 0px 3px;vertical-align:bottom;text-align:center;">45</td> <td data-sheets-numberformat='{"1":2,"2":"0","3":1}' data-sheets-value='{"1":3,"3":20}' style="border-right:1px solid #000000;overflow:hidden;padding:0px 3px 0px 3px;vertical-align:bottom;text-align:center;">20</td> </tr> <tr style="height:20px;"> <td style="border-left:1px solid #000000;overflow:hidden;padding:0px 3px 0px 3px;vertical-align:bottom;font-weight:bold;"></td> <td data-sheets-value='{"1":2,"2":"Triple-walled"}' style="overflow:hidden; | skylux-160-ce-met-koepel-en-pvc-opstand-30-20-met-lm-motor-1200-x-1500-mm | 8586031333709 | 46872354586957
Smoke and heat exhaust (SHEV) | SHE system | Skylux | Skylux 160° CE with skylight and PVC curb 30/20 with LM-actuator 1200 x 1800 mm |  | 25970 | 5412970259701 | 4954.95 | Yes | 30-45 | 90.48 | 1200 x 1800 mm | 1800 | 1200 |  | PVC 30/20 (30 cm high & roof opening = 20 cm larger than daylight size) | Rectangular | 5.17 W/m²K - 1.28 W/m²K | 87% - 32% | 90% - 32% | 20dB - 23dB | 160° CE (for industry) | skylight | without spoiler | E | Single actuator | Maximum four-walled skylight possible for this product | Ut-value LT-value g-value Rw-value EN 1873 : 2014 EN ISO 13468 EN 16153 EN 410 EN 410 EN ISO 140-3 Material Walls Shells (W/m²K) (%) (%) (dB) Acrylic Single-walled Clear (H) 5.17 90 87 - PMMA Single-walled Opal (O) 5.17 83 76 - Double-walled Clear (H/H) 2.90 81 75 20 Double-walled Opal (O/O) 2.90 69 58 20 Triple-walled Clear (H/H/H) 1.70 73 65 22 Triple-walled Opal (O/H/O) 1.70 62 51 22 Four-walled Clear (H/H/H/H) 1.28 64 54 23 Four-walled Opal (H/H/O/H) 1.28 59 48 23 Polycarbonate Single-walled Clear (A) 5.17 88 83 - PC Single-walled Opal (D) 5.17 58 60 - Double-walled Clear (A/H) 2.90 79 72 20 Double-walled Clear (A/A) 2.90 77 69 20 Double-walled Opal (A/O) 2.90 73 63 20 Double-walled Opal (A/D) 2.90 51 50 20 Triple-walled Clear (A/H/H) 1.70 71 63 22 Triple-walled Opal (A/O/O) 1.70 61 48 22 Four-walled Clear (A/H/H/H) 1.28 64 52 23 Four-walled Opal (A/H/O/H) 1.28 59 46 23 Polycarbonate Single-walled Heatstop Opal (T) 5.17 49 59 - Heatstop PC Double-walled Clear (T/H) 2.90 44 51 20 Double-walled Opal (T/O) 2.90 41 45 20 Triple-walled Clear (T/H/H) 1.70 40 <td data-sheets-numberformat='{"1":2,"2":"0","3":1}' data-sheets-value='{"1":3,"3":44}' style="overflow:hidden;paddin | https://skylux.eu/en/products/skylux-160-ce-met-koepel-en-pvc-opstand-30-20-met-lm-motor-1200-x-1800-mm | https://skylux.eu/cdn/shop/files/Skylux-160deg-CE-met-koepel-en-pvc-opstand-3020-met-LM-motor-1200-x-1800-mm-RWA-systeem.jpg?v=1702980526&width=1600 | https://skylux.eu/cdn/shop/files/e5a82811-1bb0-48e4-a776-cacb59c7c092_3306b7a4-1359-4a83-a8c4-5100fed39956.jpg?v=1688551147&width=1600 | //skylux.eu/cdn/shop/files/E_MH_Mounting_instructions_Skylux_160_CE_LM.pdf?v=12406716259046007223 | //skylux.eu/cdn/shop/files/E_TD_Technical_File_Skylux_Skylux_160_CE_Electric.pdf?v=3667116872303399239 | <style type="text/css" id="isPasted"> <!--td { border: 1px solid #cccccc; } br { mso-data-placement: same-cell; } --> </style> <table border="1" cellpadding="0" cellspacing="0" dir="ltr" style="table-layout:fixed;font-size:10pt;font-family:Arial;border-collapse:collapse;border:none;"><tbody> <tr style="height:20px;"> <td style="overflow:hidden;padding:0px 3px 0px 3px;vertical-align:bottom;"></td> <td style="overflow:hidden;padding:0px 3px 0px 3px;vertical-align:bottom;"></td> <td style="overflow:hidden;padding:0px 3px 0px 3px;vertical-align:bottom;"></td> <td data-sheets-value='{"1":2,"2":"Ut-value"}' style="overflow:hidden;padding:0px 3px 0px 3px;vertical-align:bottom;font-weight:bold;text-align:center;">Ut-value</td> <td data-sheets-value='{"1":2,"2":"LT-value"}' style="overflow:hidden;padding:0px 3px 0px 3px;vertical-align:bottom;font-weight:bold;text-align:center;">LT-value</td> <td data-sheets-value='{"1":2,"2":"g-value"}' style="overflow:hidden;padding:0px 3px 0px 3px;vertical-align:bottom;font-weight:bold;text-align:center;">g-value</td> <td data-sheets-value='{"1":2,"2":"Rw-value "}' style="overflow:hidden;padding:0px 3px 0px 3px;vertical-align:bottom;font-weight:bold;text-align:center;">Rw-value </td> </tr> <tr style="height:20px;"> <td style="overflow:hidden;padding:0px 3px 0px 3px;vertical-align:bottom;"></td> <td style="overflow:hidden;padding:0px 3px 0px 3px;vertical-align:bottom;"></td> <td style="overflow:hidden;padding:0px 3px 0px 3px;vertical-align:bottom;"></td> <td data-sheets-numberformat='{"1":2,"2":"0.00","3":1}' data-sheets-value='{"1":2,"2":"EN 1873 : 2014"}' style="overflow:hidden;padding:0px 3px 0px 3px;vertical-align:bottom;text-align:center;">EN 1873 : 2014</td> <td data-sheets-numberformat='{"1":2,"2":"0","3":1}' data-sheets-value='{"1":2,"2":"EN ISO 13468 EN 16153 EN 410"}' style="overflow:hidden;padding:0px 3px 0px 3px;vertical-align:bottom;text-align:center;">EN ISO 13468 EN 16153 EN 410</td> <td data-sheets-numberformat='{"1":2,"2":"0","3":1}' data-sheets-value='{"1":2,"2":"EN 410"}' style="overflow:hidden;padding:0px 3px 0px 3px;vertical-align:bottom;text-align:center;">EN 410</td> <td data-sheets-value='{"1":2,"2":"EN ISO 140-3\t\t"}' style="overflow:hidden;padding:0px 3px 0px 3px;vertical-align:bottom;text-align:center;">EN ISO 140-3 </td> </tr> <tr style="height:20px;"> <td data-sheets-value='{"1":2,"2":"Material"}' style="border-bottom:1px solid #000000;overflow:hidden;padding:0px 3px 0px 3px;vertical-align:bottom;background-color:#000000;font-weight:bold;color:#ffffff;">Material</td> <td data-sheets-value='{"1":2,"2":"Walls"}' style="border-bottom:1px solid #000000;overflow:hidden;padding:0px 3px 0px 3px;vertical-align:bottom;background-color:#000000;font-weight:bold;color:#ffffff;">Walls</td> <td data-sheets-value='{"1":2,"2":"Shells"}' style="border-bottom:1px solid #000000;overflow:hidden;padding:0px 3px 0px 3px;vertical-align:bottom;background-color:#000000;font-weight:bold;color:#ffffff;">Shells</td> <td data-sheets-numberformat='{"1":2,"2":"0.00","3":1}' data-sheets-value='{"1":2,"2":"(W/m²K)\t"}' style="border-bottom:1px solid #000000;overflow:hidden;padding:0px 3px 0px 3px;vertical-align:bottom;background-color:#000000;font-weight:bold;color:#ffffff;text-align:center;">(W/m²K) </td> <td data-sheets-numberformat='{"1":2,"2":"0","3":1}' data-sheets-value='{"1":2,"2":"(%)"}' style="border-bottom:1px solid #000000;overflow:hidden;padding:0px 3px 0px 3px;vertical-align:bottom;background-color:#000000;font-weight:bold;color:#ffffff;text-align:center;">(%)</td> <td data-sheets-numberformat='{"1":2,"2":"0","3":1}' data-sheets-value='{"1":2,"2":"(%)"}' style="border-bottom:1px solid #000000;overflow:hidden;padding:0px 3px 0px 3px;vertical-align:bottom;background-color:#000000;font-weight:bold;color:#ffffff;text-align:center;">(%)</td> <td data-sheets-value='{"1":2,"2":"(dB)"}' style="border-bottom:1px solid #000000;overflow:hidden;padding:0px 3px 0px 3px;vertical-align:bottom;background-color:#000000;font-weight:bold;color:#ffffff;text-align:center;">(dB)</td> </tr> <tr style="height:20px;"> <td data-sheets-value='{"1":2,"2":"Acrylic"}' style="border-left:1px solid #000000;overflow:hidden;padding:0px 3px 0px 3px;vertical-align:bottom;font-weight:bold;">Acrylic</td> <td data-sheets-value='{"1":2,"2":"Single-walled"}' style="overflow:hidden;padding:0px 3px 0px 3px;vertical-align:bottom;font-weight:bold;">Single-walled</td> <td data-sheets-value='{"1":2,"2":"Clear (H)"}' style="border-right:1px solid #000000;overflow:hidden;padding:0px 3px 0px 3px;vertical-align:bottom;font-weight:bold;">Clear (H)</td> <td data-sheets-numberformat='{"1":2,"2":"0.00","3":1}' data-sheets-value='{"1":3,"3":5.17}' style="overflow:hidden;padding:0px 3px 0px 3px;vertical-align:bottom;text-align:center;">5.17</td> <td data-sheets-numberformat='{"1":2,"2":"0","3":1}' data-sheets-value='{"1":3,"3":90}' style="overflow:hidden;padding:0px 3px 0px 3px;vertical-align:bottom;text-align:center;">90</td> <td data-sheets-numberformat='{"1":2,"2":"0","3":1}' data-sheets-value='{"1":3,"3":87}' style="overflow:hidden;padding:0px 3px 0px 3px;vertical-align:bottom;text-align:center;">87</td> <td data-sheets-numberformat='{"1":2,"2":"0","3":1}' data-sheets-value='{"1":2,"2":"-"}' style="border-right:1px solid #000000;overflow:hidden;padding:0px 3px 0px 3px;vertical-align:bottom;text-align:center;">-</td> </tr> <tr style="height:20px;"> <td data-sheets-value='{"1":2,"2":"PMMA"}' style="border-left:1px solid #000000;overflow:hidden;padding:0px 3px 0px 3px;vertical-align:bottom;font-weight:bold;">PMMA</td> <td data-sheets-value='{"1":2,"2":"Single-walled"}' style="overflow:hidden;padding:0px 3px 0px 3px;vertical-align:bottom;font-weight:bold;">Single-walled</td> <td data-sheets-value='{"1":2,"2":"Opal (O)"}' style="border-right:1px solid #000000;overflow:hidden;padding:0px 3px 0px 3px;vertical-align:bottom;font-weight:bold;">Opal (O)</td> <td data-sheets-numberformat='{"1":2,"2":"0.00","3":1}' data-sheets-value='{"1":3,"3":5.17}' style="overflow:hidden;padding:0px 3px 0px 3px;vertical-align:bottom;text-align:center;">5.17</td> <td data-sheets-numberformat='{"1":2,"2":"0","3":1}' data-sheets-value='{"1":3,"3":83}' style="overflow:hidden;padding:0px 3px 0px 3px;vertical-align:bottom;text-align:center;">83</td> <td data-sheets-numberformat='{"1":2,"2":"0","3":1}' data-sheets-value='{"1":3,"3":76}' style="overflow:hidden;padding:0px 3px 0px 3px;vertical-align:bottom;text-align:center;">76</td> <td data-sheets-numberformat='{"1":2,"2":"0","3":1}' data-sheets-value='{"1":2,"2":"-"}' style="border-right:1px solid #000000;overflow:hidden;padding:0px 3px 0px 3px;vertical-align:bottom;text-align:center;">-</td> </tr> <tr style="height:20px;"> <td style="border-left:1px solid #000000;overflow:hidden;padding:0px 3px 0px 3px;vertical-align:bottom;font-weight:bold;"></td> <td data-sheets-value='{"1":2,"2":"Double-walled"}' style="overflow:hidden;padding:0px 3px 0px 3px;vertical-align:bottom;font-weight:bold;">Double-walled</td> <td data-sheets-value='{"1":2,"2":"Clear (H/H)"}' style="border-right:1px solid #000000;overflow:hidden;padding:0px 3px 0px 3px;vertical-align:bottom;font-weight:bold;">Clear (H/H)</td> <td data-sheets-numberformat='{"1":2,"2":"0.00","3":1}' data-sheets-value='{"1":3,"3":2.9}' style="overflow:hidden;padding:0px 3px 0px 3px;vertical-align:bottom;text-align:center;">2.90</td> <td data-sheets-numberformat='{"1":2,"2":"0","3":1}' data-sheets-value='{"1":3,"3":81}' style="overflow:hidden;padding:0px 3px 0px 3px;vertical-align:bottom;text-align:center;">81</td> <td data-sheets-numberformat='{"1":2,"2":"0","3":1}' data-sheets-value='{"1":3,"3":75}' style="overflow:hidden;padding:0px 3px 0px 3px;vertical-align:bottom;text-align:center;">75</td> <td data-sheets-numberformat='{"1":2,"2":"0","3":1}' data-sheets-value='{"1":3,"3":20}' style="border-right:1px solid #000000;overflow:hidden;padding:0px 3px 0px 3px;vertical-align:bottom;text-align:center;">20</td> </tr> <tr style="height:20px;"> <td style="border-left:1px solid #000000;overflow:hidden;padding:0px 3px 0px 3px;vertical-align:bottom;font-weight:bold;"></td> <td data-sheets-value='{"1":2,"2":"Double-walled"}' style="overflow:hidden;padding:0px 3px 0px 3px;vertical-align:bottom;font-weight:bold;">Double-walled</td> <td data-sheets-value='{"1":2,"2":"Opal (O/O)"}' style="border-right:1px solid #000000;overflow:hidden;padding:0px 3px 0px 3px;vertical-align:bottom;font-weight:bold;">Opal (O/O)</td> <td data-sheets-numberformat='{"1":2,"2":"0.00","3":1}' data-sheets-value='{"1":3,"3":2.9}' style="overflow:hidden;padding:0px 3px 0px 3px;vertical-align:bottom;text-align:center;">2.90</td> <td data-sheets-numberformat='{"1":2,"2":"0","3":1}' data-sheets-value='{"1":3,"3":69}' style="overflow:hidden;padding:0px 3px 0px 3px;vertical-align:bottom;text-align:center;">69</td> <td data-sheets-numberformat='{"1":2,"2":"0","3":1}' data-sheets-value='{"1":3,"3":58}' style="overflow:hidden;padding:0px 3px 0px 3px;vertical-align:bottom;text-align:center;">58</td> <td data-sheets-numberformat='{"1":2,"2":"0","3":1}' data-sheets-value='{"1":3,"3":20}' style="border-right:1px solid #000000;overflow:hidden;padding:0px 3px 0px 3px;vertical-align:bottom;text-align:center;">20</td> </tr> <tr style="height:20px;"> <td style="border-left:1px solid #000000;overflow:hidden;padding:0px 3px 0px 3px;vertical-align:bottom;font-weight:bold;"></td> <td data-sheets-value='{"1":2,"2":"Triple-walled"}' style="overflow:hidden;padding:0px 3px 0px 3px;vertical-align:bottom;font-weight:bold;">Triple-walled</td> <td data-sheets-value='{"1":2,"2":"Clear (H/H/H)"}' style="border-right:1px solid #000000;overflow:hidden;padding:0px 3px 0px 3px;vertical-align:bottom;font-weight:bold;">Clear (H/H/H)</td> <td data-sheets-numberformat='{"1":2,"2":"0.00","3":1}' data-sheets-value='{"1":3,"3":1.7}' style="overflow:hidden;padding:0px 3px 0px 3px;vertical-align:bottom;text-align:center;">1.70</td> <td data-sheets-numberformat='{"1":2,"2":"0","3":1}' data-sheets-value='{"1":3,"3":73}' style="overflow:hidden;padding:0px 3px 0px 3px;vertical-align:bottom;text-align:center;">73</td> <td data-sheets-numberformat='{"1":2,"2":"0","3":1}' data-sheets-value='{"1":3,"3":65}' style="overflow:hidden;padding:0px 3px 0px 3px;vertical-align:bottom;text-align:center;">65</td> <td data-sheets-numberformat='{"1":2,"2":"0","3":1}' data-sheets-value='{"1":3,"3":22}' style="border-right:1px solid #000000;overflow:hidden;padding:0px 3px 0px 3px;vertical-align:bottom;text-align:center;">22</td> </tr> <tr style="height:20px;"> <td style="border-left:1px solid #000000;overflow:hidden;padding:0px 3px 0px 3px;vertical-align:bottom;font-weight:bold;"></td> <td data-sheets-value='{"1":2,"2":"Triple-walled"}' style="overflow:hidden;padding:0px 3px 0px 3px;vertical-align:bottom;font-weight:bold;">Triple-walled</td> <td data-sheets-value='{"1":2,"2":"Opal (O/H/O)"}' style="border-right:1px solid #000000;overflow:hidden;padding:0px 3px 0px 3px;vertical-align:bottom;font-weight:bold;">Opal (O/H/O)</td> <td data-sheets-numberformat='{"1":2,"2":"0.00","3":1}' data-sheets-value='{"1":3,"3":1.7}' style="overflow:hidden;padding:0px 3px 0px 3px;vertical-align:bottom;text-align:center;">1.70</td> <td data-sheets-numberformat='{"1":2,"2":"0","3":1}' data-sheets-value='{"1":3,"3":62}' style="overflow:hidden;padding:0px 3px 0px 3px;vertical-align:bottom;text-align:center;">62</td> <td data-sheets-numberformat='{"1":2,"2":"0","3":1}' data-sheets-value='{"1":3,"3":51}' style="overflow:hidden;padding:0px 3px 0px 3px;vertical-align:bottom;text-align:center;">51</td> <td data-sheets-numberformat='{"1":2,"2":"0","3":1}' data-sheets-value='{"1":3,"3":22}' style="border-right:1px solid #000000;overflow:hidden;padding:0px 3px 0px 3px;vertical-align:bottom;text-align:center;">22</td> </tr> <tr style="height:20px;"> <td style="border-left:1px solid #000000;overflow:hidden;padding:0px 3px 0px 3px;vertical-align:bottom;font-weight:bold;"></td> <td data-sheets-value='{"1":2,"2":"Four-walled"}' style="overflow:hidden;padding:0px 3px 0px 3px;vertical-align:bottom;font-weight:bold;">Four-walled</td> <td data-sheets-value='{"1":2,"2":"Clear (H/H/H/H)"}' style="border-right:1px solid #000000;overflow:hidden;padding:0px 3px 0px 3px;vertical-align:bottom;font-weight:bold;">Clear (H/H/H/H)</td> <td data-sheets-numberformat='{"1":2,"2":"0.00","3":1}' data-sheets-value='{"1":3,"3":1.28}' style="overflow:hidden;padding:0px 3px 0px 3px;vertical-align:bottom;text-align:center;">1.28</td> <td data-sheets-numberformat='{"1":2,"2":"0","3":1}' data-sheets-value='{"1":3,"3":64}' style="overflow:hidden;padding:0px 3px 0px 3px;vertical-align:bottom;text-align:center;">64</td> <td data-sheets-numberformat='{"1":2,"2":"0","3":1}' data-sheets-value='{"1":3,"3":54}' style="overflow:hidden;padding:0px 3px 0px 3px;vertical-align:bottom;text-align:center;">54</td> <td data-sheets-numberformat='{"1":2,"2":"0","3":1}' data-sheets-value='{"1":3,"3":23}' style="border-right:1px solid #000000;overflow:hidden;padding:0px 3px 0px 3px;vertical-align:bottom;text-align:center;">23</td> </tr> <tr style="height:20px;"> <td style="border-bottom:1px solid #000000;border-left:1px solid #000000;overflow:hidden;padding:0px 3px 0px 3px;vertical-align:bottom;"></td> <td data-sheets-value='{"1":2,"2":"Four-walled"}' style="border-bottom:1px solid #000000;overflow:hidden;padding:0px 3px 0px 3px;vertical-align:bottom;font-weight:bold;">Four-walled</td> <td data-sheets-value='{"1":2,"2":"Opal (H/H/O/H)"}' style="border-right:1px solid #000000;border-bottom:1px solid #000000;overflow:hidden;padding:0px 3px 0px 3px;vertical-align:bottom;font-weight:bold;">Opal (H/H/O/H)</td> <td data-sheets-numberformat='{"1":2,"2":"0.00","3":1}' data-sheets-value='{"1":3,"3":1.28}' style="border-bottom:1px solid #000000;overflow:hidden;padding:0px 3px 0px 3px;vertical-align:bottom;text-align:center;">1.28</td> <td data-sheets-numberformat='{"1":2,"2":"0","3":1}' data-sheets-value='{"1":3,"3":59}' style="border-bottom:1px solid #000000;overflow:hidden;padding:0px 3px 0px 3px;vertical-align:bottom;text-align:center;">59</td> <td data-sheets-numberformat='{"1":2,"2":"0","3":1}' data-sheets-value='{"1":3,"3":48}' style="border-bottom:1px solid #000000;overflow:hidden;padding:0px 3px 0px 3px;vertical-align:bottom;text-align:center;">48</td> <td data-sheets-numberformat='{"1":2,"2":"0","3":1}' data-sheets-value='{"1":3,"3":23}' style="border-right:1px solid #000000;border-bottom:1px solid #000000;overflow:hidden;padding:0px 3px 0px 3px;vertical-align:bottom;text-align:center;">23</td> </tr> <tr style="height:20px;"> <td data-sheets-value='{"1":2,"2":"Polycarbonate "}' style="border-left:1px solid #000000;overflow:hidden;padding:0px 3px 0px 3px;vertical-align:bottom;font-weight:bold;">Polycarbonate </td> <td data-sheets-value='{"1":2,"2":"Single-walled"}' style="overflow:hidden;padding:0px 3px 0px 3px;vertical-align:bottom;font-weight:bold;">Single-walled</td> <td data-sheets-value='{"1":2,"2":"Clear (A)"}' style="border-right:1px solid #000000;overflow:hidden;padding:0px 3px 0px 3px;vertical-align:bottom;font-weight:bold;">Clear (A)</td> <td data-sheets-numberformat='{"1":2,"2":"0.00","3":1}' data-sheets-value='{"1":3,"3":5.17}' style="overflow:hidden;padding:0px 3px 0px 3px;vertical-align:bottom;text-align:center;">5.17</td> <td data-sheets-numberformat='{"1":2,"2":"0","3":1}' data-sheets-value='{"1":3,"3":88}' style="overflow:hidden;padding:0px 3px 0px 3px;vertical-align:bottom;text-align:center;">88</td> <td data-sheets-numberformat='{"1":2,"2":"0","3":1}' data-sheets-value='{"1":3,"3":83}' style="overflow:hidden;padding:0px 3px 0px 3px;vertical-align:bottom;text-align:center;">83</td> <td data-sheets-numberformat='{"1":2,"2":"0","3":1}' data-sheets-value='{"1":2,"2":"-"}' style="border-right:1px solid #000000;overflow:hidden;padding:0px 3px 0px 3px;vertical-align:bottom;text-align:center;">-</td> </tr> <tr style="height:20px;"> <td data-sheets-value='{"1":2,"2":"PC"}' style="border-left:1px solid #000000;overflow:hidden;padding:0px 3px 0px 3px;vertical-align:bottom;font-weight:bold;">PC</td> <td data-sheets-value='{"1":2,"2":"Single-walled"}' style="overflow:hidden;padding:0px 3px 0px 3px;vertical-align:bottom;font-weight:bold;">Single-walled</td> <td data-sheets-value='{"1":2,"2":"Opal (D)"}' style="border-right:1px solid #000000;overflow:hidden;padding:0px 3px 0px 3px;vertical-align:bottom;font-weight:bold;">Opal (D)</td> <td data-sheets-numberformat='{"1":2,"2":"0.00","3":1}' data-sheets-value='{"1":3,"3":5.17}' style="overflow:hidden;padding:0px 3px 0px 3px;vertical-align:bottom;text-align:center;">5.17</td> <td data-sheets-numberformat='{"1":2,"2":"0","3":1}' data-sheets-value='{"1":3,"3":58}' style="overflow:hidden;padding:0px 3px 0px 3px;vertical-align:bottom;text-align:center;">58</td> <td data-sheets-numberformat='{"1":2,"2":"0","3":1}' data-sheets-value='{"1":3,"3":60}' style="overflow:hidden;padding:0px 3px 0px 3px;vertical-align:bottom;text-align:center;">60</td> <td data-sheets-numberformat='{"1":2,"2":"0","3":1}' data-sheets-value='{"1":2,"2":"-"}' style="border-right:1px solid #000000;overflow:hidden;padding:0px 3px 0px 3px;vertical-align:bottom;text-align:center;">-</td> </tr> <tr style="height:20px;"> <td style="border-left:1px solid #000000;overflow:hidden;padding:0px 3px 0px 3px;vertical-align:bottom;font-weight:bold;"></td> <td data-sheets-value='{"1":2,"2":"Double-walled"}' style="overflow:hidden;padding:0px 3px 0px 3px;vertical-align:bottom;font-weight:bold;">Double-walled</td> <td data-sheets-value='{"1":2,"2":"Clear (A/H)"}' style="border-right:1px solid #000000;overflow:hidden;padding:0px 3px 0px 3px;vertical-align:bottom;font-weight:bold;">Clear (A/H)</td> <td data-sheets-numberformat='{"1":2,"2":"0.00","3":1}' data-sheets-value='{"1":3,"3":2.9}' style="overflow:hidden;padding:0px 3px 0px 3px;vertical-align:bottom;text-align:center;">2.90</td> <td data-sheets-numberformat='{"1":2,"2":"0","3":1}' data-sheets-value='{"1":3,"3":79}' style="overflow:hidden;padding:0px 3px 0px 3px;vertical-align:bottom;text-align:center;">79</td> <td data-sheets-numberformat='{"1":2,"2":"0","3":1}' data-sheets-value='{"1":3,"3":72}' style="overflow:hidden;padding:0px 3px 0px 3px;vertical-align:bottom;text-align:center;">72</td> <td data-sheets-numberformat='{"1":2,"2":"0","3":1}' data-sheets-value='{"1":3,"3":20}' style="border-right:1px solid #000000;overflow:hidden;padding:0px 3px 0px 3px;vertical-align:bottom;text-align:center;">20</td> </tr> <tr style="height:20px;"> <td style="border-left:1px solid #000000;overflow:hidden;padding:0px 3px 0px 3px;vertical-align:bottom;font-weight:bold;"></td> <td data-sheets-value='{"1":2,"2":"Double-walled"}' style="overflow:hidden;padding:0px 3px 0px 3px;vertical-align:bottom;font-weight:bold;">Double-walled</td> <td data-sheets-value='{"1":2,"2":"Clear (A/A)"}' style="border-right:1px solid #000000;overflow:hidden;padding:0px 3px 0px 3px;vertical-align:bottom;font-weight:bold;">Clear (A/A)</td> <td data-sheets-numberformat='{"1":2,"2":"0.00","3":1}' data-sheets-value='{"1":3,"3":2.9}' style="overflow:hidden;padding:0px 3px 0px 3px;vertical-align:bottom;text-align:center;">2.90</td> <td data-sheets-numberformat='{"1":2,"2":"0","3":1}' data-sheets-value='{"1":3,"3":77}' style="overflow:hidden;padding:0px 3px 0px 3px;vertical-align:bottom;text-align:center;">77</td> <td data-sheets-numberformat='{"1":2,"2":"0","3":1}' data-sheets-value='{"1":3,"3":69}' style="overflow:hidden;padding:0px 3px 0px 3px;vertical-align:bottom;text-align:center;">69</td> <td data-sheets-numberformat='{"1":2,"2":"0","3":1}' data-sheets-value='{"1":3,"3":20}' style="border-right:1px solid #000000;overflow:hidden;padding:0px 3px 0px 3px;vertical-align:bottom;text-align:center;">20</td> </tr> <tr style="height:20px;"> <td style="border-left:1px solid #000000;overflow:hidden;padding:0px 3px 0px 3px;vertical-align:bottom;font-weight:bold;"></td> <td data-sheets-value='{"1":2,"2":"Double-walled"}' style="overflow:hidden;padding:0px 3px 0px 3px;vertical-align:bottom;font-weight:bold;">Double-walled</td> <td data-sheets-value='{"1":2,"2":"Opal (A/O)"}' style="border-right:1px solid #000000;overflow:hidden;padding:0px 3px 0px 3px;vertical-align:bottom;font-weight:bold;">Opal (A/O)</td> <td data-sheets-numberformat='{"1":2,"2":"0.00","3":1}' data-sheets-value='{"1":3,"3":2.9}' style="overflow:hidden;padding:0px 3px 0px 3px;vertical-align:bottom;text-align:center;">2.90</td> <td data-sheets-numberformat='{"1":2,"2":"0","3":1}' data-sheets-value='{"1":3,"3":73}' style="overflow:hidden;padding:0px 3px 0px 3px;vertical-align:bottom;text-align:center;">73</td> <td data-sheets-numberformat='{"1":2,"2":"0","3":1}' data-sheets-value='{"1":3,"3":63}' style="overflow:hidden;padding:0px 3px 0px 3px;vertical-align:bottom;text-align:center;">63</td> <td data-sheets-numberformat='{"1":2,"2":"0","3":1}' data-sheets-value='{"1":3,"3":20}' style="border-right:1px solid #000000;overflow:hidden;padding:0px 3px 0px 3px;vertical-align:bottom;text-align:center;">20</td> </tr> <tr style="height:20px;"> <td style="border-left:1px solid #000000;overflow:hidden;padding:0px 3px 0px 3px;vertical-align:bottom;font-weight:bold;"></td> <td data-sheets-value='{"1":2,"2":"Double-walled"}' style="overflow:hidden;padding:0px 3px 0px 3px;vertical-align:bottom;font-weight:bold;">Double-walled</td> <td data-sheets-value='{"1":2,"2":"Opal (A/D)"}' style="border-right:1px solid #000000;overflow:hidden;padding:0px 3px 0px 3px;vertical-align:bottom;font-weight:bold;">Opal (A/D)</td> <td data-sheets-numberformat='{"1":2,"2":"0.00","3":1}' data-sheets-value='{"1":3,"3":2.9}' style="overflow:hidden;padding:0px 3px 0px 3px;vertical-align:bottom;text-align:center;">2.90</td> <td data-sheets-numberformat='{"1":2,"2":"0","3":1}' data-sheets-value='{"1":3,"3":51}' style="overflow:hidden;padding:0px 3px 0px 3px;vertical-align:bottom;text-align:center;">51</td> <td data-sheets-numberformat='{"1":2,"2":"0","3":1}' data-sheets-value='{"1":3,"3":50}' style="overflow:hidden;padding:0px 3px 0px 3px;vertical-align:bottom;text-align:center;">50</td> <td data-sheets-numberformat='{"1":2,"2":"0","3":1}' data-sheets-value='{"1":3,"3":20}' style="border-right:1px solid #000000;overflow:hidden;padding:0px 3px 0px 3px;vertical-align:bottom;text-align:center;">20</td> </tr> <tr style="height:20px;"> <td style="border-left:1px solid #000000;overflow:hidden;padding:0px 3px 0px 3px;vertical-align:bottom;font-weight:bold;"></td> <td data-sheets-value='{"1":2,"2":"Triple-walled"}' style="overflow:hidden;padding:0px 3px 0px 3px;vertical-align:bottom;font-weight:bold;">Triple-walled</td> <td data-sheets-value='{"1":2,"2":"Clear (A/H/H)"}' style="border-right:1px solid #000000;overflow:hidden;padding:0px 3px 0px 3px;vertical-align:bottom;font-weight:bold;">Clear (A/H/H)</td> <td data-sheets-numberformat='{"1":2,"2":"0.00","3":1}' data-sheets-value='{"1":3,"3":1.7}' style="overflow:hidden;padding:0px 3px 0px 3px;vertical-align:bottom;text-align:center;">1.70</td> <td data-sheets-numberformat='{"1":2,"2":"0","3":1}' data-sheets-value='{"1":3,"3":71}' style="overflow:hidden;padding:0px 3px 0px 3px;vertical-align:bottom;text-align:center;">71</td> <td data-sheets-numberformat='{"1":2,"2":"0","3":1}' data-sheets-value='{"1":3,"3":63}' style="overflow:hidden;padding:0px 3px 0px 3px;vertical-align:bottom;text-align:center;">63</td> <td data-sheets-numberformat='{"1":2,"2":"0","3":1}' data-sheets-value='{"1":3,"3":22}' style="border-right:1px solid #000000;overflow:hidden;padding:0px 3px 0px 3px;vertical-align:bottom;text-align:center;">22</td> </tr> <tr style="height:20px;"> <td style="border-left:1px solid #000000;overflow:hidden;padding:0px 3px 0px 3px;vertical-align:bottom;font-weight:bold;"></td> <td data-sheets-value='{"1":2,"2":"Triple-walled"}' style="overflow:hidden;padding:0px 3px 0px 3px;vertical-align:bottom;font-weight:bold;">Triple-walled</td> <td data-sheets-value='{"1":2,"2":"Opal (A/O/O)"}' style="border-right:1px solid #000000;overflow:hidden;padding:0px 3px 0px 3px;vertical-align:bottom;font-weight:bold;">Opal (A/O/O)</td> <td data-sheets-numberformat='{"1":2,"2":"0.00","3":1}' data-sheets-value='{"1":3,"3":1.7}' style="overflow:hidden;padding:0px 3px 0px 3px;vertical-align:bottom;text-align:center;">1.70</td> <td data-sheets-numberformat='{"1":2,"2":"0","3":1}' data-sheets-value='{"1":3,"3":61}' style="overflow:hidden;padding:0px 3px 0px 3px;vertical-align:bottom;text-align:center;">61</td> <td data-sheets-numberformat='{"1":2,"2":"0","3":1}' data-sheets-value='{"1":3,"3":48}' style="overflow:hidden;padding:0px 3px 0px 3px;vertical-align:bottom;text-align:center;">48</td> <td data-sheets-numberformat='{"1":2,"2":"0","3":1}' data-sheets-value='{"1":3,"3":22}' style="border-right:1px solid #000000;overflow:hidden;padding:0px 3px 0px 3px;vertical-align:bottom;text-align:center;">22</td> </tr> <tr style="height:20px;"> <td style="border-left:1px solid #000000;overflow:hidden;padding:0px 3px 0px 3px;vertical-align:bottom;font-weight:bold;"></td> <td data-sheets-value='{"1":2,"2":"Four-walled"}' style="overflow:hidden;padding:0px 3px 0px 3px;vertical-align:bottom;font-weight:bold;">Four-walled</td> <td data-sheets-value='{"1":2,"2":"Clear (A/H/H/H)"}' style="border-right:1px solid #000000;overflow:hidden;padding:0px 3px 0px 3px;vertical-align:bottom;font-weight:bold;">Clear (A/H/H/H)</td> <td data-sheets-numberformat='{"1":2,"2":"0.00","3":1}' data-sheets-value='{"1":3,"3":1.28}' style="overflow:hidden;padding:0px 3px 0px 3px;vertical-align:bottom;text-align:center;">1.28</td> <td data-sheets-numberformat='{"1":2,"2":"0","3":1}' data-sheets-value='{"1":3,"3":64}' style="overflow:hidden;padding:0px 3px 0px 3px;vertical-align:bottom;text-align:center;">64</td> <td data-sheets-numberformat='{"1":2,"2":"0","3":1}' data-sheets-value='{"1":3,"3":52}' style="overflow:hidden;padding:0px 3px 0px 3px;vertical-align:bottom;text-align:center;">52</td> <td data-sheets-numberformat='{"1":2,"2":"0","3":1}' data-sheets-value='{"1":3,"3":23}' style="border-right:1px solid #000000;overflow:hidden;padding:0px 3px 0px 3px;vertical-align:bottom;text-align:center;">23</td> </tr> <tr style="height:20px;"> <td style="border-bottom:1px solid #000000;border-left:1px solid #000000;overflow:hidden;padding:0px 3px 0px 3px;vertical-align:bottom;"></td> <td data-sheets-value='{"1":2,"2":"Four-walled"}' style="border-bottom:1px solid #000000;overflow:hidden;padding:0px 3px 0px 3px;vertical-align:bottom;font-weight:bold;">Four-walled</td> <td data-sheets-value='{"1":2,"2":"Opal (A/H/O/H)"}' style="border-right:1px solid #000000;border-bottom:1px solid #000000;overflow:hidden;padding:0px 3px 0px 3px;vertical-align:bottom;font-weight:bold;">Opal (A/H/O/H)</td> <td data-sheets-numberformat='{"1":2,"2":"0.00","3":1}' data-sheets-value='{"1":3,"3":1.28}' style="border-bottom:1px solid #000000;overflow:hidden;padding:0px 3px 0px 3px;vertical-align:bottom;text-align:center;">1.28</td> <td data-sheets-numberformat='{"1":2,"2":"0","3":1}' data-sheets-value='{"1":3,"3":59}' style="border-bottom:1px solid #000000;overflow:hidden;padding:0px 3px 0px 3px;vertical-align:bottom;text-align:center;">59</td> <td data-sheets-numberformat='{"1":2,"2":"0","3":1}' data-sheets-value='{"1":3,"3":46}' style="border-bottom:1px solid #000000;overflow:hidden;padding:0px 3px 0px 3px;vertical-align:bottom;text-align:center;">46</td> <td data-sheets-numberformat='{"1":2,"2":"0","3":1}' data-sheets-value='{"1":3,"3":23}' style="border-right:1px solid #000000;border-bottom:1px solid #000000;overflow:hidden;padding:0px 3px 0px 3px;vertical-align:bottom;text-align:center;">23</td> </tr> <tr style="height:20px;"> <td data-sheets-value='{"1":2,"2":"Polycarbonate"}' style="border-left:1px solid #000000;overflow:hidden;padding:0px 3px 0px 3px;vertical-align:bottom;font-weight:bold;">Polycarbonate</td> <td data-sheets-value='{"1":2,"2":"Single-walled"}' style="overflow:hidden;padding:0px 3px 0px 3px;vertical-align:bottom;font-weight:bold;">Single-walled</td> <td data-sheets-value='{"1":2,"2":"Heatstop Opal (T)"}' style="border-right:1px solid #000000;overflow:hidden;padding:0px 3px 0px 3px;vertical-align:bottom;font-weight:bold;">Heatstop Opal (T)</td> <td data-sheets-numberformat='{"1":2,"2":"0.00","3":1}' data-sheets-value='{"1":3,"3":5.17}' style="overflow:hidden;padding:0px 3px 0px 3px;vertical-align:bottom;text-align:center;">5.17</td> <td data-sheets-numberformat='{"1":2,"2":"0","3":1}' data-sheets-value='{"1":3,"3":49}' style="overflow:hidden;padding:0px 3px 0px 3px;vertical-align:bottom;text-align:center;">49</td> <td data-sheets-numberformat='{"1":2,"2":"0","3":1}' data-sheets-value='{"1":3,"3":59}' style="overflow:hidden;padding:0px 3px 0px 3px;vertical-align:bottom;text-align:center;">59</td> <td data-sheets-numberformat='{"1":2,"2":"0","3":1}' data-sheets-value='{"1":2,"2":"-"}' style="border-right:1px solid #000000;overflow:hidden;padding:0px 3px 0px 3px;vertical-align:bottom;text-align:center;">-</td> </tr> <tr style="height:20px;"> <td data-sheets-value='{"1":2,"2":"Heatstop PC"}' style="border-left:1px solid #000000;overflow:hidden;padding:0px 3px 0px 3px;vertical-align:bottom;font-weight:bold;">Heatstop PC</td> <td data-sheets-value='{"1":2,"2":"Double-walled"}' style="overflow:hidden;padding:0px 3px 0px 3px;vertical-align:bottom;font-weight:bold;">Double-walled</td> <td data-sheets-value='{"1":2,"2":"Clear (T/H)"}' style="border-right:1px solid #000000;overflow:hidden;padding:0px 3px 0px 3px;vertical-align:bottom;font-weight:bold;">Clear (T/H)</td> <td data-sheets-numberformat='{"1":2,"2":"0.00","3":1}' data-sheets-value='{"1":3,"3":2.9}' style="overflow:hidden;padding:0px 3px 0px 3px;vertical-align:bottom;text-align:center;">2.90</td> <td data-sheets-numberformat='{"1":2,"2":"0","3":1}' data-sheets-value='{"1":3,"3":44}' style="overflow:hidden;padding:0px 3px 0px 3px;vertical-align:bottom;text-align:center;">44</td> <td data-sheets-numberformat='{"1":2,"2":"0","3":1}' data-sheets-value='{"1":3,"3":51}' style="overflow:hidden;padding:0px 3px 0px 3px;vertical-align:bottom;text-align:center;">51</td> <td data-sheets-numberformat='{"1":2,"2":"0","3":1}' data-sheets-value='{"1":3,"3":20}' style="border-right:1px solid #000000;overflow:hidden;padding:0px 3px 0px 3px;vertical-align:bottom;text-align:center;">20</td> </tr> <tr style="height:20px;"> <td style="border-left:1px solid #000000;overflow:hidden;padding:0px 3px 0px 3px;vertical-align:bottom;font-weight:bold;"></td> <td data-sheets-value='{"1":2,"2":"Double-walled"}' style="overflow:hidden;padding:0px 3px 0px 3px;vertical-align:bottom;font-weight:bold;">Double-walled</td> <td data-sheets-value='{"1":2,"2":"Opal (T/O)"}' style="border-right:1px solid #000000;overflow:hidden;padding:0px 3px 0px 3px;vertical-align:bottom;font-weight:bold;">Opal (T/O)</td> <td data-sheets-numberformat='{"1":2,"2":"0.00","3":1}' data-sheets-value='{"1":3,"3":2.9}' style="overflow:hidden;padding:0px 3px 0px 3px;vertical-align:bottom;text-align:center;">2.90</td> <td data-sheets-numberformat='{"1":2,"2":"0","3":1}' data-sheets-value='{"1":3,"3":41}' style="overflow:hidden;padding:0px 3px 0px 3px;vertical-align:bottom;text-align:center;">41</td> <td data-sheets-numberformat='{"1":2,"2":"0","3":1}' data-sheets-value='{"1":3,"3":45}' style="overflow:hidden;padding:0px 3px 0px 3px;vertical-align:bottom;text-align:center;">45</td> <td data-sheets-numberformat='{"1":2,"2":"0","3":1}' data-sheets-value='{"1":3,"3":20}' style="border-right:1px solid #000000;overflow:hidden;padding:0px 3px 0px 3px;vertical-align:bottom;text-align:center;">20</td> </tr> <tr style="height:20px;"> <td style="border-left:1px solid #000000;overflow:hidden;padding:0px 3px 0px 3px;vertical-align:bottom;font-weight:bold;"></td> <td data-sheets-value='{"1":2,"2":"Triple-walled"}' style="overflow:hidden; | skylux-160-ce-met-koepel-en-pvc-opstand-30-20-met-lm-motor-1200-x-1800-mm | 8586031366477 | 46872354619725
Smoke and heat exhaust (SHEV) | SHE system | Skylux | Skylux 160° CE with skylight and PVC curb 30/20 with LM-actuator 1200 x 2100 mm |  | 25971 | 5412970259718 | 5437.75 | Yes | 30-45 | 91.99 | 1200 x 2100 mm | 2100 | 1200 |  | PVC 30/20 (30 cm high & roof opening = 20 cm larger than daylight size) | Rectangular | 5.17 W/m²K - 1.28 W/m²K | 87% - 32% | 90% - 32% | 20dB - 23dB | 160° CE (for industry) | skylight | without spoiler | E | Single actuator | Maximum four-walled skylight possible for this product | Ut-value LT-value g-value Rw-value EN 1873 : 2014 EN ISO 13468 EN 16153 EN 410 EN 410 EN ISO 140-3 Material Walls Shells (W/m²K) (%) (%) (dB) Acrylic Single-walled Clear (H) 5.17 90 87 - PMMA Single-walled Opal (O) 5.17 83 76 - Double-walled Clear (H/H) 2.90 81 75 20 Double-walled Opal (O/O) 2.90 69 58 20 Triple-walled Clear (H/H/H) 1.70 73 65 22 Triple-walled Opal (O/H/O) 1.70 62 51 22 Four-walled Clear (H/H/H/H) 1.28 64 54 23 Four-walled Opal (H/H/O/H) 1.28 59 48 23 Polycarbonate Single-walled Clear (A) 5.17 88 83 - PC Single-walled Opal (D) 5.17 58 60 - Double-walled Clear (A/H) 2.90 79 72 20 Double-walled Clear (A/A) 2.90 77 69 20 Double-walled Opal (A/O) 2.90 73 63 20 Double-walled Opal (A/D) 2.90 51 50 20 Triple-walled Clear (A/H/H) 1.70 71 63 22 Triple-walled Opal (A/O/O) 1.70 61 48 22 Four-walled Clear (A/H/H/H) 1.28 64 52 23 Four-walled Opal (A/H/O/H) 1.28 59 46 23 Polycarbonate Single-walled Heatstop Opal (T) 5.17 49 59 - Heatstop PC Double-walled Clear (T/H) 2.90 44 51 20 Double-walled Opal (T/O) 2.90 41 45 20 Triple-walled Clear (T/H/H) 1.70 40 <td data-sheets-numberformat='{"1":2,"2":"0","3":1}' data-sheets-value='{"1":3,"3":44}' style="overflow:hidden;paddin | https://skylux.eu/en/products/skylux-160-ce-met-koepel-en-pvc-opstand-30-20-met-lm-motor-1200-x-2100-mm | https://skylux.eu/cdn/shop/files/Skylux-160deg-CE-met-koepel-en-pvc-opstand-3020-met-LM-motor-1200-x-2100-mm-RWA-systeem.jpg?v=1702980531&width=1600 | https://skylux.eu/cdn/shop/files/e5a82811-1bb0-48e4-a776-cacb59c7c092_c2fb9b91-0e36-45e7-8508-ad889606bf26.jpg?v=1688551148&width=1600 | //skylux.eu/cdn/shop/files/E_MH_Mounting_instructions_Skylux_160_CE_LM.pdf?v=12406716259046007223 | //skylux.eu/cdn/shop/files/E_TD_Technical_File_Skylux_Skylux_160_CE_Electric.pdf?v=3667116872303399239 | <style type="text/css" id="isPasted"> <!--td { border: 1px solid #cccccc; } br { mso-data-placement: same-cell; } --> </style> <table border="1" cellpadding="0" cellspacing="0" dir="ltr" style="table-layout:fixed;font-size:10pt;font-family:Arial;border-collapse:collapse;border:none;"><tbody> <tr style="height:20px;"> <td style="overflow:hidden;padding:0px 3px 0px 3px;vertical-align:bottom;"></td> <td style="overflow:hidden;padding:0px 3px 0px 3px;vertical-align:bottom;"></td> <td style="overflow:hidden;padding:0px 3px 0px 3px;vertical-align:bottom;"></td> <td data-sheets-value='{"1":2,"2":"Ut-value"}' style="overflow:hidden;padding:0px 3px 0px 3px;vertical-align:bottom;font-weight:bold;text-align:center;">Ut-value</td> <td data-sheets-value='{"1":2,"2":"LT-value"}' style="overflow:hidden;padding:0px 3px 0px 3px;vertical-align:bottom;font-weight:bold;text-align:center;">LT-value</td> <td data-sheets-value='{"1":2,"2":"g-value"}' style="overflow:hidden;padding:0px 3px 0px 3px;vertical-align:bottom;font-weight:bold;text-align:center;">g-value</td> <td data-sheets-value='{"1":2,"2":"Rw-value "}' style="overflow:hidden;padding:0px 3px 0px 3px;vertical-align:bottom;font-weight:bold;text-align:center;">Rw-value </td> </tr> <tr style="height:20px;"> <td style="overflow:hidden;padding:0px 3px 0px 3px;vertical-align:bottom;"></td> <td style="overflow:hidden;padding:0px 3px 0px 3px;vertical-align:bottom;"></td> <td style="overflow:hidden;padding:0px 3px 0px 3px;vertical-align:bottom;"></td> <td data-sheets-numberformat='{"1":2,"2":"0.00","3":1}' data-sheets-value='{"1":2,"2":"EN 1873 : 2014"}' style="overflow:hidden;padding:0px 3px 0px 3px;vertical-align:bottom;text-align:center;">EN 1873 : 2014</td> <td data-sheets-numberformat='{"1":2,"2":"0","3":1}' data-sheets-value='{"1":2,"2":"EN ISO 13468 EN 16153 EN 410"}' style="overflow:hidden;padding:0px 3px 0px 3px;vertical-align:bottom;text-align:center;">EN ISO 13468 EN 16153 EN 410</td> <td data-sheets-numberformat='{"1":2,"2":"0","3":1}' data-sheets-value='{"1":2,"2":"EN 410"}' style="overflow:hidden;padding:0px 3px 0px 3px;vertical-align:bottom;text-align:center;">EN 410</td> <td data-sheets-value='{"1":2,"2":"EN ISO 140-3\t\t"}' style="overflow:hidden;padding:0px 3px 0px 3px;vertical-align:bottom;text-align:center;">EN ISO 140-3 </td> </tr> <tr style="height:20px;"> <td data-sheets-value='{"1":2,"2":"Material"}' style="border-bottom:1px solid #000000;overflow:hidden;padding:0px 3px 0px 3px;vertical-align:bottom;background-color:#000000;font-weight:bold;color:#ffffff;">Material</td> <td data-sheets-value='{"1":2,"2":"Walls"}' style="border-bottom:1px solid #000000;overflow:hidden;padding:0px 3px 0px 3px;vertical-align:bottom;background-color:#000000;font-weight:bold;color:#ffffff;">Walls</td> <td data-sheets-value='{"1":2,"2":"Shells"}' style="border-bottom:1px solid #000000;overflow:hidden;padding:0px 3px 0px 3px;vertical-align:bottom;background-color:#000000;font-weight:bold;color:#ffffff;">Shells</td> <td data-sheets-numberformat='{"1":2,"2":"0.00","3":1}' data-sheets-value='{"1":2,"2":"(W/m²K)\t"}' style="border-bottom:1px solid #000000;overflow:hidden;padding:0px 3px 0px 3px;vertical-align:bottom;background-color:#000000;font-weight:bold;color:#ffffff;text-align:center;">(W/m²K) </td> <td data-sheets-numberformat='{"1":2,"2":"0","3":1}' data-sheets-value='{"1":2,"2":"(%)"}' style="border-bottom:1px solid #000000;overflow:hidden;padding:0px 3px 0px 3px;vertical-align:bottom;background-color:#000000;font-weight:bold;color:#ffffff;text-align:center;">(%)</td> <td data-sheets-numberformat='{"1":2,"2":"0","3":1}' data-sheets-value='{"1":2,"2":"(%)"}' style="border-bottom:1px solid #000000;overflow:hidden;padding:0px 3px 0px 3px;vertical-align:bottom;background-color:#000000;font-weight:bold;color:#ffffff;text-align:center;">(%)</td> <td data-sheets-value='{"1":2,"2":"(dB)"}' style="border-bottom:1px solid #000000;overflow:hidden;padding:0px 3px 0px 3px;vertical-align:bottom;background-color:#000000;font-weight:bold;color:#ffffff;text-align:center;">(dB)</td> </tr> <tr style="height:20px;"> <td data-sheets-value='{"1":2,"2":"Acrylic"}' style="border-left:1px solid #000000;overflow:hidden;padding:0px 3px 0px 3px;vertical-align:bottom;font-weight:bold;">Acrylic</td> <td data-sheets-value='{"1":2,"2":"Single-walled"}' style="overflow:hidden;padding:0px 3px 0px 3px;vertical-align:bottom;font-weight:bold;">Single-walled</td> <td data-sheets-value='{"1":2,"2":"Clear (H)"}' style="border-right:1px solid #000000;overflow:hidden;padding:0px 3px 0px 3px;vertical-align:bottom;font-weight:bold;">Clear (H)</td> <td data-sheets-numberformat='{"1":2,"2":"0.00","3":1}' data-sheets-value='{"1":3,"3":5.17}' style="overflow:hidden;padding:0px 3px 0px 3px;vertical-align:bottom;text-align:center;">5.17</td> <td data-sheets-numberformat='{"1":2,"2":"0","3":1}' data-sheets-value='{"1":3,"3":90}' style="overflow:hidden;padding:0px 3px 0px 3px;vertical-align:bottom;text-align:center;">90</td> <td data-sheets-numberformat='{"1":2,"2":"0","3":1}' data-sheets-value='{"1":3,"3":87}' style="overflow:hidden;padding:0px 3px 0px 3px;vertical-align:bottom;text-align:center;">87</td> <td data-sheets-numberformat='{"1":2,"2":"0","3":1}' data-sheets-value='{"1":2,"2":"-"}' style="border-right:1px solid #000000;overflow:hidden;padding:0px 3px 0px 3px;vertical-align:bottom;text-align:center;">-</td> </tr> <tr style="height:20px;"> <td data-sheets-value='{"1":2,"2":"PMMA"}' style="border-left:1px solid #000000;overflow:hidden;padding:0px 3px 0px 3px;vertical-align:bottom;font-weight:bold;">PMMA</td> <td data-sheets-value='{"1":2,"2":"Single-walled"}' style="overflow:hidden;padding:0px 3px 0px 3px;vertical-align:bottom;font-weight:bold;">Single-walled</td> <td data-sheets-value='{"1":2,"2":"Opal (O)"}' style="border-right:1px solid #000000;overflow:hidden;padding:0px 3px 0px 3px;vertical-align:bottom;font-weight:bold;">Opal (O)</td> <td data-sheets-numberformat='{"1":2,"2":"0.00","3":1}' data-sheets-value='{"1":3,"3":5.17}' style="overflow:hidden;padding:0px 3px 0px 3px;vertical-align:bottom;text-align:center;">5.17</td> <td data-sheets-numberformat='{"1":2,"2":"0","3":1}' data-sheets-value='{"1":3,"3":83}' style="overflow:hidden;padding:0px 3px 0px 3px;vertical-align:bottom;text-align:center;">83</td> <td data-sheets-numberformat='{"1":2,"2":"0","3":1}' data-sheets-value='{"1":3,"3":76}' style="overflow:hidden;padding:0px 3px 0px 3px;vertical-align:bottom;text-align:center;">76</td> <td data-sheets-numberformat='{"1":2,"2":"0","3":1}' data-sheets-value='{"1":2,"2":"-"}' style="border-right:1px solid #000000;overflow:hidden;padding:0px 3px 0px 3px;vertical-align:bottom;text-align:center;">-</td> </tr> <tr style="height:20px;"> <td style="border-left:1px solid #000000;overflow:hidden;padding:0px 3px 0px 3px;vertical-align:bottom;font-weight:bold;"></td> <td data-sheets-value='{"1":2,"2":"Double-walled"}' style="overflow:hidden;padding:0px 3px 0px 3px;vertical-align:bottom;font-weight:bold;">Double-walled</td> <td data-sheets-value='{"1":2,"2":"Clear (H/H)"}' style="border-right:1px solid #000000;overflow:hidden;padding:0px 3px 0px 3px;vertical-align:bottom;font-weight:bold;">Clear (H/H)</td> <td data-sheets-numberformat='{"1":2,"2":"0.00","3":1}' data-sheets-value='{"1":3,"3":2.9}' style="overflow:hidden;padding:0px 3px 0px 3px;vertical-align:bottom;text-align:center;">2.90</td> <td data-sheets-numberformat='{"1":2,"2":"0","3":1}' data-sheets-value='{"1":3,"3":81}' style="overflow:hidden;padding:0px 3px 0px 3px;vertical-align:bottom;text-align:center;">81</td> <td data-sheets-numberformat='{"1":2,"2":"0","3":1}' data-sheets-value='{"1":3,"3":75}' style="overflow:hidden;padding:0px 3px 0px 3px;vertical-align:bottom;text-align:center;">75</td> <td data-sheets-numberformat='{"1":2,"2":"0","3":1}' data-sheets-value='{"1":3,"3":20}' style="border-right:1px solid #000000;overflow:hidden;padding:0px 3px 0px 3px;vertical-align:bottom;text-align:center;">20</td> </tr> <tr style="height:20px;"> <td style="border-left:1px solid #000000;overflow:hidden;padding:0px 3px 0px 3px;vertical-align:bottom;font-weight:bold;"></td> <td data-sheets-value='{"1":2,"2":"Double-walled"}' style="overflow:hidden;padding:0px 3px 0px 3px;vertical-align:bottom;font-weight:bold;">Double-walled</td> <td data-sheets-value='{"1":2,"2":"Opal (O/O)"}' style="border-right:1px solid #000000;overflow:hidden;padding:0px 3px 0px 3px;vertical-align:bottom;font-weight:bold;">Opal (O/O)</td> <td data-sheets-numberformat='{"1":2,"2":"0.00","3":1}' data-sheets-value='{"1":3,"3":2.9}' style="overflow:hidden;padding:0px 3px 0px 3px;vertical-align:bottom;text-align:center;">2.90</td> <td data-sheets-numberformat='{"1":2,"2":"0","3":1}' data-sheets-value='{"1":3,"3":69}' style="overflow:hidden;padding:0px 3px 0px 3px;vertical-align:bottom;text-align:center;">69</td> <td data-sheets-numberformat='{"1":2,"2":"0","3":1}' data-sheets-value='{"1":3,"3":58}' style="overflow:hidden;padding:0px 3px 0px 3px;vertical-align:bottom;text-align:center;">58</td> <td data-sheets-numberformat='{"1":2,"2":"0","3":1}' data-sheets-value='{"1":3,"3":20}' style="border-right:1px solid #000000;overflow:hidden;padding:0px 3px 0px 3px;vertical-align:bottom;text-align:center;">20</td> </tr> <tr style="height:20px;"> <td style="border-left:1px solid #000000;overflow:hidden;padding:0px 3px 0px 3px;vertical-align:bottom;font-weight:bold;"></td> <td data-sheets-value='{"1":2,"2":"Triple-walled"}' style="overflow:hidden;padding:0px 3px 0px 3px;vertical-align:bottom;font-weight:bold;">Triple-walled</td> <td data-sheets-value='{"1":2,"2":"Clear (H/H/H)"}' style="border-right:1px solid #000000;overflow:hidden;padding:0px 3px 0px 3px;vertical-align:bottom;font-weight:bold;">Clear (H/H/H)</td> <td data-sheets-numberformat='{"1":2,"2":"0.00","3":1}' data-sheets-value='{"1":3,"3":1.7}' style="overflow:hidden;padding:0px 3px 0px 3px;vertical-align:bottom;text-align:center;">1.70</td> <td data-sheets-numberformat='{"1":2,"2":"0","3":1}' data-sheets-value='{"1":3,"3":73}' style="overflow:hidden;padding:0px 3px 0px 3px;vertical-align:bottom;text-align:center;">73</td> <td data-sheets-numberformat='{"1":2,"2":"0","3":1}' data-sheets-value='{"1":3,"3":65}' style="overflow:hidden;padding:0px 3px 0px 3px;vertical-align:bottom;text-align:center;">65</td> <td data-sheets-numberformat='{"1":2,"2":"0","3":1}' data-sheets-value='{"1":3,"3":22}' style="border-right:1px solid #000000;overflow:hidden;padding:0px 3px 0px 3px;vertical-align:bottom;text-align:center;">22</td> </tr> <tr style="height:20px;"> <td style="border-left:1px solid #000000;overflow:hidden;padding:0px 3px 0px 3px;vertical-align:bottom;font-weight:bold;"></td> <td data-sheets-value='{"1":2,"2":"Triple-walled"}' style="overflow:hidden;padding:0px 3px 0px 3px;vertical-align:bottom;font-weight:bold;">Triple-walled</td> <td data-sheets-value='{"1":2,"2":"Opal (O/H/O)"}' style="border-right:1px solid #000000;overflow:hidden;padding:0px 3px 0px 3px;vertical-align:bottom;font-weight:bold;">Opal (O/H/O)</td> <td data-sheets-numberformat='{"1":2,"2":"0.00","3":1}' data-sheets-value='{"1":3,"3":1.7}' style="overflow:hidden;padding:0px 3px 0px 3px;vertical-align:bottom;text-align:center;">1.70</td> <td data-sheets-numberformat='{"1":2,"2":"0","3":1}' data-sheets-value='{"1":3,"3":62}' style="overflow:hidden;padding:0px 3px 0px 3px;vertical-align:bottom;text-align:center;">62</td> <td data-sheets-numberformat='{"1":2,"2":"0","3":1}' data-sheets-value='{"1":3,"3":51}' style="overflow:hidden;padding:0px 3px 0px 3px;vertical-align:bottom;text-align:center;">51</td> <td data-sheets-numberformat='{"1":2,"2":"0","3":1}' data-sheets-value='{"1":3,"3":22}' style="border-right:1px solid #000000;overflow:hidden;padding:0px 3px 0px 3px;vertical-align:bottom;text-align:center;">22</td> </tr> <tr style="height:20px;"> <td style="border-left:1px solid #000000;overflow:hidden;padding:0px 3px 0px 3px;vertical-align:bottom;font-weight:bold;"></td> <td data-sheets-value='{"1":2,"2":"Four-walled"}' style="overflow:hidden;padding:0px 3px 0px 3px;vertical-align:bottom;font-weight:bold;">Four-walled</td> <td data-sheets-value='{"1":2,"2":"Clear (H/H/H/H)"}' style="border-right:1px solid #000000;overflow:hidden;padding:0px 3px 0px 3px;vertical-align:bottom;font-weight:bold;">Clear (H/H/H/H)</td> <td data-sheets-numberformat='{"1":2,"2":"0.00","3":1}' data-sheets-value='{"1":3,"3":1.28}' style="overflow:hidden;padding:0px 3px 0px 3px;vertical-align:bottom;text-align:center;">1.28</td> <td data-sheets-numberformat='{"1":2,"2":"0","3":1}' data-sheets-value='{"1":3,"3":64}' style="overflow:hidden;padding:0px 3px 0px 3px;vertical-align:bottom;text-align:center;">64</td> <td data-sheets-numberformat='{"1":2,"2":"0","3":1}' data-sheets-value='{"1":3,"3":54}' style="overflow:hidden;padding:0px 3px 0px 3px;vertical-align:bottom;text-align:center;">54</td> <td data-sheets-numberformat='{"1":2,"2":"0","3":1}' data-sheets-value='{"1":3,"3":23}' style="border-right:1px solid #000000;overflow:hidden;padding:0px 3px 0px 3px;vertical-align:bottom;text-align:center;">23</td> </tr> <tr style="height:20px;"> <td style="border-bottom:1px solid #000000;border-left:1px solid #000000;overflow:hidden;padding:0px 3px 0px 3px;vertical-align:bottom;"></td> <td data-sheets-value='{"1":2,"2":"Four-walled"}' style="border-bottom:1px solid #000000;overflow:hidden;padding:0px 3px 0px 3px;vertical-align:bottom;font-weight:bold;">Four-walled</td> <td data-sheets-value='{"1":2,"2":"Opal (H/H/O/H)"}' style="border-right:1px solid #000000;border-bottom:1px solid #000000;overflow:hidden;padding:0px 3px 0px 3px;vertical-align:bottom;font-weight:bold;">Opal (H/H/O/H)</td> <td data-sheets-numberformat='{"1":2,"2":"0.00","3":1}' data-sheets-value='{"1":3,"3":1.28}' style="border-bottom:1px solid #000000;overflow:hidden;padding:0px 3px 0px 3px;vertical-align:bottom;text-align:center;">1.28</td> <td data-sheets-numberformat='{"1":2,"2":"0","3":1}' data-sheets-value='{"1":3,"3":59}' style="border-bottom:1px solid #000000;overflow:hidden;padding:0px 3px 0px 3px;vertical-align:bottom;text-align:center;">59</td> <td data-sheets-numberformat='{"1":2,"2":"0","3":1}' data-sheets-value='{"1":3,"3":48}' style="border-bottom:1px solid #000000;overflow:hidden;padding:0px 3px 0px 3px;vertical-align:bottom;text-align:center;">48</td> <td data-sheets-numberformat='{"1":2,"2":"0","3":1}' data-sheets-value='{"1":3,"3":23}' style="border-right:1px solid #000000;border-bottom:1px solid #000000;overflow:hidden;padding:0px 3px 0px 3px;vertical-align:bottom;text-align:center;">23</td> </tr> <tr style="height:20px;"> <td data-sheets-value='{"1":2,"2":"Polycarbonate "}' style="border-left:1px solid #000000;overflow:hidden;padding:0px 3px 0px 3px;vertical-align:bottom;font-weight:bold;">Polycarbonate </td> <td data-sheets-value='{"1":2,"2":"Single-walled"}' style="overflow:hidden;padding:0px 3px 0px 3px;vertical-align:bottom;font-weight:bold;">Single-walled</td> <td data-sheets-value='{"1":2,"2":"Clear (A)"}' style="border-right:1px solid #000000;overflow:hidden;padding:0px 3px 0px 3px;vertical-align:bottom;font-weight:bold;">Clear (A)</td> <td data-sheets-numberformat='{"1":2,"2":"0.00","3":1}' data-sheets-value='{"1":3,"3":5.17}' style="overflow:hidden;padding:0px 3px 0px 3px;vertical-align:bottom;text-align:center;">5.17</td> <td data-sheets-numberformat='{"1":2,"2":"0","3":1}' data-sheets-value='{"1":3,"3":88}' style="overflow:hidden;padding:0px 3px 0px 3px;vertical-align:bottom;text-align:center;">88</td> <td data-sheets-numberformat='{"1":2,"2":"0","3":1}' data-sheets-value='{"1":3,"3":83}' style="overflow:hidden;padding:0px 3px 0px 3px;vertical-align:bottom;text-align:center;">83</td> <td data-sheets-numberformat='{"1":2,"2":"0","3":1}' data-sheets-value='{"1":2,"2":"-"}' style="border-right:1px solid #000000;overflow:hidden;padding:0px 3px 0px 3px;vertical-align:bottom;text-align:center;">-</td> </tr> <tr style="height:20px;"> <td data-sheets-value='{"1":2,"2":"PC"}' style="border-left:1px solid #000000;overflow:hidden;padding:0px 3px 0px 3px;vertical-align:bottom;font-weight:bold;">PC</td> <td data-sheets-value='{"1":2,"2":"Single-walled"}' style="overflow:hidden;padding:0px 3px 0px 3px;vertical-align:bottom;font-weight:bold;">Single-walled</td> <td data-sheets-value='{"1":2,"2":"Opal (D)"}' style="border-right:1px solid #000000;overflow:hidden;padding:0px 3px 0px 3px;vertical-align:bottom;font-weight:bold;">Opal (D)</td> <td data-sheets-numberformat='{"1":2,"2":"0.00","3":1}' data-sheets-value='{"1":3,"3":5.17}' style="overflow:hidden;padding:0px 3px 0px 3px;vertical-align:bottom;text-align:center;">5.17</td> <td data-sheets-numberformat='{"1":2,"2":"0","3":1}' data-sheets-value='{"1":3,"3":58}' style="overflow:hidden;padding:0px 3px 0px 3px;vertical-align:bottom;text-align:center;">58</td> <td data-sheets-numberformat='{"1":2,"2":"0","3":1}' data-sheets-value='{"1":3,"3":60}' style="overflow:hidden;padding:0px 3px 0px 3px;vertical-align:bottom;text-align:center;">60</td> <td data-sheets-numberformat='{"1":2,"2":"0","3":1}' data-sheets-value='{"1":2,"2":"-"}' style="border-right:1px solid #000000;overflow:hidden;padding:0px 3px 0px 3px;vertical-align:bottom;text-align:center;">-</td> </tr> <tr style="height:20px;"> <td style="border-left:1px solid #000000;overflow:hidden;padding:0px 3px 0px 3px;vertical-align:bottom;font-weight:bold;"></td> <td data-sheets-value='{"1":2,"2":"Double-walled"}' style="overflow:hidden;padding:0px 3px 0px 3px;vertical-align:bottom;font-weight:bold;">Double-walled</td> <td data-sheets-value='{"1":2,"2":"Clear (A/H)"}' style="border-right:1px solid #000000;overflow:hidden;padding:0px 3px 0px 3px;vertical-align:bottom;font-weight:bold;">Clear (A/H)</td> <td data-sheets-numberformat='{"1":2,"2":"0.00","3":1}' data-sheets-value='{"1":3,"3":2.9}' style="overflow:hidden;padding:0px 3px 0px 3px;vertical-align:bottom;text-align:center;">2.90</td> <td data-sheets-numberformat='{"1":2,"2":"0","3":1}' data-sheets-value='{"1":3,"3":79}' style="overflow:hidden;padding:0px 3px 0px 3px;vertical-align:bottom;text-align:center;">79</td> <td data-sheets-numberformat='{"1":2,"2":"0","3":1}' data-sheets-value='{"1":3,"3":72}' style="overflow:hidden;padding:0px 3px 0px 3px;vertical-align:bottom;text-align:center;">72</td> <td data-sheets-numberformat='{"1":2,"2":"0","3":1}' data-sheets-value='{"1":3,"3":20}' style="border-right:1px solid #000000;overflow:hidden;padding:0px 3px 0px 3px;vertical-align:bottom;text-align:center;">20</td> </tr> <tr style="height:20px;"> <td style="border-left:1px solid #000000;overflow:hidden;padding:0px 3px 0px 3px;vertical-align:bottom;font-weight:bold;"></td> <td data-sheets-value='{"1":2,"2":"Double-walled"}' style="overflow:hidden;padding:0px 3px 0px 3px;vertical-align:bottom;font-weight:bold;">Double-walled</td> <td data-sheets-value='{"1":2,"2":"Clear (A/A)"}' style="border-right:1px solid #000000;overflow:hidden;padding:0px 3px 0px 3px;vertical-align:bottom;font-weight:bold;">Clear (A/A)</td> <td data-sheets-numberformat='{"1":2,"2":"0.00","3":1}' data-sheets-value='{"1":3,"3":2.9}' style="overflow:hidden;padding:0px 3px 0px 3px;vertical-align:bottom;text-align:center;">2.90</td> <td data-sheets-numberformat='{"1":2,"2":"0","3":1}' data-sheets-value='{"1":3,"3":77}' style="overflow:hidden;padding:0px 3px 0px 3px;vertical-align:bottom;text-align:center;">77</td> <td data-sheets-numberformat='{"1":2,"2":"0","3":1}' data-sheets-value='{"1":3,"3":69}' style="overflow:hidden;padding:0px 3px 0px 3px;vertical-align:bottom;text-align:center;">69</td> <td data-sheets-numberformat='{"1":2,"2":"0","3":1}' data-sheets-value='{"1":3,"3":20}' style="border-right:1px solid #000000;overflow:hidden;padding:0px 3px 0px 3px;vertical-align:bottom;text-align:center;">20</td> </tr> <tr style="height:20px;"> <td style="border-left:1px solid #000000;overflow:hidden;padding:0px 3px 0px 3px;vertical-align:bottom;font-weight:bold;"></td> <td data-sheets-value='{"1":2,"2":"Double-walled"}' style="overflow:hidden;padding:0px 3px 0px 3px;vertical-align:bottom;font-weight:bold;">Double-walled</td> <td data-sheets-value='{"1":2,"2":"Opal (A/O)"}' style="border-right:1px solid #000000;overflow:hidden;padding:0px 3px 0px 3px;vertical-align:bottom;font-weight:bold;">Opal (A/O)</td> <td data-sheets-numberformat='{"1":2,"2":"0.00","3":1}' data-sheets-value='{"1":3,"3":2.9}' style="overflow:hidden;padding:0px 3px 0px 3px;vertical-align:bottom;text-align:center;">2.90</td> <td data-sheets-numberformat='{"1":2,"2":"0","3":1}' data-sheets-value='{"1":3,"3":73}' style="overflow:hidden;padding:0px 3px 0px 3px;vertical-align:bottom;text-align:center;">73</td> <td data-sheets-numberformat='{"1":2,"2":"0","3":1}' data-sheets-value='{"1":3,"3":63}' style="overflow:hidden;padding:0px 3px 0px 3px;vertical-align:bottom;text-align:center;">63</td> <td data-sheets-numberformat='{"1":2,"2":"0","3":1}' data-sheets-value='{"1":3,"3":20}' style="border-right:1px solid #000000;overflow:hidden;padding:0px 3px 0px 3px;vertical-align:bottom;text-align:center;">20</td> </tr> <tr style="height:20px;"> <td style="border-left:1px solid #000000;overflow:hidden;padding:0px 3px 0px 3px;vertical-align:bottom;font-weight:bold;"></td> <td data-sheets-value='{"1":2,"2":"Double-walled"}' style="overflow:hidden;padding:0px 3px 0px 3px;vertical-align:bottom;font-weight:bold;">Double-walled</td> <td data-sheets-value='{"1":2,"2":"Opal (A/D)"}' style="border-right:1px solid #000000;overflow:hidden;padding:0px 3px 0px 3px;vertical-align:bottom;font-weight:bold;">Opal (A/D)</td> <td data-sheets-numberformat='{"1":2,"2":"0.00","3":1}' data-sheets-value='{"1":3,"3":2.9}' style="overflow:hidden;padding:0px 3px 0px 3px;vertical-align:bottom;text-align:center;">2.90</td> <td data-sheets-numberformat='{"1":2,"2":"0","3":1}' data-sheets-value='{"1":3,"3":51}' style="overflow:hidden;padding:0px 3px 0px 3px;vertical-align:bottom;text-align:center;">51</td> <td data-sheets-numberformat='{"1":2,"2":"0","3":1}' data-sheets-value='{"1":3,"3":50}' style="overflow:hidden;padding:0px 3px 0px 3px;vertical-align:bottom;text-align:center;">50</td> <td data-sheets-numberformat='{"1":2,"2":"0","3":1}' data-sheets-value='{"1":3,"3":20}' style="border-right:1px solid #000000;overflow:hidden;padding:0px 3px 0px 3px;vertical-align:bottom;text-align:center;">20</td> </tr> <tr style="height:20px;"> <td style="border-left:1px solid #000000;overflow:hidden;padding:0px 3px 0px 3px;vertical-align:bottom;font-weight:bold;"></td> <td data-sheets-value='{"1":2,"2":"Triple-walled"}' style="overflow:hidden;padding:0px 3px 0px 3px;vertical-align:bottom;font-weight:bold;">Triple-walled</td> <td data-sheets-value='{"1":2,"2":"Clear (A/H/H)"}' style="border-right:1px solid #000000;overflow:hidden;padding:0px 3px 0px 3px;vertical-align:bottom;font-weight:bold;">Clear (A/H/H)</td> <td data-sheets-numberformat='{"1":2,"2":"0.00","3":1}' data-sheets-value='{"1":3,"3":1.7}' style="overflow:hidden;padding:0px 3px 0px 3px;vertical-align:bottom;text-align:center;">1.70</td> <td data-sheets-numberformat='{"1":2,"2":"0","3":1}' data-sheets-value='{"1":3,"3":71}' style="overflow:hidden;padding:0px 3px 0px 3px;vertical-align:bottom;text-align:center;">71</td> <td data-sheets-numberformat='{"1":2,"2":"0","3":1}' data-sheets-value='{"1":3,"3":63}' style="overflow:hidden;padding:0px 3px 0px 3px;vertical-align:bottom;text-align:center;">63</td> <td data-sheets-numberformat='{"1":2,"2":"0","3":1}' data-sheets-value='{"1":3,"3":22}' style="border-right:1px solid #000000;overflow:hidden;padding:0px 3px 0px 3px;vertical-align:bottom;text-align:center;">22</td> </tr> <tr style="height:20px;"> <td style="border-left:1px solid #000000;overflow:hidden;padding:0px 3px 0px 3px;vertical-align:bottom;font-weight:bold;"></td> <td data-sheets-value='{"1":2,"2":"Triple-walled"}' style="overflow:hidden;padding:0px 3px 0px 3px;vertical-align:bottom;font-weight:bold;">Triple-walled</td> <td data-sheets-value='{"1":2,"2":"Opal (A/O/O)"}' style="border-right:1px solid #000000;overflow:hidden;padding:0px 3px 0px 3px;vertical-align:bottom;font-weight:bold;">Opal (A/O/O)</td> <td data-sheets-numberformat='{"1":2,"2":"0.00","3":1}' data-sheets-value='{"1":3,"3":1.7}' style="overflow:hidden;padding:0px 3px 0px 3px;vertical-align:bottom;text-align:center;">1.70</td> <td data-sheets-numberformat='{"1":2,"2":"0","3":1}' data-sheets-value='{"1":3,"3":61}' style="overflow:hidden;padding:0px 3px 0px 3px;vertical-align:bottom;text-align:center;">61</td> <td data-sheets-numberformat='{"1":2,"2":"0","3":1}' data-sheets-value='{"1":3,"3":48}' style="overflow:hidden;padding:0px 3px 0px 3px;vertical-align:bottom;text-align:center;">48</td> <td data-sheets-numberformat='{"1":2,"2":"0","3":1}' data-sheets-value='{"1":3,"3":22}' style="border-right:1px solid #000000;overflow:hidden;padding:0px 3px 0px 3px;vertical-align:bottom;text-align:center;">22</td> </tr> <tr style="height:20px;"> <td style="border-left:1px solid #000000;overflow:hidden;padding:0px 3px 0px 3px;vertical-align:bottom;font-weight:bold;"></td> <td data-sheets-value='{"1":2,"2":"Four-walled"}' style="overflow:hidden;padding:0px 3px 0px 3px;vertical-align:bottom;font-weight:bold;">Four-walled</td> <td data-sheets-value='{"1":2,"2":"Clear (A/H/H/H)"}' style="border-right:1px solid #000000;overflow:hidden;padding:0px 3px 0px 3px;vertical-align:bottom;font-weight:bold;">Clear (A/H/H/H)</td> <td data-sheets-numberformat='{"1":2,"2":"0.00","3":1}' data-sheets-value='{"1":3,"3":1.28}' style="overflow:hidden;padding:0px 3px 0px 3px;vertical-align:bottom;text-align:center;">1.28</td> <td data-sheets-numberformat='{"1":2,"2":"0","3":1}' data-sheets-value='{"1":3,"3":64}' style="overflow:hidden;padding:0px 3px 0px 3px;vertical-align:bottom;text-align:center;">64</td> <td data-sheets-numberformat='{"1":2,"2":"0","3":1}' data-sheets-value='{"1":3,"3":52}' style="overflow:hidden;padding:0px 3px 0px 3px;vertical-align:bottom;text-align:center;">52</td> <td data-sheets-numberformat='{"1":2,"2":"0","3":1}' data-sheets-value='{"1":3,"3":23}' style="border-right:1px solid #000000;overflow:hidden;padding:0px 3px 0px 3px;vertical-align:bottom;text-align:center;">23</td> </tr> <tr style="height:20px;"> <td style="border-bottom:1px solid #000000;border-left:1px solid #000000;overflow:hidden;padding:0px 3px 0px 3px;vertical-align:bottom;"></td> <td data-sheets-value='{"1":2,"2":"Four-walled"}' style="border-bottom:1px solid #000000;overflow:hidden;padding:0px 3px 0px 3px;vertical-align:bottom;font-weight:bold;">Four-walled</td> <td data-sheets-value='{"1":2,"2":"Opal (A/H/O/H)"}' style="border-right:1px solid #000000;border-bottom:1px solid #000000;overflow:hidden;padding:0px 3px 0px 3px;vertical-align:bottom;font-weight:bold;">Opal (A/H/O/H)</td> <td data-sheets-numberformat='{"1":2,"2":"0.00","3":1}' data-sheets-value='{"1":3,"3":1.28}' style="border-bottom:1px solid #000000;overflow:hidden;padding:0px 3px 0px 3px;vertical-align:bottom;text-align:center;">1.28</td> <td data-sheets-numberformat='{"1":2,"2":"0","3":1}' data-sheets-value='{"1":3,"3":59}' style="border-bottom:1px solid #000000;overflow:hidden;padding:0px 3px 0px 3px;vertical-align:bottom;text-align:center;">59</td> <td data-sheets-numberformat='{"1":2,"2":"0","3":1}' data-sheets-value='{"1":3,"3":46}' style="border-bottom:1px solid #000000;overflow:hidden;padding:0px 3px 0px 3px;vertical-align:bottom;text-align:center;">46</td> <td data-sheets-numberformat='{"1":2,"2":"0","3":1}' data-sheets-value='{"1":3,"3":23}' style="border-right:1px solid #000000;border-bottom:1px solid #000000;overflow:hidden;padding:0px 3px 0px 3px;vertical-align:bottom;text-align:center;">23</td> </tr> <tr style="height:20px;"> <td data-sheets-value='{"1":2,"2":"Polycarbonate"}' style="border-left:1px solid #000000;overflow:hidden;padding:0px 3px 0px 3px;vertical-align:bottom;font-weight:bold;">Polycarbonate</td> <td data-sheets-value='{"1":2,"2":"Single-walled"}' style="overflow:hidden;padding:0px 3px 0px 3px;vertical-align:bottom;font-weight:bold;">Single-walled</td> <td data-sheets-value='{"1":2,"2":"Heatstop Opal (T)"}' style="border-right:1px solid #000000;overflow:hidden;padding:0px 3px 0px 3px;vertical-align:bottom;font-weight:bold;">Heatstop Opal (T)</td> <td data-sheets-numberformat='{"1":2,"2":"0.00","3":1}' data-sheets-value='{"1":3,"3":5.17}' style="overflow:hidden;padding:0px 3px 0px 3px;vertical-align:bottom;text-align:center;">5.17</td> <td data-sheets-numberformat='{"1":2,"2":"0","3":1}' data-sheets-value='{"1":3,"3":49}' style="overflow:hidden;padding:0px 3px 0px 3px;vertical-align:bottom;text-align:center;">49</td> <td data-sheets-numberformat='{"1":2,"2":"0","3":1}' data-sheets-value='{"1":3,"3":59}' style="overflow:hidden;padding:0px 3px 0px 3px;vertical-align:bottom;text-align:center;">59</td> <td data-sheets-numberformat='{"1":2,"2":"0","3":1}' data-sheets-value='{"1":2,"2":"-"}' style="border-right:1px solid #000000;overflow:hidden;padding:0px 3px 0px 3px;vertical-align:bottom;text-align:center;">-</td> </tr> <tr style="height:20px;"> <td data-sheets-value='{"1":2,"2":"Heatstop PC"}' style="border-left:1px solid #000000;overflow:hidden;padding:0px 3px 0px 3px;vertical-align:bottom;font-weight:bold;">Heatstop PC</td> <td data-sheets-value='{"1":2,"2":"Double-walled"}' style="overflow:hidden;padding:0px 3px 0px 3px;vertical-align:bottom;font-weight:bold;">Double-walled</td> <td data-sheets-value='{"1":2,"2":"Clear (T/H)"}' style="border-right:1px solid #000000;overflow:hidden;padding:0px 3px 0px 3px;vertical-align:bottom;font-weight:bold;">Clear (T/H)</td> <td data-sheets-numberformat='{"1":2,"2":"0.00","3":1}' data-sheets-value='{"1":3,"3":2.9}' style="overflow:hidden;padding:0px 3px 0px 3px;vertical-align:bottom;text-align:center;">2.90</td> <td data-sheets-numberformat='{"1":2,"2":"0","3":1}' data-sheets-value='{"1":3,"3":44}' style="overflow:hidden;padding:0px 3px 0px 3px;vertical-align:bottom;text-align:center;">44</td> <td data-sheets-numberformat='{"1":2,"2":"0","3":1}' data-sheets-value='{"1":3,"3":51}' style="overflow:hidden;padding:0px 3px 0px 3px;vertical-align:bottom;text-align:center;">51</td> <td data-sheets-numberformat='{"1":2,"2":"0","3":1}' data-sheets-value='{"1":3,"3":20}' style="border-right:1px solid #000000;overflow:hidden;padding:0px 3px 0px 3px;vertical-align:bottom;text-align:center;">20</td> </tr> <tr style="height:20px;"> <td style="border-left:1px solid #000000;overflow:hidden;padding:0px 3px 0px 3px;vertical-align:bottom;font-weight:bold;"></td> <td data-sheets-value='{"1":2,"2":"Double-walled"}' style="overflow:hidden;padding:0px 3px 0px 3px;vertical-align:bottom;font-weight:bold;">Double-walled</td> <td data-sheets-value='{"1":2,"2":"Opal (T/O)"}' style="border-right:1px solid #000000;overflow:hidden;padding:0px 3px 0px 3px;vertical-align:bottom;font-weight:bold;">Opal (T/O)</td> <td data-sheets-numberformat='{"1":2,"2":"0.00","3":1}' data-sheets-value='{"1":3,"3":2.9}' style="overflow:hidden;padding:0px 3px 0px 3px;vertical-align:bottom;text-align:center;">2.90</td> <td data-sheets-numberformat='{"1":2,"2":"0","3":1}' data-sheets-value='{"1":3,"3":41}' style="overflow:hidden;padding:0px 3px 0px 3px;vertical-align:bottom;text-align:center;">41</td> <td data-sheets-numberformat='{"1":2,"2":"0","3":1}' data-sheets-value='{"1":3,"3":45}' style="overflow:hidden;padding:0px 3px 0px 3px;vertical-align:bottom;text-align:center;">45</td> <td data-sheets-numberformat='{"1":2,"2":"0","3":1}' data-sheets-value='{"1":3,"3":20}' style="border-right:1px solid #000000;overflow:hidden;padding:0px 3px 0px 3px;vertical-align:bottom;text-align:center;">20</td> </tr> <tr style="height:20px;"> <td style="border-left:1px solid #000000;overflow:hidden;padding:0px 3px 0px 3px;vertical-align:bottom;font-weight:bold;"></td> <td data-sheets-value='{"1":2,"2":"Triple-walled"}' style="overflow:hidden; | skylux-160-ce-met-koepel-en-pvc-opstand-30-20-met-lm-motor-1200-x-2100-mm | 8586031432013 | 46872354783565
Smoke and heat exhaust (SHEV) | SHE system | Skylux | Skylux 160° CE with skylight and PVC curb 30/20 with LM-actuator 1300 x 1300 mm |  | 25955 | 5412970259558 | 4216.85 | Yes | 30-45 | 76.39 | 1300 x 1300 mm | 1300 | 1300 |  | PVC 30/20 (30 cm high & roof opening = 20 cm larger than daylight size) | Square | 5.17 W/m²K - 1.28 W/m²K | 87% - 32% | 90% - 32% | 20dB - 23dB | 160° CE (for industry) | skylight | without spoiler | E | Single actuator | Maximum four-walled skylight possible for this product | Ut-value LT-value g-value Rw-value EN 1873 : 2014 EN ISO 13468 EN 16153 EN 410 EN 410 EN ISO 140-3 Material Walls Shells (W/m²K) (%) (%) (dB) Acrylic Single-walled Clear (H) 5.17 90 87 - PMMA Single-walled Opal (O) 5.17 83 76 - Double-walled Clear (H/H) 2.90 81 75 20 Double-walled Opal (O/O) 2.90 69 58 20 Triple-walled Clear (H/H/H) 1.70 73 65 22 Triple-walled Opal (O/H/O) 1.70 62 51 22 Four-walled Clear (H/H/H/H) 1.28 64 54 23 Four-walled Opal (H/H/O/H) 1.28 59 48 23 Polycarbonate Single-walled Clear (A) 5.17 88 83 - PC Single-walled Opal (D) 5.17 58 60 - Double-walled Clear (A/H) 2.90 79 72 20 Double-walled Clear (A/A) 2.90 77 69 20 Double-walled Opal (A/O) 2.90 73 63 20 Double-walled Opal (A/D) 2.90 51 50 20 Triple-walled Clear (A/H/H) 1.70 71 63 22 Triple-walled Opal (A/O/O) 1.70 61 48 22 Four-walled Clear (A/H/H/H) 1.28 64 52 23 Four-walled Opal (A/H/O/H) 1.28 59 46 23 Polycarbonate Single-walled Heatstop Opal (T) 5.17 49 59 - Heatstop PC Double-walled Clear (T/H) 2.90 44 51 20 Double-walled Opal (T/O) 2.90 41 45 20 Triple-walled Clear (T/H/H) 1.70 40 <td data-sheets-numberformat='{"1":2,"2":"0","3":1}' data-sheets-value='{"1":3,"3":44}' style="overflow:hidden;paddin | https://skylux.eu/en/products/skylux-160-ce-met-koepel-en-pvc-opstand-30-20-met-lm-motor-1300-x-1300-mm | https://skylux.eu/cdn/shop/files/Skylux-160deg-CE-met-koepel-en-pvc-opstand-3020-met-LM-motor-1300-x-1300-mm-RWA-systeem.jpg?v=1702980542&width=1600 | https://skylux.eu/cdn/shop/files/e5a82811-1bb0-48e4-a776-cacb59c7c092_6b431265-45ab-49da-8fe5-dfd05a5a326a.jpg?v=1688551152&width=1600 | //skylux.eu/cdn/shop/files/E_MH_Mounting_instructions_Skylux_160_CE_LM.pdf?v=12406716259046007223 | //skylux.eu/cdn/shop/files/E_TD_Technical_File_Skylux_Skylux_160_CE_Electric.pdf?v=3667116872303399239 | <style type="text/css" id="isPasted"> <!--td { border: 1px solid #cccccc; } br { mso-data-placement: same-cell; } --> </style> <table border="1" cellpadding="0" cellspacing="0" dir="ltr" style="table-layout:fixed;font-size:10pt;font-family:Arial;border-collapse:collapse;border:none;"><tbody> <tr style="height:20px;"> <td style="overflow:hidden;padding:0px 3px 0px 3px;vertical-align:bottom;"></td> <td style="overflow:hidden;padding:0px 3px 0px 3px;vertical-align:bottom;"></td> <td style="overflow:hidden;padding:0px 3px 0px 3px;vertical-align:bottom;"></td> <td data-sheets-value='{"1":2,"2":"Ut-value"}' style="overflow:hidden;padding:0px 3px 0px 3px;vertical-align:bottom;font-weight:bold;text-align:center;">Ut-value</td> <td data-sheets-value='{"1":2,"2":"LT-value"}' style="overflow:hidden;padding:0px 3px 0px 3px;vertical-align:bottom;font-weight:bold;text-align:center;">LT-value</td> <td data-sheets-value='{"1":2,"2":"g-value"}' style="overflow:hidden;padding:0px 3px 0px 3px;vertical-align:bottom;font-weight:bold;text-align:center;">g-value</td> <td data-sheets-value='{"1":2,"2":"Rw-value "}' style="overflow:hidden;padding:0px 3px 0px 3px;vertical-align:bottom;font-weight:bold;text-align:center;">Rw-value </td> </tr> <tr style="height:20px;"> <td style="overflow:hidden;padding:0px 3px 0px 3px;vertical-align:bottom;"></td> <td style="overflow:hidden;padding:0px 3px 0px 3px;vertical-align:bottom;"></td> <td style="overflow:hidden;padding:0px 3px 0px 3px;vertical-align:bottom;"></td> <td data-sheets-numberformat='{"1":2,"2":"0.00","3":1}' data-sheets-value='{"1":2,"2":"EN 1873 : 2014"}' style="overflow:hidden;padding:0px 3px 0px 3px;vertical-align:bottom;text-align:center;">EN 1873 : 2014</td> <td data-sheets-numberformat='{"1":2,"2":"0","3":1}' data-sheets-value='{"1":2,"2":"EN ISO 13468 EN 16153 EN 410"}' style="overflow:hidden;padding:0px 3px 0px 3px;vertical-align:bottom;text-align:center;">EN ISO 13468 EN 16153 EN 410</td> <td data-sheets-numberformat='{"1":2,"2":"0","3":1}' data-sheets-value='{"1":2,"2":"EN 410"}' style="overflow:hidden;padding:0px 3px 0px 3px;vertical-align:bottom;text-align:center;">EN 410</td> <td data-sheets-value='{"1":2,"2":"EN ISO 140-3\t\t"}' style="overflow:hidden;padding:0px 3px 0px 3px;vertical-align:bottom;text-align:center;">EN ISO 140-3 </td> </tr> <tr style="height:20px;"> <td data-sheets-value='{"1":2,"2":"Material"}' style="border-bottom:1px solid #000000;overflow:hidden;padding:0px 3px 0px 3px;vertical-align:bottom;background-color:#000000;font-weight:bold;color:#ffffff;">Material</td> <td data-sheets-value='{"1":2,"2":"Walls"}' style="border-bottom:1px solid #000000;overflow:hidden;padding:0px 3px 0px 3px;vertical-align:bottom;background-color:#000000;font-weight:bold;color:#ffffff;">Walls</td> <td data-sheets-value='{"1":2,"2":"Shells"}' style="border-bottom:1px solid #000000;overflow:hidden;padding:0px 3px 0px 3px;vertical-align:bottom;background-color:#000000;font-weight:bold;color:#ffffff;">Shells</td> <td data-sheets-numberformat='{"1":2,"2":"0.00","3":1}' data-sheets-value='{"1":2,"2":"(W/m²K)\t"}' style="border-bottom:1px solid #000000;overflow:hidden;padding:0px 3px 0px 3px;vertical-align:bottom;background-color:#000000;font-weight:bold;color:#ffffff;text-align:center;">(W/m²K) </td> <td data-sheets-numberformat='{"1":2,"2":"0","3":1}' data-sheets-value='{"1":2,"2":"(%)"}' style="border-bottom:1px solid #000000;overflow:hidden;padding:0px 3px 0px 3px;vertical-align:bottom;background-color:#000000;font-weight:bold;color:#ffffff;text-align:center;">(%)</td> <td data-sheets-numberformat='{"1":2,"2":"0","3":1}' data-sheets-value='{"1":2,"2":"(%)"}' style="border-bottom:1px solid #000000;overflow:hidden;padding:0px 3px 0px 3px;vertical-align:bottom;background-color:#000000;font-weight:bold;color:#ffffff;text-align:center;">(%)</td> <td data-sheets-value='{"1":2,"2":"(dB)"}' style="border-bottom:1px solid #000000;overflow:hidden;padding:0px 3px 0px 3px;vertical-align:bottom;background-color:#000000;font-weight:bold;color:#ffffff;text-align:center;">(dB)</td> </tr> <tr style="height:20px;"> <td data-sheets-value='{"1":2,"2":"Acrylic"}' style="border-left:1px solid #000000;overflow:hidden;padding:0px 3px 0px 3px;vertical-align:bottom;font-weight:bold;">Acrylic</td> <td data-sheets-value='{"1":2,"2":"Single-walled"}' style="overflow:hidden;padding:0px 3px 0px 3px;vertical-align:bottom;font-weight:bold;">Single-walled</td> <td data-sheets-value='{"1":2,"2":"Clear (H)"}' style="border-right:1px solid #000000;overflow:hidden;padding:0px 3px 0px 3px;vertical-align:bottom;font-weight:bold;">Clear (H)</td> <td data-sheets-numberformat='{"1":2,"2":"0.00","3":1}' data-sheets-value='{"1":3,"3":5.17}' style="overflow:hidden;padding:0px 3px 0px 3px;vertical-align:bottom;text-align:center;">5.17</td> <td data-sheets-numberformat='{"1":2,"2":"0","3":1}' data-sheets-value='{"1":3,"3":90}' style="overflow:hidden;padding:0px 3px 0px 3px;vertical-align:bottom;text-align:center;">90</td> <td data-sheets-numberformat='{"1":2,"2":"0","3":1}' data-sheets-value='{"1":3,"3":87}' style="overflow:hidden;padding:0px 3px 0px 3px;vertical-align:bottom;text-align:center;">87</td> <td data-sheets-numberformat='{"1":2,"2":"0","3":1}' data-sheets-value='{"1":2,"2":"-"}' style="border-right:1px solid #000000;overflow:hidden;padding:0px 3px 0px 3px;vertical-align:bottom;text-align:center;">-</td> </tr> <tr style="height:20px;"> <td data-sheets-value='{"1":2,"2":"PMMA"}' style="border-left:1px solid #000000;overflow:hidden;padding:0px 3px 0px 3px;vertical-align:bottom;font-weight:bold;">PMMA</td> <td data-sheets-value='{"1":2,"2":"Single-walled"}' style="overflow:hidden;padding:0px 3px 0px 3px;vertical-align:bottom;font-weight:bold;">Single-walled</td> <td data-sheets-value='{"1":2,"2":"Opal (O)"}' style="border-right:1px solid #000000;overflow:hidden;padding:0px 3px 0px 3px;vertical-align:bottom;font-weight:bold;">Opal (O)</td> <td data-sheets-numberformat='{"1":2,"2":"0.00","3":1}' data-sheets-value='{"1":3,"3":5.17}' style="overflow:hidden;padding:0px 3px 0px 3px;vertical-align:bottom;text-align:center;">5.17</td> <td data-sheets-numberformat='{"1":2,"2":"0","3":1}' data-sheets-value='{"1":3,"3":83}' style="overflow:hidden;padding:0px 3px 0px 3px;vertical-align:bottom;text-align:center;">83</td> <td data-sheets-numberformat='{"1":2,"2":"0","3":1}' data-sheets-value='{"1":3,"3":76}' style="overflow:hidden;padding:0px 3px 0px 3px;vertical-align:bottom;text-align:center;">76</td> <td data-sheets-numberformat='{"1":2,"2":"0","3":1}' data-sheets-value='{"1":2,"2":"-"}' style="border-right:1px solid #000000;overflow:hidden;padding:0px 3px 0px 3px;vertical-align:bottom;text-align:center;">-</td> </tr> <tr style="height:20px;"> <td style="border-left:1px solid #000000;overflow:hidden;padding:0px 3px 0px 3px;vertical-align:bottom;font-weight:bold;"></td> <td data-sheets-value='{"1":2,"2":"Double-walled"}' style="overflow:hidden;padding:0px 3px 0px 3px;vertical-align:bottom;font-weight:bold;">Double-walled</td> <td data-sheets-value='{"1":2,"2":"Clear (H/H)"}' style="border-right:1px solid #000000;overflow:hidden;padding:0px 3px 0px 3px;vertical-align:bottom;font-weight:bold;">Clear (H/H)</td> <td data-sheets-numberformat='{"1":2,"2":"0.00","3":1}' data-sheets-value='{"1":3,"3":2.9}' style="overflow:hidden;padding:0px 3px 0px 3px;vertical-align:bottom;text-align:center;">2.90</td> <td data-sheets-numberformat='{"1":2,"2":"0","3":1}' data-sheets-value='{"1":3,"3":81}' style="overflow:hidden;padding:0px 3px 0px 3px;vertical-align:bottom;text-align:center;">81</td> <td data-sheets-numberformat='{"1":2,"2":"0","3":1}' data-sheets-value='{"1":3,"3":75}' style="overflow:hidden;padding:0px 3px 0px 3px;vertical-align:bottom;text-align:center;">75</td> <td data-sheets-numberformat='{"1":2,"2":"0","3":1}' data-sheets-value='{"1":3,"3":20}' style="border-right:1px solid #000000;overflow:hidden;padding:0px 3px 0px 3px;vertical-align:bottom;text-align:center;">20</td> </tr> <tr style="height:20px;"> <td style="border-left:1px solid #000000;overflow:hidden;padding:0px 3px 0px 3px;vertical-align:bottom;font-weight:bold;"></td> <td data-sheets-value='{"1":2,"2":"Double-walled"}' style="overflow:hidden;padding:0px 3px 0px 3px;vertical-align:bottom;font-weight:bold;">Double-walled</td> <td data-sheets-value='{"1":2,"2":"Opal (O/O)"}' style="border-right:1px solid #000000;overflow:hidden;padding:0px 3px 0px 3px;vertical-align:bottom;font-weight:bold;">Opal (O/O)</td> <td data-sheets-numberformat='{"1":2,"2":"0.00","3":1}' data-sheets-value='{"1":3,"3":2.9}' style="overflow:hidden;padding:0px 3px 0px 3px;vertical-align:bottom;text-align:center;">2.90</td> <td data-sheets-numberformat='{"1":2,"2":"0","3":1}' data-sheets-value='{"1":3,"3":69}' style="overflow:hidden;padding:0px 3px 0px 3px;vertical-align:bottom;text-align:center;">69</td> <td data-sheets-numberformat='{"1":2,"2":"0","3":1}' data-sheets-value='{"1":3,"3":58}' style="overflow:hidden;padding:0px 3px 0px 3px;vertical-align:bottom;text-align:center;">58</td> <td data-sheets-numberformat='{"1":2,"2":"0","3":1}' data-sheets-value='{"1":3,"3":20}' style="border-right:1px solid #000000;overflow:hidden;padding:0px 3px 0px 3px;vertical-align:bottom;text-align:center;">20</td> </tr> <tr style="height:20px;"> <td style="border-left:1px solid #000000;overflow:hidden;padding:0px 3px 0px 3px;vertical-align:bottom;font-weight:bold;"></td> <td data-sheets-value='{"1":2,"2":"Triple-walled"}' style="overflow:hidden;padding:0px 3px 0px 3px;vertical-align:bottom;font-weight:bold;">Triple-walled</td> <td data-sheets-value='{"1":2,"2":"Clear (H/H/H)"}' style="border-right:1px solid #000000;overflow:hidden;padding:0px 3px 0px 3px;vertical-align:bottom;font-weight:bold;">Clear (H/H/H)</td> <td data-sheets-numberformat='{"1":2,"2":"0.00","3":1}' data-sheets-value='{"1":3,"3":1.7}' style="overflow:hidden;padding:0px 3px 0px 3px;vertical-align:bottom;text-align:center;">1.70</td> <td data-sheets-numberformat='{"1":2,"2":"0","3":1}' data-sheets-value='{"1":3,"3":73}' style="overflow:hidden;padding:0px 3px 0px 3px;vertical-align:bottom;text-align:center;">73</td> <td data-sheets-numberformat='{"1":2,"2":"0","3":1}' data-sheets-value='{"1":3,"3":65}' style="overflow:hidden;padding:0px 3px 0px 3px;vertical-align:bottom;text-align:center;">65</td> <td data-sheets-numberformat='{"1":2,"2":"0","3":1}' data-sheets-value='{"1":3,"3":22}' style="border-right:1px solid #000000;overflow:hidden;padding:0px 3px 0px 3px;vertical-align:bottom;text-align:center;">22</td> </tr> <tr style="height:20px;"> <td style="border-left:1px solid #000000;overflow:hidden;padding:0px 3px 0px 3px;vertical-align:bottom;font-weight:bold;"></td> <td data-sheets-value='{"1":2,"2":"Triple-walled"}' style="overflow:hidden;padding:0px 3px 0px 3px;vertical-align:bottom;font-weight:bold;">Triple-walled</td> <td data-sheets-value='{"1":2,"2":"Opal (O/H/O)"}' style="border-right:1px solid #000000;overflow:hidden;padding:0px 3px 0px 3px;vertical-align:bottom;font-weight:bold;">Opal (O/H/O)</td> <td data-sheets-numberformat='{"1":2,"2":"0.00","3":1}' data-sheets-value='{"1":3,"3":1.7}' style="overflow:hidden;padding:0px 3px 0px 3px;vertical-align:bottom;text-align:center;">1.70</td> <td data-sheets-numberformat='{"1":2,"2":"0","3":1}' data-sheets-value='{"1":3,"3":62}' style="overflow:hidden;padding:0px 3px 0px 3px;vertical-align:bottom;text-align:center;">62</td> <td data-sheets-numberformat='{"1":2,"2":"0","3":1}' data-sheets-value='{"1":3,"3":51}' style="overflow:hidden;padding:0px 3px 0px 3px;vertical-align:bottom;text-align:center;">51</td> <td data-sheets-numberformat='{"1":2,"2":"0","3":1}' data-sheets-value='{"1":3,"3":22}' style="border-right:1px solid #000000;overflow:hidden;padding:0px 3px 0px 3px;vertical-align:bottom;text-align:center;">22</td> </tr> <tr style="height:20px;"> <td style="border-left:1px solid #000000;overflow:hidden;padding:0px 3px 0px 3px;vertical-align:bottom;font-weight:bold;"></td> <td data-sheets-value='{"1":2,"2":"Four-walled"}' style="overflow:hidden;padding:0px 3px 0px 3px;vertical-align:bottom;font-weight:bold;">Four-walled</td> <td data-sheets-value='{"1":2,"2":"Clear (H/H/H/H)"}' style="border-right:1px solid #000000;overflow:hidden;padding:0px 3px 0px 3px;vertical-align:bottom;font-weight:bold;">Clear (H/H/H/H)</td> <td data-sheets-numberformat='{"1":2,"2":"0.00","3":1}' data-sheets-value='{"1":3,"3":1.28}' style="overflow:hidden;padding:0px 3px 0px 3px;vertical-align:bottom;text-align:center;">1.28</td> <td data-sheets-numberformat='{"1":2,"2":"0","3":1}' data-sheets-value='{"1":3,"3":64}' style="overflow:hidden;padding:0px 3px 0px 3px;vertical-align:bottom;text-align:center;">64</td> <td data-sheets-numberformat='{"1":2,"2":"0","3":1}' data-sheets-value='{"1":3,"3":54}' style="overflow:hidden;padding:0px 3px 0px 3px;vertical-align:bottom;text-align:center;">54</td> <td data-sheets-numberformat='{"1":2,"2":"0","3":1}' data-sheets-value='{"1":3,"3":23}' style="border-right:1px solid #000000;overflow:hidden;padding:0px 3px 0px 3px;vertical-align:bottom;text-align:center;">23</td> </tr> <tr style="height:20px;"> <td style="border-bottom:1px solid #000000;border-left:1px solid #000000;overflow:hidden;padding:0px 3px 0px 3px;vertical-align:bottom;"></td> <td data-sheets-value='{"1":2,"2":"Four-walled"}' style="border-bottom:1px solid #000000;overflow:hidden;padding:0px 3px 0px 3px;vertical-align:bottom;font-weight:bold;">Four-walled</td> <td data-sheets-value='{"1":2,"2":"Opal (H/H/O/H)"}' style="border-right:1px solid #000000;border-bottom:1px solid #000000;overflow:hidden;padding:0px 3px 0px 3px;vertical-align:bottom;font-weight:bold;">Opal (H/H/O/H)</td> <td data-sheets-numberformat='{"1":2,"2":"0.00","3":1}' data-sheets-value='{"1":3,"3":1.28}' style="border-bottom:1px solid #000000;overflow:hidden;padding:0px 3px 0px 3px;vertical-align:bottom;text-align:center;">1.28</td> <td data-sheets-numberformat='{"1":2,"2":"0","3":1}' data-sheets-value='{"1":3,"3":59}' style="border-bottom:1px solid #000000;overflow:hidden;padding:0px 3px 0px 3px;vertical-align:bottom;text-align:center;">59</td> <td data-sheets-numberformat='{"1":2,"2":"0","3":1}' data-sheets-value='{"1":3,"3":48}' style="border-bottom:1px solid #000000;overflow:hidden;padding:0px 3px 0px 3px;vertical-align:bottom;text-align:center;">48</td> <td data-sheets-numberformat='{"1":2,"2":"0","3":1}' data-sheets-value='{"1":3,"3":23}' style="border-right:1px solid #000000;border-bottom:1px solid #000000;overflow:hidden;padding:0px 3px 0px 3px;vertical-align:bottom;text-align:center;">23</td> </tr> <tr style="height:20px;"> <td data-sheets-value='{"1":2,"2":"Polycarbonate "}' style="border-left:1px solid #000000;overflow:hidden;padding:0px 3px 0px 3px;vertical-align:bottom;font-weight:bold;">Polycarbonate </td> <td data-sheets-value='{"1":2,"2":"Single-walled"}' style="overflow:hidden;padding:0px 3px 0px 3px;vertical-align:bottom;font-weight:bold;">Single-walled</td> <td data-sheets-value='{"1":2,"2":"Clear (A)"}' style="border-right:1px solid #000000;overflow:hidden;padding:0px 3px 0px 3px;vertical-align:bottom;font-weight:bold;">Clear (A)</td> <td data-sheets-numberformat='{"1":2,"2":"0.00","3":1}' data-sheets-value='{"1":3,"3":5.17}' style="overflow:hidden;padding:0px 3px 0px 3px;vertical-align:bottom;text-align:center;">5.17</td> <td data-sheets-numberformat='{"1":2,"2":"0","3":1}' data-sheets-value='{"1":3,"3":88}' style="overflow:hidden;padding:0px 3px 0px 3px;vertical-align:bottom;text-align:center;">88</td> <td data-sheets-numberformat='{"1":2,"2":"0","3":1}' data-sheets-value='{"1":3,"3":83}' style="overflow:hidden;padding:0px 3px 0px 3px;vertical-align:bottom;text-align:center;">83</td> <td data-sheets-numberformat='{"1":2,"2":"0","3":1}' data-sheets-value='{"1":2,"2":"-"}' style="border-right:1px solid #000000;overflow:hidden;padding:0px 3px 0px 3px;vertical-align:bottom;text-align:center;">-</td> </tr> <tr style="height:20px;"> <td data-sheets-value='{"1":2,"2":"PC"}' style="border-left:1px solid #000000;overflow:hidden;padding:0px 3px 0px 3px;vertical-align:bottom;font-weight:bold;">PC</td> <td data-sheets-value='{"1":2,"2":"Single-walled"}' style="overflow:hidden;padding:0px 3px 0px 3px;vertical-align:bottom;font-weight:bold;">Single-walled</td> <td data-sheets-value='{"1":2,"2":"Opal (D)"}' style="border-right:1px solid #000000;overflow:hidden;padding:0px 3px 0px 3px;vertical-align:bottom;font-weight:bold;">Opal (D)</td> <td data-sheets-numberformat='{"1":2,"2":"0.00","3":1}' data-sheets-value='{"1":3,"3":5.17}' style="overflow:hidden;padding:0px 3px 0px 3px;vertical-align:bottom;text-align:center;">5.17</td> <td data-sheets-numberformat='{"1":2,"2":"0","3":1}' data-sheets-value='{"1":3,"3":58}' style="overflow:hidden;padding:0px 3px 0px 3px;vertical-align:bottom;text-align:center;">58</td> <td data-sheets-numberformat='{"1":2,"2":"0","3":1}' data-sheets-value='{"1":3,"3":60}' style="overflow:hidden;padding:0px 3px 0px 3px;vertical-align:bottom;text-align:center;">60</td> <td data-sheets-numberformat='{"1":2,"2":"0","3":1}' data-sheets-value='{"1":2,"2":"-"}' style="border-right:1px solid #000000;overflow:hidden;padding:0px 3px 0px 3px;vertical-align:bottom;text-align:center;">-</td> </tr> <tr style="height:20px;"> <td style="border-left:1px solid #000000;overflow:hidden;padding:0px 3px 0px 3px;vertical-align:bottom;font-weight:bold;"></td> <td data-sheets-value='{"1":2,"2":"Double-walled"}' style="overflow:hidden;padding:0px 3px 0px 3px;vertical-align:bottom;font-weight:bold;">Double-walled</td> <td data-sheets-value='{"1":2,"2":"Clear (A/H)"}' style="border-right:1px solid #000000;overflow:hidden;padding:0px 3px 0px 3px;vertical-align:bottom;font-weight:bold;">Clear (A/H)</td> <td data-sheets-numberformat='{"1":2,"2":"0.00","3":1}' data-sheets-value='{"1":3,"3":2.9}' style="overflow:hidden;padding:0px 3px 0px 3px;vertical-align:bottom;text-align:center;">2.90</td> <td data-sheets-numberformat='{"1":2,"2":"0","3":1}' data-sheets-value='{"1":3,"3":79}' style="overflow:hidden;padding:0px 3px 0px 3px;vertical-align:bottom;text-align:center;">79</td> <td data-sheets-numberformat='{"1":2,"2":"0","3":1}' data-sheets-value='{"1":3,"3":72}' style="overflow:hidden;padding:0px 3px 0px 3px;vertical-align:bottom;text-align:center;">72</td> <td data-sheets-numberformat='{"1":2,"2":"0","3":1}' data-sheets-value='{"1":3,"3":20}' style="border-right:1px solid #000000;overflow:hidden;padding:0px 3px 0px 3px;vertical-align:bottom;text-align:center;">20</td> </tr> <tr style="height:20px;"> <td style="border-left:1px solid #000000;overflow:hidden;padding:0px 3px 0px 3px;vertical-align:bottom;font-weight:bold;"></td> <td data-sheets-value='{"1":2,"2":"Double-walled"}' style="overflow:hidden;padding:0px 3px 0px 3px;vertical-align:bottom;font-weight:bold;">Double-walled</td> <td data-sheets-value='{"1":2,"2":"Clear (A/A)"}' style="border-right:1px solid #000000;overflow:hidden;padding:0px 3px 0px 3px;vertical-align:bottom;font-weight:bold;">Clear (A/A)</td> <td data-sheets-numberformat='{"1":2,"2":"0.00","3":1}' data-sheets-value='{"1":3,"3":2.9}' style="overflow:hidden;padding:0px 3px 0px 3px;vertical-align:bottom;text-align:center;">2.90</td> <td data-sheets-numberformat='{"1":2,"2":"0","3":1}' data-sheets-value='{"1":3,"3":77}' style="overflow:hidden;padding:0px 3px 0px 3px;vertical-align:bottom;text-align:center;">77</td> <td data-sheets-numberformat='{"1":2,"2":"0","3":1}' data-sheets-value='{"1":3,"3":69}' style="overflow:hidden;padding:0px 3px 0px 3px;vertical-align:bottom;text-align:center;">69</td> <td data-sheets-numberformat='{"1":2,"2":"0","3":1}' data-sheets-value='{"1":3,"3":20}' style="border-right:1px solid #000000;overflow:hidden;padding:0px 3px 0px 3px;vertical-align:bottom;text-align:center;">20</td> </tr> <tr style="height:20px;"> <td style="border-left:1px solid #000000;overflow:hidden;padding:0px 3px 0px 3px;vertical-align:bottom;font-weight:bold;"></td> <td data-sheets-value='{"1":2,"2":"Double-walled"}' style="overflow:hidden;padding:0px 3px 0px 3px;vertical-align:bottom;font-weight:bold;">Double-walled</td> <td data-sheets-value='{"1":2,"2":"Opal (A/O)"}' style="border-right:1px solid #000000;overflow:hidden;padding:0px 3px 0px 3px;vertical-align:bottom;font-weight:bold;">Opal (A/O)</td> <td data-sheets-numberformat='{"1":2,"2":"0.00","3":1}' data-sheets-value='{"1":3,"3":2.9}' style="overflow:hidden;padding:0px 3px 0px 3px;vertical-align:bottom;text-align:center;">2.90</td> <td data-sheets-numberformat='{"1":2,"2":"0","3":1}' data-sheets-value='{"1":3,"3":73}' style="overflow:hidden;padding:0px 3px 0px 3px;vertical-align:bottom;text-align:center;">73</td> <td data-sheets-numberformat='{"1":2,"2":"0","3":1}' data-sheets-value='{"1":3,"3":63}' style="overflow:hidden;padding:0px 3px 0px 3px;vertical-align:bottom;text-align:center;">63</td> <td data-sheets-numberformat='{"1":2,"2":"0","3":1}' data-sheets-value='{"1":3,"3":20}' style="border-right:1px solid #000000;overflow:hidden;padding:0px 3px 0px 3px;vertical-align:bottom;text-align:center;">20</td> </tr> <tr style="height:20px;"> <td style="border-left:1px solid #000000;overflow:hidden;padding:0px 3px 0px 3px;vertical-align:bottom;font-weight:bold;"></td> <td data-sheets-value='{"1":2,"2":"Double-walled"}' style="overflow:hidden;padding:0px 3px 0px 3px;vertical-align:bottom;font-weight:bold;">Double-walled</td> <td data-sheets-value='{"1":2,"2":"Opal (A/D)"}' style="border-right:1px solid #000000;overflow:hidden;padding:0px 3px 0px 3px;vertical-align:bottom;font-weight:bold;">Opal (A/D)</td> <td data-sheets-numberformat='{"1":2,"2":"0.00","3":1}' data-sheets-value='{"1":3,"3":2.9}' style="overflow:hidden;padding:0px 3px 0px 3px;vertical-align:bottom;text-align:center;">2.90</td> <td data-sheets-numberformat='{"1":2,"2":"0","3":1}' data-sheets-value='{"1":3,"3":51}' style="overflow:hidden;padding:0px 3px 0px 3px;vertical-align:bottom;text-align:center;">51</td> <td data-sheets-numberformat='{"1":2,"2":"0","3":1}' data-sheets-value='{"1":3,"3":50}' style="overflow:hidden;padding:0px 3px 0px 3px;vertical-align:bottom;text-align:center;">50</td> <td data-sheets-numberformat='{"1":2,"2":"0","3":1}' data-sheets-value='{"1":3,"3":20}' style="border-right:1px solid #000000;overflow:hidden;padding:0px 3px 0px 3px;vertical-align:bottom;text-align:center;">20</td> </tr> <tr style="height:20px;"> <td style="border-left:1px solid #000000;overflow:hidden;padding:0px 3px 0px 3px;vertical-align:bottom;font-weight:bold;"></td> <td data-sheets-value='{"1":2,"2":"Triple-walled"}' style="overflow:hidden;padding:0px 3px 0px 3px;vertical-align:bottom;font-weight:bold;">Triple-walled</td> <td data-sheets-value='{"1":2,"2":"Clear (A/H/H)"}' style="border-right:1px solid #000000;overflow:hidden;padding:0px 3px 0px 3px;vertical-align:bottom;font-weight:bold;">Clear (A/H/H)</td> <td data-sheets-numberformat='{"1":2,"2":"0.00","3":1}' data-sheets-value='{"1":3,"3":1.7}' style="overflow:hidden;padding:0px 3px 0px 3px;vertical-align:bottom;text-align:center;">1.70</td> <td data-sheets-numberformat='{"1":2,"2":"0","3":1}' data-sheets-value='{"1":3,"3":71}' style="overflow:hidden;padding:0px 3px 0px 3px;vertical-align:bottom;text-align:center;">71</td> <td data-sheets-numberformat='{"1":2,"2":"0","3":1}' data-sheets-value='{"1":3,"3":63}' style="overflow:hidden;padding:0px 3px 0px 3px;vertical-align:bottom;text-align:center;">63</td> <td data-sheets-numberformat='{"1":2,"2":"0","3":1}' data-sheets-value='{"1":3,"3":22}' style="border-right:1px solid #000000;overflow:hidden;padding:0px 3px 0px 3px;vertical-align:bottom;text-align:center;">22</td> </tr> <tr style="height:20px;"> <td style="border-left:1px solid #000000;overflow:hidden;padding:0px 3px 0px 3px;vertical-align:bottom;font-weight:bold;"></td> <td data-sheets-value='{"1":2,"2":"Triple-walled"}' style="overflow:hidden;padding:0px 3px 0px 3px;vertical-align:bottom;font-weight:bold;">Triple-walled</td> <td data-sheets-value='{"1":2,"2":"Opal (A/O/O)"}' style="border-right:1px solid #000000;overflow:hidden;padding:0px 3px 0px 3px;vertical-align:bottom;font-weight:bold;">Opal (A/O/O)</td> <td data-sheets-numberformat='{"1":2,"2":"0.00","3":1}' data-sheets-value='{"1":3,"3":1.7}' style="overflow:hidden;padding:0px 3px 0px 3px;vertical-align:bottom;text-align:center;">1.70</td> <td data-sheets-numberformat='{"1":2,"2":"0","3":1}' data-sheets-value='{"1":3,"3":61}' style="overflow:hidden;padding:0px 3px 0px 3px;vertical-align:bottom;text-align:center;">61</td> <td data-sheets-numberformat='{"1":2,"2":"0","3":1}' data-sheets-value='{"1":3,"3":48}' style="overflow:hidden;padding:0px 3px 0px 3px;vertical-align:bottom;text-align:center;">48</td> <td data-sheets-numberformat='{"1":2,"2":"0","3":1}' data-sheets-value='{"1":3,"3":22}' style="border-right:1px solid #000000;overflow:hidden;padding:0px 3px 0px 3px;vertical-align:bottom;text-align:center;">22</td> </tr> <tr style="height:20px;"> <td style="border-left:1px solid #000000;overflow:hidden;padding:0px 3px 0px 3px;vertical-align:bottom;font-weight:bold;"></td> <td data-sheets-value='{"1":2,"2":"Four-walled"}' style="overflow:hidden;padding:0px 3px 0px 3px;vertical-align:bottom;font-weight:bold;">Four-walled</td> <td data-sheets-value='{"1":2,"2":"Clear (A/H/H/H)"}' style="border-right:1px solid #000000;overflow:hidden;padding:0px 3px 0px 3px;vertical-align:bottom;font-weight:bold;">Clear (A/H/H/H)</td> <td data-sheets-numberformat='{"1":2,"2":"0.00","3":1}' data-sheets-value='{"1":3,"3":1.28}' style="overflow:hidden;padding:0px 3px 0px 3px;vertical-align:bottom;text-align:center;">1.28</td> <td data-sheets-numberformat='{"1":2,"2":"0","3":1}' data-sheets-value='{"1":3,"3":64}' style="overflow:hidden;padding:0px 3px 0px 3px;vertical-align:bottom;text-align:center;">64</td> <td data-sheets-numberformat='{"1":2,"2":"0","3":1}' data-sheets-value='{"1":3,"3":52}' style="overflow:hidden;padding:0px 3px 0px 3px;vertical-align:bottom;text-align:center;">52</td> <td data-sheets-numberformat='{"1":2,"2":"0","3":1}' data-sheets-value='{"1":3,"3":23}' style="border-right:1px solid #000000;overflow:hidden;padding:0px 3px 0px 3px;vertical-align:bottom;text-align:center;">23</td> </tr> <tr style="height:20px;"> <td style="border-bottom:1px solid #000000;border-left:1px solid #000000;overflow:hidden;padding:0px 3px 0px 3px;vertical-align:bottom;"></td> <td data-sheets-value='{"1":2,"2":"Four-walled"}' style="border-bottom:1px solid #000000;overflow:hidden;padding:0px 3px 0px 3px;vertical-align:bottom;font-weight:bold;">Four-walled</td> <td data-sheets-value='{"1":2,"2":"Opal (A/H/O/H)"}' style="border-right:1px solid #000000;border-bottom:1px solid #000000;overflow:hidden;padding:0px 3px 0px 3px;vertical-align:bottom;font-weight:bold;">Opal (A/H/O/H)</td> <td data-sheets-numberformat='{"1":2,"2":"0.00","3":1}' data-sheets-value='{"1":3,"3":1.28}' style="border-bottom:1px solid #000000;overflow:hidden;padding:0px 3px 0px 3px;vertical-align:bottom;text-align:center;">1.28</td> <td data-sheets-numberformat='{"1":2,"2":"0","3":1}' data-sheets-value='{"1":3,"3":59}' style="border-bottom:1px solid #000000;overflow:hidden;padding:0px 3px 0px 3px;vertical-align:bottom;text-align:center;">59</td> <td data-sheets-numberformat='{"1":2,"2":"0","3":1}' data-sheets-value='{"1":3,"3":46}' style="border-bottom:1px solid #000000;overflow:hidden;padding:0px 3px 0px 3px;vertical-align:bottom;text-align:center;">46</td> <td data-sheets-numberformat='{"1":2,"2":"0","3":1}' data-sheets-value='{"1":3,"3":23}' style="border-right:1px solid #000000;border-bottom:1px solid #000000;overflow:hidden;padding:0px 3px 0px 3px;vertical-align:bottom;text-align:center;">23</td> </tr> <tr style="height:20px;"> <td data-sheets-value='{"1":2,"2":"Polycarbonate"}' style="border-left:1px solid #000000;overflow:hidden;padding:0px 3px 0px 3px;vertical-align:bottom;font-weight:bold;">Polycarbonate</td> <td data-sheets-value='{"1":2,"2":"Single-walled"}' style="overflow:hidden;padding:0px 3px 0px 3px;vertical-align:bottom;font-weight:bold;">Single-walled</td> <td data-sheets-value='{"1":2,"2":"Heatstop Opal (T)"}' style="border-right:1px solid #000000;overflow:hidden;padding:0px 3px 0px 3px;vertical-align:bottom;font-weight:bold;">Heatstop Opal (T)</td> <td data-sheets-numberformat='{"1":2,"2":"0.00","3":1}' data-sheets-value='{"1":3,"3":5.17}' style="overflow:hidden;padding:0px 3px 0px 3px;vertical-align:bottom;text-align:center;">5.17</td> <td data-sheets-numberformat='{"1":2,"2":"0","3":1}' data-sheets-value='{"1":3,"3":49}' style="overflow:hidden;padding:0px 3px 0px 3px;vertical-align:bottom;text-align:center;">49</td> <td data-sheets-numberformat='{"1":2,"2":"0","3":1}' data-sheets-value='{"1":3,"3":59}' style="overflow:hidden;padding:0px 3px 0px 3px;vertical-align:bottom;text-align:center;">59</td> <td data-sheets-numberformat='{"1":2,"2":"0","3":1}' data-sheets-value='{"1":2,"2":"-"}' style="border-right:1px solid #000000;overflow:hidden;padding:0px 3px 0px 3px;vertical-align:bottom;text-align:center;">-</td> </tr> <tr style="height:20px;"> <td data-sheets-value='{"1":2,"2":"Heatstop PC"}' style="border-left:1px solid #000000;overflow:hidden;padding:0px 3px 0px 3px;vertical-align:bottom;font-weight:bold;">Heatstop PC</td> <td data-sheets-value='{"1":2,"2":"Double-walled"}' style="overflow:hidden;padding:0px 3px 0px 3px;vertical-align:bottom;font-weight:bold;">Double-walled</td> <td data-sheets-value='{"1":2,"2":"Clear (T/H)"}' style="border-right:1px solid #000000;overflow:hidden;padding:0px 3px 0px 3px;vertical-align:bottom;font-weight:bold;">Clear (T/H)</td> <td data-sheets-numberformat='{"1":2,"2":"0.00","3":1}' data-sheets-value='{"1":3,"3":2.9}' style="overflow:hidden;padding:0px 3px 0px 3px;vertical-align:bottom;text-align:center;">2.90</td> <td data-sheets-numberformat='{"1":2,"2":"0","3":1}' data-sheets-value='{"1":3,"3":44}' style="overflow:hidden;padding:0px 3px 0px 3px;vertical-align:bottom;text-align:center;">44</td> <td data-sheets-numberformat='{"1":2,"2":"0","3":1}' data-sheets-value='{"1":3,"3":51}' style="overflow:hidden;padding:0px 3px 0px 3px;vertical-align:bottom;text-align:center;">51</td> <td data-sheets-numberformat='{"1":2,"2":"0","3":1}' data-sheets-value='{"1":3,"3":20}' style="border-right:1px solid #000000;overflow:hidden;padding:0px 3px 0px 3px;vertical-align:bottom;text-align:center;">20</td> </tr> <tr style="height:20px;"> <td style="border-left:1px solid #000000;overflow:hidden;padding:0px 3px 0px 3px;vertical-align:bottom;font-weight:bold;"></td> <td data-sheets-value='{"1":2,"2":"Double-walled"}' style="overflow:hidden;padding:0px 3px 0px 3px;vertical-align:bottom;font-weight:bold;">Double-walled</td> <td data-sheets-value='{"1":2,"2":"Opal (T/O)"}' style="border-right:1px solid #000000;overflow:hidden;padding:0px 3px 0px 3px;vertical-align:bottom;font-weight:bold;">Opal (T/O)</td> <td data-sheets-numberformat='{"1":2,"2":"0.00","3":1}' data-sheets-value='{"1":3,"3":2.9}' style="overflow:hidden;padding:0px 3px 0px 3px;vertical-align:bottom;text-align:center;">2.90</td> <td data-sheets-numberformat='{"1":2,"2":"0","3":1}' data-sheets-value='{"1":3,"3":41}' style="overflow:hidden;padding:0px 3px 0px 3px;vertical-align:bottom;text-align:center;">41</td> <td data-sheets-numberformat='{"1":2,"2":"0","3":1}' data-sheets-value='{"1":3,"3":45}' style="overflow:hidden;padding:0px 3px 0px 3px;vertical-align:bottom;text-align:center;">45</td> <td data-sheets-numberformat='{"1":2,"2":"0","3":1}' data-sheets-value='{"1":3,"3":20}' style="border-right:1px solid #000000;overflow:hidden;padding:0px 3px 0px 3px;vertical-align:bottom;text-align:center;">20</td> </tr> <tr style="height:20px;"> <td style="border-left:1px solid #000000;overflow:hidden;padding:0px 3px 0px 3px;vertical-align:bottom;font-weight:bold;"></td> <td data-sheets-value='{"1":2,"2":"Triple-walled"}' style="overflow:hidden; | skylux-160-ce-met-koepel-en-pvc-opstand-30-20-met-lm-motor-1300-x-1300-mm | 8586031497549 | 46872354881869
Smoke and heat exhaust (SHEV) | SHE system | Skylux | Skylux 160° CE with skylight and PVC curb 30/20 with LM-actuator 1300 x 1600 mm |  | 25972 | 5412970259725 | 4848.5 | Yes | 30-45 | 79.74 | 1300 x 1600 mm | 1600 | 1300 |  | PVC 30/20 (30 cm high & roof opening = 20 cm larger than daylight size) | Rectangular | 5.17 W/m²K - 1.28 W/m²K | 87% - 32% | 90% - 32% | 20dB - 23dB | 160° CE (for industry) | skylight | without spoiler | E | Single actuator | Maximum four-walled skylight possible for this product | Ut-value LT-value g-value Rw-value EN 1873 : 2014 EN ISO 13468 EN 16153 EN 410 EN 410 EN ISO 140-3 Material Walls Shells (W/m²K) (%) (%) (dB) Acrylic Single-walled Clear (H) 5.17 90 87 - PMMA Single-walled Opal (O) 5.17 83 76 - Double-walled Clear (H/H) 2.90 81 75 20 Double-walled Opal (O/O) 2.90 69 58 20 Triple-walled Clear (H/H/H) 1.70 73 65 22 Triple-walled Opal (O/H/O) 1.70 62 51 22 Four-walled Clear (H/H/H/H) 1.28 64 54 23 Four-walled Opal (H/H/O/H) 1.28 59 48 23 Polycarbonate Single-walled Clear (A) 5.17 88 83 - PC Single-walled Opal (D) 5.17 58 60 - Double-walled Clear (A/H) 2.90 79 72 20 Double-walled Clear (A/A) 2.90 77 69 20 Double-walled Opal (A/O) 2.90 73 63 20 Double-walled Opal (A/D) 2.90 51 50 20 Triple-walled Clear (A/H/H) 1.70 71 63 22 Triple-walled Opal (A/O/O) 1.70 61 48 22 Four-walled Clear (A/H/H/H) 1.28 64 52 23 Four-walled Opal (A/H/O/H) 1.28 59 46 23 Polycarbonate Single-walled Heatstop Opal (T) 5.17 49 59 - Heatstop PC Double-walled Clear (T/H) 2.90 44 51 20 Double-walled Opal (T/O) 2.90 41 45 20 Triple-walled Clear (T/H/H) 1.70 40 <td data-sheets-numberformat='{"1":2,"2":"0","3":1}' data-sheets-value='{"1":3,"3":44}' style="overflow:hidden;paddin | https://skylux.eu/en/products/skylux-160-ce-met-koepel-en-pvc-opstand-30-20-met-lm-motor-1300-x-1600-mm | https://skylux.eu/cdn/shop/files/Skylux-160deg-CE-met-koepel-en-pvc-opstand-3020-met-LM-motor-1300-x-1600-mm-RWA-systeem.jpg?v=1702980547&width=1600 | https://skylux.eu/cdn/shop/files/e5a82811-1bb0-48e4-a776-cacb59c7c092_e060bf22-9c57-4883-af1b-6b7a9a1b339f.jpg?v=1688551153&width=1600 | //skylux.eu/cdn/shop/files/E_MH_Mounting_instructions_Skylux_160_CE_LM.pdf?v=12406716259046007223 | //skylux.eu/cdn/shop/files/E_TD_Technical_File_Skylux_Skylux_160_CE_Electric.pdf?v=3667116872303399239 | <style type="text/css" id="isPasted"> <!--td { border: 1px solid #cccccc; } br { mso-data-placement: same-cell; } --> </style> <table border="1" cellpadding="0" cellspacing="0" dir="ltr" style="table-layout:fixed;font-size:10pt;font-family:Arial;border-collapse:collapse;border:none;"><tbody> <tr style="height:20px;"> <td style="overflow:hidden;padding:0px 3px 0px 3px;vertical-align:bottom;"></td> <td style="overflow:hidden;padding:0px 3px 0px 3px;vertical-align:bottom;"></td> <td style="overflow:hidden;padding:0px 3px 0px 3px;vertical-align:bottom;"></td> <td data-sheets-value='{"1":2,"2":"Ut-value"}' style="overflow:hidden;padding:0px 3px 0px 3px;vertical-align:bottom;font-weight:bold;text-align:center;">Ut-value</td> <td data-sheets-value='{"1":2,"2":"LT-value"}' style="overflow:hidden;padding:0px 3px 0px 3px;vertical-align:bottom;font-weight:bold;text-align:center;">LT-value</td> <td data-sheets-value='{"1":2,"2":"g-value"}' style="overflow:hidden;padding:0px 3px 0px 3px;vertical-align:bottom;font-weight:bold;text-align:center;">g-value</td> <td data-sheets-value='{"1":2,"2":"Rw-value "}' style="overflow:hidden;padding:0px 3px 0px 3px;vertical-align:bottom;font-weight:bold;text-align:center;">Rw-value </td> </tr> <tr style="height:20px;"> <td style="overflow:hidden;padding:0px 3px 0px 3px;vertical-align:bottom;"></td> <td style="overflow:hidden;padding:0px 3px 0px 3px;vertical-align:bottom;"></td> <td style="overflow:hidden;padding:0px 3px 0px 3px;vertical-align:bottom;"></td> <td data-sheets-numberformat='{"1":2,"2":"0.00","3":1}' data-sheets-value='{"1":2,"2":"EN 1873 : 2014"}' style="overflow:hidden;padding:0px 3px 0px 3px;vertical-align:bottom;text-align:center;">EN 1873 : 2014</td> <td data-sheets-numberformat='{"1":2,"2":"0","3":1}' data-sheets-value='{"1":2,"2":"EN ISO 13468 EN 16153 EN 410"}' style="overflow:hidden;padding:0px 3px 0px 3px;vertical-align:bottom;text-align:center;">EN ISO 13468 EN 16153 EN 410</td> <td data-sheets-numberformat='{"1":2,"2":"0","3":1}' data-sheets-value='{"1":2,"2":"EN 410"}' style="overflow:hidden;padding:0px 3px 0px 3px;vertical-align:bottom;text-align:center;">EN 410</td> <td data-sheets-value='{"1":2,"2":"EN ISO 140-3\t\t"}' style="overflow:hidden;padding:0px 3px 0px 3px;vertical-align:bottom;text-align:center;">EN ISO 140-3 </td> </tr> <tr style="height:20px;"> <td data-sheets-value='{"1":2,"2":"Material"}' style="border-bottom:1px solid #000000;overflow:hidden;padding:0px 3px 0px 3px;vertical-align:bottom;background-color:#000000;font-weight:bold;color:#ffffff;">Material</td> <td data-sheets-value='{"1":2,"2":"Walls"}' style="border-bottom:1px solid #000000;overflow:hidden;padding:0px 3px 0px 3px;vertical-align:bottom;background-color:#000000;font-weight:bold;color:#ffffff;">Walls</td> <td data-sheets-value='{"1":2,"2":"Shells"}' style="border-bottom:1px solid #000000;overflow:hidden;padding:0px 3px 0px 3px;vertical-align:bottom;background-color:#000000;font-weight:bold;color:#ffffff;">Shells</td> <td data-sheets-numberformat='{"1":2,"2":"0.00","3":1}' data-sheets-value='{"1":2,"2":"(W/m²K)\t"}' style="border-bottom:1px solid #000000;overflow:hidden;padding:0px 3px 0px 3px;vertical-align:bottom;background-color:#000000;font-weight:bold;color:#ffffff;text-align:center;">(W/m²K) </td> <td data-sheets-numberformat='{"1":2,"2":"0","3":1}' data-sheets-value='{"1":2,"2":"(%)"}' style="border-bottom:1px solid #000000;overflow:hidden;padding:0px 3px 0px 3px;vertical-align:bottom;background-color:#000000;font-weight:bold;color:#ffffff;text-align:center;">(%)</td> <td data-sheets-numberformat='{"1":2,"2":"0","3":1}' data-sheets-value='{"1":2,"2":"(%)"}' style="border-bottom:1px solid #000000;overflow:hidden;padding:0px 3px 0px 3px;vertical-align:bottom;background-color:#000000;font-weight:bold;color:#ffffff;text-align:center;">(%)</td> <td data-sheets-value='{"1":2,"2":"(dB)"}' style="border-bottom:1px solid #000000;overflow:hidden;padding:0px 3px 0px 3px;vertical-align:bottom;background-color:#000000;font-weight:bold;color:#ffffff;text-align:center;">(dB)</td> </tr> <tr style="height:20px;"> <td data-sheets-value='{"1":2,"2":"Acrylic"}' style="border-left:1px solid #000000;overflow:hidden;padding:0px 3px 0px 3px;vertical-align:bottom;font-weight:bold;">Acrylic</td> <td data-sheets-value='{"1":2,"2":"Single-walled"}' style="overflow:hidden;padding:0px 3px 0px 3px;vertical-align:bottom;font-weight:bold;">Single-walled</td> <td data-sheets-value='{"1":2,"2":"Clear (H)"}' style="border-right:1px solid #000000;overflow:hidden;padding:0px 3px 0px 3px;vertical-align:bottom;font-weight:bold;">Clear (H)</td> <td data-sheets-numberformat='{"1":2,"2":"0.00","3":1}' data-sheets-value='{"1":3,"3":5.17}' style="overflow:hidden;padding:0px 3px 0px 3px;vertical-align:bottom;text-align:center;">5.17</td> <td data-sheets-numberformat='{"1":2,"2":"0","3":1}' data-sheets-value='{"1":3,"3":90}' style="overflow:hidden;padding:0px 3px 0px 3px;vertical-align:bottom;text-align:center;">90</td> <td data-sheets-numberformat='{"1":2,"2":"0","3":1}' data-sheets-value='{"1":3,"3":87}' style="overflow:hidden;padding:0px 3px 0px 3px;vertical-align:bottom;text-align:center;">87</td> <td data-sheets-numberformat='{"1":2,"2":"0","3":1}' data-sheets-value='{"1":2,"2":"-"}' style="border-right:1px solid #000000;overflow:hidden;padding:0px 3px 0px 3px;vertical-align:bottom;text-align:center;">-</td> </tr> <tr style="height:20px;"> <td data-sheets-value='{"1":2,"2":"PMMA"}' style="border-left:1px solid #000000;overflow:hidden;padding:0px 3px 0px 3px;vertical-align:bottom;font-weight:bold;">PMMA</td> <td data-sheets-value='{"1":2,"2":"Single-walled"}' style="overflow:hidden;padding:0px 3px 0px 3px;vertical-align:bottom;font-weight:bold;">Single-walled</td> <td data-sheets-value='{"1":2,"2":"Opal (O)"}' style="border-right:1px solid #000000;overflow:hidden;padding:0px 3px 0px 3px;vertical-align:bottom;font-weight:bold;">Opal (O)</td> <td data-sheets-numberformat='{"1":2,"2":"0.00","3":1}' data-sheets-value='{"1":3,"3":5.17}' style="overflow:hidden;padding:0px 3px 0px 3px;vertical-align:bottom;text-align:center;">5.17</td> <td data-sheets-numberformat='{"1":2,"2":"0","3":1}' data-sheets-value='{"1":3,"3":83}' style="overflow:hidden;padding:0px 3px 0px 3px;vertical-align:bottom;text-align:center;">83</td> <td data-sheets-numberformat='{"1":2,"2":"0","3":1}' data-sheets-value='{"1":3,"3":76}' style="overflow:hidden;padding:0px 3px 0px 3px;vertical-align:bottom;text-align:center;">76</td> <td data-sheets-numberformat='{"1":2,"2":"0","3":1}' data-sheets-value='{"1":2,"2":"-"}' style="border-right:1px solid #000000;overflow:hidden;padding:0px 3px 0px 3px;vertical-align:bottom;text-align:center;">-</td> </tr> <tr style="height:20px;"> <td style="border-left:1px solid #000000;overflow:hidden;padding:0px 3px 0px 3px;vertical-align:bottom;font-weight:bold;"></td> <td data-sheets-value='{"1":2,"2":"Double-walled"}' style="overflow:hidden;padding:0px 3px 0px 3px;vertical-align:bottom;font-weight:bold;">Double-walled</td> <td data-sheets-value='{"1":2,"2":"Clear (H/H)"}' style="border-right:1px solid #000000;overflow:hidden;padding:0px 3px 0px 3px;vertical-align:bottom;font-weight:bold;">Clear (H/H)</td> <td data-sheets-numberformat='{"1":2,"2":"0.00","3":1}' data-sheets-value='{"1":3,"3":2.9}' style="overflow:hidden;padding:0px 3px 0px 3px;vertical-align:bottom;text-align:center;">2.90</td> <td data-sheets-numberformat='{"1":2,"2":"0","3":1}' data-sheets-value='{"1":3,"3":81}' style="overflow:hidden;padding:0px 3px 0px 3px;vertical-align:bottom;text-align:center;">81</td> <td data-sheets-numberformat='{"1":2,"2":"0","3":1}' data-sheets-value='{"1":3,"3":75}' style="overflow:hidden;padding:0px 3px 0px 3px;vertical-align:bottom;text-align:center;">75</td> <td data-sheets-numberformat='{"1":2,"2":"0","3":1}' data-sheets-value='{"1":3,"3":20}' style="border-right:1px solid #000000;overflow:hidden;padding:0px 3px 0px 3px;vertical-align:bottom;text-align:center;">20</td> </tr> <tr style="height:20px;"> <td style="border-left:1px solid #000000;overflow:hidden;padding:0px 3px 0px 3px;vertical-align:bottom;font-weight:bold;"></td> <td data-sheets-value='{"1":2,"2":"Double-walled"}' style="overflow:hidden;padding:0px 3px 0px 3px;vertical-align:bottom;font-weight:bold;">Double-walled</td> <td data-sheets-value='{"1":2,"2":"Opal (O/O)"}' style="border-right:1px solid #000000;overflow:hidden;padding:0px 3px 0px 3px;vertical-align:bottom;font-weight:bold;">Opal (O/O)</td> <td data-sheets-numberformat='{"1":2,"2":"0.00","3":1}' data-sheets-value='{"1":3,"3":2.9}' style="overflow:hidden;padding:0px 3px 0px 3px;vertical-align:bottom;text-align:center;">2.90</td> <td data-sheets-numberformat='{"1":2,"2":"0","3":1}' data-sheets-value='{"1":3,"3":69}' style="overflow:hidden;padding:0px 3px 0px 3px;vertical-align:bottom;text-align:center;">69</td> <td data-sheets-numberformat='{"1":2,"2":"0","3":1}' data-sheets-value='{"1":3,"3":58}' style="overflow:hidden;padding:0px 3px 0px 3px;vertical-align:bottom;text-align:center;">58</td> <td data-sheets-numberformat='{"1":2,"2":"0","3":1}' data-sheets-value='{"1":3,"3":20}' style="border-right:1px solid #000000;overflow:hidden;padding:0px 3px 0px 3px;vertical-align:bottom;text-align:center;">20</td> </tr> <tr style="height:20px;"> <td style="border-left:1px solid #000000;overflow:hidden;padding:0px 3px 0px 3px;vertical-align:bottom;font-weight:bold;"></td> <td data-sheets-value='{"1":2,"2":"Triple-walled"}' style="overflow:hidden;padding:0px 3px 0px 3px;vertical-align:bottom;font-weight:bold;">Triple-walled</td> <td data-sheets-value='{"1":2,"2":"Clear (H/H/H)"}' style="border-right:1px solid #000000;overflow:hidden;padding:0px 3px 0px 3px;vertical-align:bottom;font-weight:bold;">Clear (H/H/H)</td> <td data-sheets-numberformat='{"1":2,"2":"0.00","3":1}' data-sheets-value='{"1":3,"3":1.7}' style="overflow:hidden;padding:0px 3px 0px 3px;vertical-align:bottom;text-align:center;">1.70</td> <td data-sheets-numberformat='{"1":2,"2":"0","3":1}' data-sheets-value='{"1":3,"3":73}' style="overflow:hidden;padding:0px 3px 0px 3px;vertical-align:bottom;text-align:center;">73</td> <td data-sheets-numberformat='{"1":2,"2":"0","3":1}' data-sheets-value='{"1":3,"3":65}' style="overflow:hidden;padding:0px 3px 0px 3px;vertical-align:bottom;text-align:center;">65</td> <td data-sheets-numberformat='{"1":2,"2":"0","3":1}' data-sheets-value='{"1":3,"3":22}' style="border-right:1px solid #000000;overflow:hidden;padding:0px 3px 0px 3px;vertical-align:bottom;text-align:center;">22</td> </tr> <tr style="height:20px;"> <td style="border-left:1px solid #000000;overflow:hidden;padding:0px 3px 0px 3px;vertical-align:bottom;font-weight:bold;"></td> <td data-sheets-value='{"1":2,"2":"Triple-walled"}' style="overflow:hidden;padding:0px 3px 0px 3px;vertical-align:bottom;font-weight:bold;">Triple-walled</td> <td data-sheets-value='{"1":2,"2":"Opal (O/H/O)"}' style="border-right:1px solid #000000;overflow:hidden;padding:0px 3px 0px 3px;vertical-align:bottom;font-weight:bold;">Opal (O/H/O)</td> <td data-sheets-numberformat='{"1":2,"2":"0.00","3":1}' data-sheets-value='{"1":3,"3":1.7}' style="overflow:hidden;padding:0px 3px 0px 3px;vertical-align:bottom;text-align:center;">1.70</td> <td data-sheets-numberformat='{"1":2,"2":"0","3":1}' data-sheets-value='{"1":3,"3":62}' style="overflow:hidden;padding:0px 3px 0px 3px;vertical-align:bottom;text-align:center;">62</td> <td data-sheets-numberformat='{"1":2,"2":"0","3":1}' data-sheets-value='{"1":3,"3":51}' style="overflow:hidden;padding:0px 3px 0px 3px;vertical-align:bottom;text-align:center;">51</td> <td data-sheets-numberformat='{"1":2,"2":"0","3":1}' data-sheets-value='{"1":3,"3":22}' style="border-right:1px solid #000000;overflow:hidden;padding:0px 3px 0px 3px;vertical-align:bottom;text-align:center;">22</td> </tr> <tr style="height:20px;"> <td style="border-left:1px solid #000000;overflow:hidden;padding:0px 3px 0px 3px;vertical-align:bottom;font-weight:bold;"></td> <td data-sheets-value='{"1":2,"2":"Four-walled"}' style="overflow:hidden;padding:0px 3px 0px 3px;vertical-align:bottom;font-weight:bold;">Four-walled</td> <td data-sheets-value='{"1":2,"2":"Clear (H/H/H/H)"}' style="border-right:1px solid #000000;overflow:hidden;padding:0px 3px 0px 3px;vertical-align:bottom;font-weight:bold;">Clear (H/H/H/H)</td> <td data-sheets-numberformat='{"1":2,"2":"0.00","3":1}' data-sheets-value='{"1":3,"3":1.28}' style="overflow:hidden;padding:0px 3px 0px 3px;vertical-align:bottom;text-align:center;">1.28</td> <td data-sheets-numberformat='{"1":2,"2":"0","3":1}' data-sheets-value='{"1":3,"3":64}' style="overflow:hidden;padding:0px 3px 0px 3px;vertical-align:bottom;text-align:center;">64</td> <td data-sheets-numberformat='{"1":2,"2":"0","3":1}' data-sheets-value='{"1":3,"3":54}' style="overflow:hidden;padding:0px 3px 0px 3px;vertical-align:bottom;text-align:center;">54</td> <td data-sheets-numberformat='{"1":2,"2":"0","3":1}' data-sheets-value='{"1":3,"3":23}' style="border-right:1px solid #000000;overflow:hidden;padding:0px 3px 0px 3px;vertical-align:bottom;text-align:center;">23</td> </tr> <tr style="height:20px;"> <td style="border-bottom:1px solid #000000;border-left:1px solid #000000;overflow:hidden;padding:0px 3px 0px 3px;vertical-align:bottom;"></td> <td data-sheets-value='{"1":2,"2":"Four-walled"}' style="border-bottom:1px solid #000000;overflow:hidden;padding:0px 3px 0px 3px;vertical-align:bottom;font-weight:bold;">Four-walled</td> <td data-sheets-value='{"1":2,"2":"Opal (H/H/O/H)"}' style="border-right:1px solid #000000;border-bottom:1px solid #000000;overflow:hidden;padding:0px 3px 0px 3px;vertical-align:bottom;font-weight:bold;">Opal (H/H/O/H)</td> <td data-sheets-numberformat='{"1":2,"2":"0.00","3":1}' data-sheets-value='{"1":3,"3":1.28}' style="border-bottom:1px solid #000000;overflow:hidden;padding:0px 3px 0px 3px;vertical-align:bottom;text-align:center;">1.28</td> <td data-sheets-numberformat='{"1":2,"2":"0","3":1}' data-sheets-value='{"1":3,"3":59}' style="border-bottom:1px solid #000000;overflow:hidden;padding:0px 3px 0px 3px;vertical-align:bottom;text-align:center;">59</td> <td data-sheets-numberformat='{"1":2,"2":"0","3":1}' data-sheets-value='{"1":3,"3":48}' style="border-bottom:1px solid #000000;overflow:hidden;padding:0px 3px 0px 3px;vertical-align:bottom;text-align:center;">48</td> <td data-sheets-numberformat='{"1":2,"2":"0","3":1}' data-sheets-value='{"1":3,"3":23}' style="border-right:1px solid #000000;border-bottom:1px solid #000000;overflow:hidden;padding:0px 3px 0px 3px;vertical-align:bottom;text-align:center;">23</td> </tr> <tr style="height:20px;"> <td data-sheets-value='{"1":2,"2":"Polycarbonate "}' style="border-left:1px solid #000000;overflow:hidden;padding:0px 3px 0px 3px;vertical-align:bottom;font-weight:bold;">Polycarbonate </td> <td data-sheets-value='{"1":2,"2":"Single-walled"}' style="overflow:hidden;padding:0px 3px 0px 3px;vertical-align:bottom;font-weight:bold;">Single-walled</td> <td data-sheets-value='{"1":2,"2":"Clear (A)"}' style="border-right:1px solid #000000;overflow:hidden;padding:0px 3px 0px 3px;vertical-align:bottom;font-weight:bold;">Clear (A)</td> <td data-sheets-numberformat='{"1":2,"2":"0.00","3":1}' data-sheets-value='{"1":3,"3":5.17}' style="overflow:hidden;padding:0px 3px 0px 3px;vertical-align:bottom;text-align:center;">5.17</td> <td data-sheets-numberformat='{"1":2,"2":"0","3":1}' data-sheets-value='{"1":3,"3":88}' style="overflow:hidden;padding:0px 3px 0px 3px;vertical-align:bottom;text-align:center;">88</td> <td data-sheets-numberformat='{"1":2,"2":"0","3":1}' data-sheets-value='{"1":3,"3":83}' style="overflow:hidden;padding:0px 3px 0px 3px;vertical-align:bottom;text-align:center;">83</td> <td data-sheets-numberformat='{"1":2,"2":"0","3":1}' data-sheets-value='{"1":2,"2":"-"}' style="border-right:1px solid #000000;overflow:hidden;padding:0px 3px 0px 3px;vertical-align:bottom;text-align:center;">-</td> </tr> <tr style="height:20px;"> <td data-sheets-value='{"1":2,"2":"PC"}' style="border-left:1px solid #000000;overflow:hidden;padding:0px 3px 0px 3px;vertical-align:bottom;font-weight:bold;">PC</td> <td data-sheets-value='{"1":2,"2":"Single-walled"}' style="overflow:hidden;padding:0px 3px 0px 3px;vertical-align:bottom;font-weight:bold;">Single-walled</td> <td data-sheets-value='{"1":2,"2":"Opal (D)"}' style="border-right:1px solid #000000;overflow:hidden;padding:0px 3px 0px 3px;vertical-align:bottom;font-weight:bold;">Opal (D)</td> <td data-sheets-numberformat='{"1":2,"2":"0.00","3":1}' data-sheets-value='{"1":3,"3":5.17}' style="overflow:hidden;padding:0px 3px 0px 3px;vertical-align:bottom;text-align:center;">5.17</td> <td data-sheets-numberformat='{"1":2,"2":"0","3":1}' data-sheets-value='{"1":3,"3":58}' style="overflow:hidden;padding:0px 3px 0px 3px;vertical-align:bottom;text-align:center;">58</td> <td data-sheets-numberformat='{"1":2,"2":"0","3":1}' data-sheets-value='{"1":3,"3":60}' style="overflow:hidden;padding:0px 3px 0px 3px;vertical-align:bottom;text-align:center;">60</td> <td data-sheets-numberformat='{"1":2,"2":"0","3":1}' data-sheets-value='{"1":2,"2":"-"}' style="border-right:1px solid #000000;overflow:hidden;padding:0px 3px 0px 3px;vertical-align:bottom;text-align:center;">-</td> </tr> <tr style="height:20px;"> <td style="border-left:1px solid #000000;overflow:hidden;padding:0px 3px 0px 3px;vertical-align:bottom;font-weight:bold;"></td> <td data-sheets-value='{"1":2,"2":"Double-walled"}' style="overflow:hidden;padding:0px 3px 0px 3px;vertical-align:bottom;font-weight:bold;">Double-walled</td> <td data-sheets-value='{"1":2,"2":"Clear (A/H)"}' style="border-right:1px solid #000000;overflow:hidden;padding:0px 3px 0px 3px;vertical-align:bottom;font-weight:bold;">Clear (A/H)</td> <td data-sheets-numberformat='{"1":2,"2":"0.00","3":1}' data-sheets-value='{"1":3,"3":2.9}' style="overflow:hidden;padding:0px 3px 0px 3px;vertical-align:bottom;text-align:center;">2.90</td> <td data-sheets-numberformat='{"1":2,"2":"0","3":1}' data-sheets-value='{"1":3,"3":79}' style="overflow:hidden;padding:0px 3px 0px 3px;vertical-align:bottom;text-align:center;">79</td> <td data-sheets-numberformat='{"1":2,"2":"0","3":1}' data-sheets-value='{"1":3,"3":72}' style="overflow:hidden;padding:0px 3px 0px 3px;vertical-align:bottom;text-align:center;">72</td> <td data-sheets-numberformat='{"1":2,"2":"0","3":1}' data-sheets-value='{"1":3,"3":20}' style="border-right:1px solid #000000;overflow:hidden;padding:0px 3px 0px 3px;vertical-align:bottom;text-align:center;">20</td> </tr> <tr style="height:20px;"> <td style="border-left:1px solid #000000;overflow:hidden;padding:0px 3px 0px 3px;vertical-align:bottom;font-weight:bold;"></td> <td data-sheets-value='{"1":2,"2":"Double-walled"}' style="overflow:hidden;padding:0px 3px 0px 3px;vertical-align:bottom;font-weight:bold;">Double-walled</td> <td data-sheets-value='{"1":2,"2":"Clear (A/A)"}' style="border-right:1px solid #000000;overflow:hidden;padding:0px 3px 0px 3px;vertical-align:bottom;font-weight:bold;">Clear (A/A)</td> <td data-sheets-numberformat='{"1":2,"2":"0.00","3":1}' data-sheets-value='{"1":3,"3":2.9}' style="overflow:hidden;padding:0px 3px 0px 3px;vertical-align:bottom;text-align:center;">2.90</td> <td data-sheets-numberformat='{"1":2,"2":"0","3":1}' data-sheets-value='{"1":3,"3":77}' style="overflow:hidden;padding:0px 3px 0px 3px;vertical-align:bottom;text-align:center;">77</td> <td data-sheets-numberformat='{"1":2,"2":"0","3":1}' data-sheets-value='{"1":3,"3":69}' style="overflow:hidden;padding:0px 3px 0px 3px;vertical-align:bottom;text-align:center;">69</td> <td data-sheets-numberformat='{"1":2,"2":"0","3":1}' data-sheets-value='{"1":3,"3":20}' style="border-right:1px solid #000000;overflow:hidden;padding:0px 3px 0px 3px;vertical-align:bottom;text-align:center;">20</td> </tr> <tr style="height:20px;"> <td style="border-left:1px solid #000000;overflow:hidden;padding:0px 3px 0px 3px;vertical-align:bottom;font-weight:bold;"></td> <td data-sheets-value='{"1":2,"2":"Double-walled"}' style="overflow:hidden;padding:0px 3px 0px 3px;vertical-align:bottom;font-weight:bold;">Double-walled</td> <td data-sheets-value='{"1":2,"2":"Opal (A/O)"}' style="border-right:1px solid #000000;overflow:hidden;padding:0px 3px 0px 3px;vertical-align:bottom;font-weight:bold;">Opal (A/O)</td> <td data-sheets-numberformat='{"1":2,"2":"0.00","3":1}' data-sheets-value='{"1":3,"3":2.9}' style="overflow:hidden;padding:0px 3px 0px 3px;vertical-align:bottom;text-align:center;">2.90</td> <td data-sheets-numberformat='{"1":2,"2":"0","3":1}' data-sheets-value='{"1":3,"3":73}' style="overflow:hidden;padding:0px 3px 0px 3px;vertical-align:bottom;text-align:center;">73</td> <td data-sheets-numberformat='{"1":2,"2":"0","3":1}' data-sheets-value='{"1":3,"3":63}' style="overflow:hidden;padding:0px 3px 0px 3px;vertical-align:bottom;text-align:center;">63</td> <td data-sheets-numberformat='{"1":2,"2":"0","3":1}' data-sheets-value='{"1":3,"3":20}' style="border-right:1px solid #000000;overflow:hidden;padding:0px 3px 0px 3px;vertical-align:bottom;text-align:center;">20</td> </tr> <tr style="height:20px;"> <td style="border-left:1px solid #000000;overflow:hidden;padding:0px 3px 0px 3px;vertical-align:bottom;font-weight:bold;"></td> <td data-sheets-value='{"1":2,"2":"Double-walled"}' style="overflow:hidden;padding:0px 3px 0px 3px;vertical-align:bottom;font-weight:bold;">Double-walled</td> <td data-sheets-value='{"1":2,"2":"Opal (A/D)"}' style="border-right:1px solid #000000;overflow:hidden;padding:0px 3px 0px 3px;vertical-align:bottom;font-weight:bold;">Opal (A/D)</td> <td data-sheets-numberformat='{"1":2,"2":"0.00","3":1}' data-sheets-value='{"1":3,"3":2.9}' style="overflow:hidden;padding:0px 3px 0px 3px;vertical-align:bottom;text-align:center;">2.90</td> <td data-sheets-numberformat='{"1":2,"2":"0","3":1}' data-sheets-value='{"1":3,"3":51}' style="overflow:hidden;padding:0px 3px 0px 3px;vertical-align:bottom;text-align:center;">51</td> <td data-sheets-numberformat='{"1":2,"2":"0","3":1}' data-sheets-value='{"1":3,"3":50}' style="overflow:hidden;padding:0px 3px 0px 3px;vertical-align:bottom;text-align:center;">50</td> <td data-sheets-numberformat='{"1":2,"2":"0","3":1}' data-sheets-value='{"1":3,"3":20}' style="border-right:1px solid #000000;overflow:hidden;padding:0px 3px 0px 3px;vertical-align:bottom;text-align:center;">20</td> </tr> <tr style="height:20px;"> <td style="border-left:1px solid #000000;overflow:hidden;padding:0px 3px 0px 3px;vertical-align:bottom;font-weight:bold;"></td> <td data-sheets-value='{"1":2,"2":"Triple-walled"}' style="overflow:hidden;padding:0px 3px 0px 3px;vertical-align:bottom;font-weight:bold;">Triple-walled</td> <td data-sheets-value='{"1":2,"2":"Clear (A/H/H)"}' style="border-right:1px solid #000000;overflow:hidden;padding:0px 3px 0px 3px;vertical-align:bottom;font-weight:bold;">Clear (A/H/H)</td> <td data-sheets-numberformat='{"1":2,"2":"0.00","3":1}' data-sheets-value='{"1":3,"3":1.7}' style="overflow:hidden;padding:0px 3px 0px 3px;vertical-align:bottom;text-align:center;">1.70</td> <td data-sheets-numberformat='{"1":2,"2":"0","3":1}' data-sheets-value='{"1":3,"3":71}' style="overflow:hidden;padding:0px 3px 0px 3px;vertical-align:bottom;text-align:center;">71</td> <td data-sheets-numberformat='{"1":2,"2":"0","3":1}' data-sheets-value='{"1":3,"3":63}' style="overflow:hidden;padding:0px 3px 0px 3px;vertical-align:bottom;text-align:center;">63</td> <td data-sheets-numberformat='{"1":2,"2":"0","3":1}' data-sheets-value='{"1":3,"3":22}' style="border-right:1px solid #000000;overflow:hidden;padding:0px 3px 0px 3px;vertical-align:bottom;text-align:center;">22</td> </tr> <tr style="height:20px;"> <td style="border-left:1px solid #000000;overflow:hidden;padding:0px 3px 0px 3px;vertical-align:bottom;font-weight:bold;"></td> <td data-sheets-value='{"1":2,"2":"Triple-walled"}' style="overflow:hidden;padding:0px 3px 0px 3px;vertical-align:bottom;font-weight:bold;">Triple-walled</td> <td data-sheets-value='{"1":2,"2":"Opal (A/O/O)"}' style="border-right:1px solid #000000;overflow:hidden;padding:0px 3px 0px 3px;vertical-align:bottom;font-weight:bold;">Opal (A/O/O)</td> <td data-sheets-numberformat='{"1":2,"2":"0.00","3":1}' data-sheets-value='{"1":3,"3":1.7}' style="overflow:hidden;padding:0px 3px 0px 3px;vertical-align:bottom;text-align:center;">1.70</td> <td data-sheets-numberformat='{"1":2,"2":"0","3":1}' data-sheets-value='{"1":3,"3":61}' style="overflow:hidden;padding:0px 3px 0px 3px;vertical-align:bottom;text-align:center;">61</td> <td data-sheets-numberformat='{"1":2,"2":"0","3":1}' data-sheets-value='{"1":3,"3":48}' style="overflow:hidden;padding:0px 3px 0px 3px;vertical-align:bottom;text-align:center;">48</td> <td data-sheets-numberformat='{"1":2,"2":"0","3":1}' data-sheets-value='{"1":3,"3":22}' style="border-right:1px solid #000000;overflow:hidden;padding:0px 3px 0px 3px;vertical-align:bottom;text-align:center;">22</td> </tr> <tr style="height:20px;"> <td style="border-left:1px solid #000000;overflow:hidden;padding:0px 3px 0px 3px;vertical-align:bottom;font-weight:bold;"></td> <td data-sheets-value='{"1":2,"2":"Four-walled"}' style="overflow:hidden;padding:0px 3px 0px 3px;vertical-align:bottom;font-weight:bold;">Four-walled</td> <td data-sheets-value='{"1":2,"2":"Clear (A/H/H/H)"}' style="border-right:1px solid #000000;overflow:hidden;padding:0px 3px 0px 3px;vertical-align:bottom;font-weight:bold;">Clear (A/H/H/H)</td> <td data-sheets-numberformat='{"1":2,"2":"0.00","3":1}' data-sheets-value='{"1":3,"3":1.28}' style="overflow:hidden;padding:0px 3px 0px 3px;vertical-align:bottom;text-align:center;">1.28</td> <td data-sheets-numberformat='{"1":2,"2":"0","3":1}' data-sheets-value='{"1":3,"3":64}' style="overflow:hidden;padding:0px 3px 0px 3px;vertical-align:bottom;text-align:center;">64</td> <td data-sheets-numberformat='{"1":2,"2":"0","3":1}' data-sheets-value='{"1":3,"3":52}' style="overflow:hidden;padding:0px 3px 0px 3px;vertical-align:bottom;text-align:center;">52</td> <td data-sheets-numberformat='{"1":2,"2":"0","3":1}' data-sheets-value='{"1":3,"3":23}' style="border-right:1px solid #000000;overflow:hidden;padding:0px 3px 0px 3px;vertical-align:bottom;text-align:center;">23</td> </tr> <tr style="height:20px;"> <td style="border-bottom:1px solid #000000;border-left:1px solid #000000;overflow:hidden;padding:0px 3px 0px 3px;vertical-align:bottom;"></td> <td data-sheets-value='{"1":2,"2":"Four-walled"}' style="border-bottom:1px solid #000000;overflow:hidden;padding:0px 3px 0px 3px;vertical-align:bottom;font-weight:bold;">Four-walled</td> <td data-sheets-value='{"1":2,"2":"Opal (A/H/O/H)"}' style="border-right:1px solid #000000;border-bottom:1px solid #000000;overflow:hidden;padding:0px 3px 0px 3px;vertical-align:bottom;font-weight:bold;">Opal (A/H/O/H)</td> <td data-sheets-numberformat='{"1":2,"2":"0.00","3":1}' data-sheets-value='{"1":3,"3":1.28}' style="border-bottom:1px solid #000000;overflow:hidden;padding:0px 3px 0px 3px;vertical-align:bottom;text-align:center;">1.28</td> <td data-sheets-numberformat='{"1":2,"2":"0","3":1}' data-sheets-value='{"1":3,"3":59}' style="border-bottom:1px solid #000000;overflow:hidden;padding:0px 3px 0px 3px;vertical-align:bottom;text-align:center;">59</td> <td data-sheets-numberformat='{"1":2,"2":"0","3":1}' data-sheets-value='{"1":3,"3":46}' style="border-bottom:1px solid #000000;overflow:hidden;padding:0px 3px 0px 3px;vertical-align:bottom;text-align:center;">46</td> <td data-sheets-numberformat='{"1":2,"2":"0","3":1}' data-sheets-value='{"1":3,"3":23}' style="border-right:1px solid #000000;border-bottom:1px solid #000000;overflow:hidden;padding:0px 3px 0px 3px;vertical-align:bottom;text-align:center;">23</td> </tr> <tr style="height:20px;"> <td data-sheets-value='{"1":2,"2":"Polycarbonate"}' style="border-left:1px solid #000000;overflow:hidden;padding:0px 3px 0px 3px;vertical-align:bottom;font-weight:bold;">Polycarbonate</td> <td data-sheets-value='{"1":2,"2":"Single-walled"}' style="overflow:hidden;padding:0px 3px 0px 3px;vertical-align:bottom;font-weight:bold;">Single-walled</td> <td data-sheets-value='{"1":2,"2":"Heatstop Opal (T)"}' style="border-right:1px solid #000000;overflow:hidden;padding:0px 3px 0px 3px;vertical-align:bottom;font-weight:bold;">Heatstop Opal (T)</td> <td data-sheets-numberformat='{"1":2,"2":"0.00","3":1}' data-sheets-value='{"1":3,"3":5.17}' style="overflow:hidden;padding:0px 3px 0px 3px;vertical-align:bottom;text-align:center;">5.17</td> <td data-sheets-numberformat='{"1":2,"2":"0","3":1}' data-sheets-value='{"1":3,"3":49}' style="overflow:hidden;padding:0px 3px 0px 3px;vertical-align:bottom;text-align:center;">49</td> <td data-sheets-numberformat='{"1":2,"2":"0","3":1}' data-sheets-value='{"1":3,"3":59}' style="overflow:hidden;padding:0px 3px 0px 3px;vertical-align:bottom;text-align:center;">59</td> <td data-sheets-numberformat='{"1":2,"2":"0","3":1}' data-sheets-value='{"1":2,"2":"-"}' style="border-right:1px solid #000000;overflow:hidden;padding:0px 3px 0px 3px;vertical-align:bottom;text-align:center;">-</td> </tr> <tr style="height:20px;"> <td data-sheets-value='{"1":2,"2":"Heatstop PC"}' style="border-left:1px solid #000000;overflow:hidden;padding:0px 3px 0px 3px;vertical-align:bottom;font-weight:bold;">Heatstop PC</td> <td data-sheets-value='{"1":2,"2":"Double-walled"}' style="overflow:hidden;padding:0px 3px 0px 3px;vertical-align:bottom;font-weight:bold;">Double-walled</td> <td data-sheets-value='{"1":2,"2":"Clear (T/H)"}' style="border-right:1px solid #000000;overflow:hidden;padding:0px 3px 0px 3px;vertical-align:bottom;font-weight:bold;">Clear (T/H)</td> <td data-sheets-numberformat='{"1":2,"2":"0.00","3":1}' data-sheets-value='{"1":3,"3":2.9}' style="overflow:hidden;padding:0px 3px 0px 3px;vertical-align:bottom;text-align:center;">2.90</td> <td data-sheets-numberformat='{"1":2,"2":"0","3":1}' data-sheets-value='{"1":3,"3":44}' style="overflow:hidden;padding:0px 3px 0px 3px;vertical-align:bottom;text-align:center;">44</td> <td data-sheets-numberformat='{"1":2,"2":"0","3":1}' data-sheets-value='{"1":3,"3":51}' style="overflow:hidden;padding:0px 3px 0px 3px;vertical-align:bottom;text-align:center;">51</td> <td data-sheets-numberformat='{"1":2,"2":"0","3":1}' data-sheets-value='{"1":3,"3":20}' style="border-right:1px solid #000000;overflow:hidden;padding:0px 3px 0px 3px;vertical-align:bottom;text-align:center;">20</td> </tr> <tr style="height:20px;"> <td style="border-left:1px solid #000000;overflow:hidden;padding:0px 3px 0px 3px;vertical-align:bottom;font-weight:bold;"></td> <td data-sheets-value='{"1":2,"2":"Double-walled"}' style="overflow:hidden;padding:0px 3px 0px 3px;vertical-align:bottom;font-weight:bold;">Double-walled</td> <td data-sheets-value='{"1":2,"2":"Opal (T/O)"}' style="border-right:1px solid #000000;overflow:hidden;padding:0px 3px 0px 3px;vertical-align:bottom;font-weight:bold;">Opal (T/O)</td> <td data-sheets-numberformat='{"1":2,"2":"0.00","3":1}' data-sheets-value='{"1":3,"3":2.9}' style="overflow:hidden;padding:0px 3px 0px 3px;vertical-align:bottom;text-align:center;">2.90</td> <td data-sheets-numberformat='{"1":2,"2":"0","3":1}' data-sheets-value='{"1":3,"3":41}' style="overflow:hidden;padding:0px 3px 0px 3px;vertical-align:bottom;text-align:center;">41</td> <td data-sheets-numberformat='{"1":2,"2":"0","3":1}' data-sheets-value='{"1":3,"3":45}' style="overflow:hidden;padding:0px 3px 0px 3px;vertical-align:bottom;text-align:center;">45</td> <td data-sheets-numberformat='{"1":2,"2":"0","3":1}' data-sheets-value='{"1":3,"3":20}' style="border-right:1px solid #000000;overflow:hidden;padding:0px 3px 0px 3px;vertical-align:bottom;text-align:center;">20</td> </tr> <tr style="height:20px;"> <td style="border-left:1px solid #000000;overflow:hidden;padding:0px 3px 0px 3px;vertical-align:bottom;font-weight:bold;"></td> <td data-sheets-value='{"1":2,"2":"Triple-walled"}' style="overflow:hidden; | skylux-160-ce-met-koepel-en-pvc-opstand-30-20-met-lm-motor-1300-x-1600-mm | 8586031563085 | 46872355078477
Smoke and heat exhaust (SHEV) | SHE system | Skylux | Skylux 160° CE with skylight and PVC curb 30/20 with LM-actuator 1300 x 1900 mm |  | 25973 | 5412970259732 | 5348.2 | Yes | 30-45 | 96.56 | 1300 x 1900 mm | 1900 | 1300 |  | PVC 30/20 (30 cm high & roof opening = 20 cm larger than daylight size) | Rectangular | 5.17 W/m²K - 1.28 W/m²K | 87% - 32% | 90% - 32% | 20dB - 23dB | 160° CE (for industry) | skylight | without spoiler | E | Single actuator | Maximum four-walled skylight possible for this product | Ut-value LT-value g-value Rw-value EN 1873 : 2014 EN ISO 13468 EN 16153 EN 410 EN 410 EN ISO 140-3 Material Walls Shells (W/m²K) (%) (%) (dB) Acrylic Single-walled Clear (H) 5.17 90 87 - PMMA Single-walled Opal (O) 5.17 83 76 - Double-walled Clear (H/H) 2.90 81 75 20 Double-walled Opal (O/O) 2.90 69 58 20 Triple-walled Clear (H/H/H) 1.70 73 65 22 Triple-walled Opal (O/H/O) 1.70 62 51 22 Four-walled Clear (H/H/H/H) 1.28 64 54 23 Four-walled Opal (H/H/O/H) 1.28 59 48 23 Polycarbonate Single-walled Clear (A) 5.17 88 83 - PC Single-walled Opal (D) 5.17 58 60 - Double-walled Clear (A/H) 2.90 79 72 20 Double-walled Clear (A/A) 2.90 77 69 20 Double-walled Opal (A/O) 2.90 73 63 20 Double-walled Opal (A/D) 2.90 51 50 20 Triple-walled Clear (A/H/H) 1.70 71 63 22 Triple-walled Opal (A/O/O) 1.70 61 48 22 Four-walled Clear (A/H/H/H) 1.28 64 52 23 Four-walled Opal (A/H/O/H) 1.28 59 46 23 Polycarbonate Single-walled Heatstop Opal (T) 5.17 49 59 - Heatstop PC Double-walled Clear (T/H) 2.90 44 51 20 Double-walled Opal (T/O) 2.90 41 45 20 Triple-walled Clear (T/H/H) 1.70 40 <td data-sheets-numberformat='{"1":2,"2":"0","3":1}' data-sheets-value='{"1":3,"3":44}' style="overflow:hidden;paddin | https://skylux.eu/en/products/skylux-160-ce-met-koepel-en-pvc-opstand-30-20-met-lm-motor-1300-x-1900-mm | https://skylux.eu/cdn/shop/files/Skylux-160deg-CE-met-koepel-en-pvc-opstand-3020-met-LM-motor-1300-x-1900-mm-RWA-systeem.jpg?v=1702980553&width=1600 | https://skylux.eu/cdn/shop/files/e5a82811-1bb0-48e4-a776-cacb59c7c092_b431a590-1f5e-4f55-98d2-6ec0c46ec31e.jpg?v=1688551154&width=1600 | //skylux.eu/cdn/shop/files/E_MH_Mounting_instructions_Skylux_160_CE_LM.pdf?v=12406716259046007223 | //skylux.eu/cdn/shop/files/E_TD_Technical_File_Skylux_Skylux_160_CE_Electric.pdf?v=3667116872303399239 | <style type="text/css" id="isPasted"> <!--td { border: 1px solid #cccccc; } br { mso-data-placement: same-cell; } --> </style> <table border="1" cellpadding="0" cellspacing="0" dir="ltr" style="table-layout:fixed;font-size:10pt;font-family:Arial;border-collapse:collapse;border:none;"><tbody> <tr style="height:20px;"> <td style="overflow:hidden;padding:0px 3px 0px 3px;vertical-align:bottom;"></td> <td style="overflow:hidden;padding:0px 3px 0px 3px;vertical-align:bottom;"></td> <td style="overflow:hidden;padding:0px 3px 0px 3px;vertical-align:bottom;"></td> <td data-sheets-value='{"1":2,"2":"Ut-value"}' style="overflow:hidden;padding:0px 3px 0px 3px;vertical-align:bottom;font-weight:bold;text-align:center;">Ut-value</td> <td data-sheets-value='{"1":2,"2":"LT-value"}' style="overflow:hidden;padding:0px 3px 0px 3px;vertical-align:bottom;font-weight:bold;text-align:center;">LT-value</td> <td data-sheets-value='{"1":2,"2":"g-value"}' style="overflow:hidden;padding:0px 3px 0px 3px;vertical-align:bottom;font-weight:bold;text-align:center;">g-value</td> <td data-sheets-value='{"1":2,"2":"Rw-value "}' style="overflow:hidden;padding:0px 3px 0px 3px;vertical-align:bottom;font-weight:bold;text-align:center;">Rw-value </td> </tr> <tr style="height:20px;"> <td style="overflow:hidden;padding:0px 3px 0px 3px;vertical-align:bottom;"></td> <td style="overflow:hidden;padding:0px 3px 0px 3px;vertical-align:bottom;"></td> <td style="overflow:hidden;padding:0px 3px 0px 3px;vertical-align:bottom;"></td> <td data-sheets-numberformat='{"1":2,"2":"0.00","3":1}' data-sheets-value='{"1":2,"2":"EN 1873 : 2014"}' style="overflow:hidden;padding:0px 3px 0px 3px;vertical-align:bottom;text-align:center;">EN 1873 : 2014</td> <td data-sheets-numberformat='{"1":2,"2":"0","3":1}' data-sheets-value='{"1":2,"2":"EN ISO 13468 EN 16153 EN 410"}' style="overflow:hidden;padding:0px 3px 0px 3px;vertical-align:bottom;text-align:center;">EN ISO 13468 EN 16153 EN 410</td> <td data-sheets-numberformat='{"1":2,"2":"0","3":1}' data-sheets-value='{"1":2,"2":"EN 410"}' style="overflow:hidden;padding:0px 3px 0px 3px;vertical-align:bottom;text-align:center;">EN 410</td> <td data-sheets-value='{"1":2,"2":"EN ISO 140-3\t\t"}' style="overflow:hidden;padding:0px 3px 0px 3px;vertical-align:bottom;text-align:center;">EN ISO 140-3 </td> </tr> <tr style="height:20px;"> <td data-sheets-value='{"1":2,"2":"Material"}' style="border-bottom:1px solid #000000;overflow:hidden;padding:0px 3px 0px 3px;vertical-align:bottom;background-color:#000000;font-weight:bold;color:#ffffff;">Material</td> <td data-sheets-value='{"1":2,"2":"Walls"}' style="border-bottom:1px solid #000000;overflow:hidden;padding:0px 3px 0px 3px;vertical-align:bottom;background-color:#000000;font-weight:bold;color:#ffffff;">Walls</td> <td data-sheets-value='{"1":2,"2":"Shells"}' style="border-bottom:1px solid #000000;overflow:hidden;padding:0px 3px 0px 3px;vertical-align:bottom;background-color:#000000;font-weight:bold;color:#ffffff;">Shells</td> <td data-sheets-numberformat='{"1":2,"2":"0.00","3":1}' data-sheets-value='{"1":2,"2":"(W/m²K)\t"}' style="border-bottom:1px solid #000000;overflow:hidden;padding:0px 3px 0px 3px;vertical-align:bottom;background-color:#000000;font-weight:bold;color:#ffffff;text-align:center;">(W/m²K) </td> <td data-sheets-numberformat='{"1":2,"2":"0","3":1}' data-sheets-value='{"1":2,"2":"(%)"}' style="border-bottom:1px solid #000000;overflow:hidden;padding:0px 3px 0px 3px;vertical-align:bottom;background-color:#000000;font-weight:bold;color:#ffffff;text-align:center;">(%)</td> <td data-sheets-numberformat='{"1":2,"2":"0","3":1}' data-sheets-value='{"1":2,"2":"(%)"}' style="border-bottom:1px solid #000000;overflow:hidden;padding:0px 3px 0px 3px;vertical-align:bottom;background-color:#000000;font-weight:bold;color:#ffffff;text-align:center;">(%)</td> <td data-sheets-value='{"1":2,"2":"(dB)"}' style="border-bottom:1px solid #000000;overflow:hidden;padding:0px 3px 0px 3px;vertical-align:bottom;background-color:#000000;font-weight:bold;color:#ffffff;text-align:center;">(dB)</td> </tr> <tr style="height:20px;"> <td data-sheets-value='{"1":2,"2":"Acrylic"}' style="border-left:1px solid #000000;overflow:hidden;padding:0px 3px 0px 3px;vertical-align:bottom;font-weight:bold;">Acrylic</td> <td data-sheets-value='{"1":2,"2":"Single-walled"}' style="overflow:hidden;padding:0px 3px 0px 3px;vertical-align:bottom;font-weight:bold;">Single-walled</td> <td data-sheets-value='{"1":2,"2":"Clear (H)"}' style="border-right:1px solid #000000;overflow:hidden;padding:0px 3px 0px 3px;vertical-align:bottom;font-weight:bold;">Clear (H)</td> <td data-sheets-numberformat='{"1":2,"2":"0.00","3":1}' data-sheets-value='{"1":3,"3":5.17}' style="overflow:hidden;padding:0px 3px 0px 3px;vertical-align:bottom;text-align:center;">5.17</td> <td data-sheets-numberformat='{"1":2,"2":"0","3":1}' data-sheets-value='{"1":3,"3":90}' style="overflow:hidden;padding:0px 3px 0px 3px;vertical-align:bottom;text-align:center;">90</td> <td data-sheets-numberformat='{"1":2,"2":"0","3":1}' data-sheets-value='{"1":3,"3":87}' style="overflow:hidden;padding:0px 3px 0px 3px;vertical-align:bottom;text-align:center;">87</td> <td data-sheets-numberformat='{"1":2,"2":"0","3":1}' data-sheets-value='{"1":2,"2":"-"}' style="border-right:1px solid #000000;overflow:hidden;padding:0px 3px 0px 3px;vertical-align:bottom;text-align:center;">-</td> </tr> <tr style="height:20px;"> <td data-sheets-value='{"1":2,"2":"PMMA"}' style="border-left:1px solid #000000;overflow:hidden;padding:0px 3px 0px 3px;vertical-align:bottom;font-weight:bold;">PMMA</td> <td data-sheets-value='{"1":2,"2":"Single-walled"}' style="overflow:hidden;padding:0px 3px 0px 3px;vertical-align:bottom;font-weight:bold;">Single-walled</td> <td data-sheets-value='{"1":2,"2":"Opal (O)"}' style="border-right:1px solid #000000;overflow:hidden;padding:0px 3px 0px 3px;vertical-align:bottom;font-weight:bold;">Opal (O)</td> <td data-sheets-numberformat='{"1":2,"2":"0.00","3":1}' data-sheets-value='{"1":3,"3":5.17}' style="overflow:hidden;padding:0px 3px 0px 3px;vertical-align:bottom;text-align:center;">5.17</td> <td data-sheets-numberformat='{"1":2,"2":"0","3":1}' data-sheets-value='{"1":3,"3":83}' style="overflow:hidden;padding:0px 3px 0px 3px;vertical-align:bottom;text-align:center;">83</td> <td data-sheets-numberformat='{"1":2,"2":"0","3":1}' data-sheets-value='{"1":3,"3":76}' style="overflow:hidden;padding:0px 3px 0px 3px;vertical-align:bottom;text-align:center;">76</td> <td data-sheets-numberformat='{"1":2,"2":"0","3":1}' data-sheets-value='{"1":2,"2":"-"}' style="border-right:1px solid #000000;overflow:hidden;padding:0px 3px 0px 3px;vertical-align:bottom;text-align:center;">-</td> </tr> <tr style="height:20px;"> <td style="border-left:1px solid #000000;overflow:hidden;padding:0px 3px 0px 3px;vertical-align:bottom;font-weight:bold;"></td> <td data-sheets-value='{"1":2,"2":"Double-walled"}' style="overflow:hidden;padding:0px 3px 0px 3px;vertical-align:bottom;font-weight:bold;">Double-walled</td> <td data-sheets-value='{"1":2,"2":"Clear (H/H)"}' style="border-right:1px solid #000000;overflow:hidden;padding:0px 3px 0px 3px;vertical-align:bottom;font-weight:bold;">Clear (H/H)</td> <td data-sheets-numberformat='{"1":2,"2":"0.00","3":1}' data-sheets-value='{"1":3,"3":2.9}' style="overflow:hidden;padding:0px 3px 0px 3px;vertical-align:bottom;text-align:center;">2.90</td> <td data-sheets-numberformat='{"1":2,"2":"0","3":1}' data-sheets-value='{"1":3,"3":81}' style="overflow:hidden;padding:0px 3px 0px 3px;vertical-align:bottom;text-align:center;">81</td> <td data-sheets-numberformat='{"1":2,"2":"0","3":1}' data-sheets-value='{"1":3,"3":75}' style="overflow:hidden;padding:0px 3px 0px 3px;vertical-align:bottom;text-align:center;">75</td> <td data-sheets-numberformat='{"1":2,"2":"0","3":1}' data-sheets-value='{"1":3,"3":20}' style="border-right:1px solid #000000;overflow:hidden;padding:0px 3px 0px 3px;vertical-align:bottom;text-align:center;">20</td> </tr> <tr style="height:20px;"> <td style="border-left:1px solid #000000;overflow:hidden;padding:0px 3px 0px 3px;vertical-align:bottom;font-weight:bold;"></td> <td data-sheets-value='{"1":2,"2":"Double-walled"}' style="overflow:hidden;padding:0px 3px 0px 3px;vertical-align:bottom;font-weight:bold;">Double-walled</td> <td data-sheets-value='{"1":2,"2":"Opal (O/O)"}' style="border-right:1px solid #000000;overflow:hidden;padding:0px 3px 0px 3px;vertical-align:bottom;font-weight:bold;">Opal (O/O)</td> <td data-sheets-numberformat='{"1":2,"2":"0.00","3":1}' data-sheets-value='{"1":3,"3":2.9}' style="overflow:hidden;padding:0px 3px 0px 3px;vertical-align:bottom;text-align:center;">2.90</td> <td data-sheets-numberformat='{"1":2,"2":"0","3":1}' data-sheets-value='{"1":3,"3":69}' style="overflow:hidden;padding:0px 3px 0px 3px;vertical-align:bottom;text-align:center;">69</td> <td data-sheets-numberformat='{"1":2,"2":"0","3":1}' data-sheets-value='{"1":3,"3":58}' style="overflow:hidden;padding:0px 3px 0px 3px;vertical-align:bottom;text-align:center;">58</td> <td data-sheets-numberformat='{"1":2,"2":"0","3":1}' data-sheets-value='{"1":3,"3":20}' style="border-right:1px solid #000000;overflow:hidden;padding:0px 3px 0px 3px;vertical-align:bottom;text-align:center;">20</td> </tr> <tr style="height:20px;"> <td style="border-left:1px solid #000000;overflow:hidden;padding:0px 3px 0px 3px;vertical-align:bottom;font-weight:bold;"></td> <td data-sheets-value='{"1":2,"2":"Triple-walled"}' style="overflow:hidden;padding:0px 3px 0px 3px;vertical-align:bottom;font-weight:bold;">Triple-walled</td> <td data-sheets-value='{"1":2,"2":"Clear (H/H/H)"}' style="border-right:1px solid #000000;overflow:hidden;padding:0px 3px 0px 3px;vertical-align:bottom;font-weight:bold;">Clear (H/H/H)</td> <td data-sheets-numberformat='{"1":2,"2":"0.00","3":1}' data-sheets-value='{"1":3,"3":1.7}' style="overflow:hidden;padding:0px 3px 0px 3px;vertical-align:bottom;text-align:center;">1.70</td> <td data-sheets-numberformat='{"1":2,"2":"0","3":1}' data-sheets-value='{"1":3,"3":73}' style="overflow:hidden;padding:0px 3px 0px 3px;vertical-align:bottom;text-align:center;">73</td> <td data-sheets-numberformat='{"1":2,"2":"0","3":1}' data-sheets-value='{"1":3,"3":65}' style="overflow:hidden;padding:0px 3px 0px 3px;vertical-align:bottom;text-align:center;">65</td> <td data-sheets-numberformat='{"1":2,"2":"0","3":1}' data-sheets-value='{"1":3,"3":22}' style="border-right:1px solid #000000;overflow:hidden;padding:0px 3px 0px 3px;vertical-align:bottom;text-align:center;">22</td> </tr> <tr style="height:20px;"> <td style="border-left:1px solid #000000;overflow:hidden;padding:0px 3px 0px 3px;vertical-align:bottom;font-weight:bold;"></td> <td data-sheets-value='{"1":2,"2":"Triple-walled"}' style="overflow:hidden;padding:0px 3px 0px 3px;vertical-align:bottom;font-weight:bold;">Triple-walled</td> <td data-sheets-value='{"1":2,"2":"Opal (O/H/O)"}' style="border-right:1px solid #000000;overflow:hidden;padding:0px 3px 0px 3px;vertical-align:bottom;font-weight:bold;">Opal (O/H/O)</td> <td data-sheets-numberformat='{"1":2,"2":"0.00","3":1}' data-sheets-value='{"1":3,"3":1.7}' style="overflow:hidden;padding:0px 3px 0px 3px;vertical-align:bottom;text-align:center;">1.70</td> <td data-sheets-numberformat='{"1":2,"2":"0","3":1}' data-sheets-value='{"1":3,"3":62}' style="overflow:hidden;padding:0px 3px 0px 3px;vertical-align:bottom;text-align:center;">62</td> <td data-sheets-numberformat='{"1":2,"2":"0","3":1}' data-sheets-value='{"1":3,"3":51}' style="overflow:hidden;padding:0px 3px 0px 3px;vertical-align:bottom;text-align:center;">51</td> <td data-sheets-numberformat='{"1":2,"2":"0","3":1}' data-sheets-value='{"1":3,"3":22}' style="border-right:1px solid #000000;overflow:hidden;padding:0px 3px 0px 3px;vertical-align:bottom;text-align:center;">22</td> </tr> <tr style="height:20px;"> <td style="border-left:1px solid #000000;overflow:hidden;padding:0px 3px 0px 3px;vertical-align:bottom;font-weight:bold;"></td> <td data-sheets-value='{"1":2,"2":"Four-walled"}' style="overflow:hidden;padding:0px 3px 0px 3px;vertical-align:bottom;font-weight:bold;">Four-walled</td> <td data-sheets-value='{"1":2,"2":"Clear (H/H/H/H)"}' style="border-right:1px solid #000000;overflow:hidden;padding:0px 3px 0px 3px;vertical-align:bottom;font-weight:bold;">Clear (H/H/H/H)</td> <td data-sheets-numberformat='{"1":2,"2":"0.00","3":1}' data-sheets-value='{"1":3,"3":1.28}' style="overflow:hidden;padding:0px 3px 0px 3px;vertical-align:bottom;text-align:center;">1.28</td> <td data-sheets-numberformat='{"1":2,"2":"0","3":1}' data-sheets-value='{"1":3,"3":64}' style="overflow:hidden;padding:0px 3px 0px 3px;vertical-align:bottom;text-align:center;">64</td> <td data-sheets-numberformat='{"1":2,"2":"0","3":1}' data-sheets-value='{"1":3,"3":54}' style="overflow:hidden;padding:0px 3px 0px 3px;vertical-align:bottom;text-align:center;">54</td> <td data-sheets-numberformat='{"1":2,"2":"0","3":1}' data-sheets-value='{"1":3,"3":23}' style="border-right:1px solid #000000;overflow:hidden;padding:0px 3px 0px 3px;vertical-align:bottom;text-align:center;">23</td> </tr> <tr style="height:20px;"> <td style="border-bottom:1px solid #000000;border-left:1px solid #000000;overflow:hidden;padding:0px 3px 0px 3px;vertical-align:bottom;"></td> <td data-sheets-value='{"1":2,"2":"Four-walled"}' style="border-bottom:1px solid #000000;overflow:hidden;padding:0px 3px 0px 3px;vertical-align:bottom;font-weight:bold;">Four-walled</td> <td data-sheets-value='{"1":2,"2":"Opal (H/H/O/H)"}' style="border-right:1px solid #000000;border-bottom:1px solid #000000;overflow:hidden;padding:0px 3px 0px 3px;vertical-align:bottom;font-weight:bold;">Opal (H/H/O/H)</td> <td data-sheets-numberformat='{"1":2,"2":"0.00","3":1}' data-sheets-value='{"1":3,"3":1.28}' style="border-bottom:1px solid #000000;overflow:hidden;padding:0px 3px 0px 3px;vertical-align:bottom;text-align:center;">1.28</td> <td data-sheets-numberformat='{"1":2,"2":"0","3":1}' data-sheets-value='{"1":3,"3":59}' style="border-bottom:1px solid #000000;overflow:hidden;padding:0px 3px 0px 3px;vertical-align:bottom;text-align:center;">59</td> <td data-sheets-numberformat='{"1":2,"2":"0","3":1}' data-sheets-value='{"1":3,"3":48}' style="border-bottom:1px solid #000000;overflow:hidden;padding:0px 3px 0px 3px;vertical-align:bottom;text-align:center;">48</td> <td data-sheets-numberformat='{"1":2,"2":"0","3":1}' data-sheets-value='{"1":3,"3":23}' style="border-right:1px solid #000000;border-bottom:1px solid #000000;overflow:hidden;padding:0px 3px 0px 3px;vertical-align:bottom;text-align:center;">23</td> </tr> <tr style="height:20px;"> <td data-sheets-value='{"1":2,"2":"Polycarbonate "}' style="border-left:1px solid #000000;overflow:hidden;padding:0px 3px 0px 3px;vertical-align:bottom;font-weight:bold;">Polycarbonate </td> <td data-sheets-value='{"1":2,"2":"Single-walled"}' style="overflow:hidden;padding:0px 3px 0px 3px;vertical-align:bottom;font-weight:bold;">Single-walled</td> <td data-sheets-value='{"1":2,"2":"Clear (A)"}' style="border-right:1px solid #000000;overflow:hidden;padding:0px 3px 0px 3px;vertical-align:bottom;font-weight:bold;">Clear (A)</td> <td data-sheets-numberformat='{"1":2,"2":"0.00","3":1}' data-sheets-value='{"1":3,"3":5.17}' style="overflow:hidden;padding:0px 3px 0px 3px;vertical-align:bottom;text-align:center;">5.17</td> <td data-sheets-numberformat='{"1":2,"2":"0","3":1}' data-sheets-value='{"1":3,"3":88}' style="overflow:hidden;padding:0px 3px 0px 3px;vertical-align:bottom;text-align:center;">88</td> <td data-sheets-numberformat='{"1":2,"2":"0","3":1}' data-sheets-value='{"1":3,"3":83}' style="overflow:hidden;padding:0px 3px 0px 3px;vertical-align:bottom;text-align:center;">83</td> <td data-sheets-numberformat='{"1":2,"2":"0","3":1}' data-sheets-value='{"1":2,"2":"-"}' style="border-right:1px solid #000000;overflow:hidden;padding:0px 3px 0px 3px;vertical-align:bottom;text-align:center;">-</td> </tr> <tr style="height:20px;"> <td data-sheets-value='{"1":2,"2":"PC"}' style="border-left:1px solid #000000;overflow:hidden;padding:0px 3px 0px 3px;vertical-align:bottom;font-weight:bold;">PC</td> <td data-sheets-value='{"1":2,"2":"Single-walled"}' style="overflow:hidden;padding:0px 3px 0px 3px;vertical-align:bottom;font-weight:bold;">Single-walled</td> <td data-sheets-value='{"1":2,"2":"Opal (D)"}' style="border-right:1px solid #000000;overflow:hidden;padding:0px 3px 0px 3px;vertical-align:bottom;font-weight:bold;">Opal (D)</td> <td data-sheets-numberformat='{"1":2,"2":"0.00","3":1}' data-sheets-value='{"1":3,"3":5.17}' style="overflow:hidden;padding:0px 3px 0px 3px;vertical-align:bottom;text-align:center;">5.17</td> <td data-sheets-numberformat='{"1":2,"2":"0","3":1}' data-sheets-value='{"1":3,"3":58}' style="overflow:hidden;padding:0px 3px 0px 3px;vertical-align:bottom;text-align:center;">58</td> <td data-sheets-numberformat='{"1":2,"2":"0","3":1}' data-sheets-value='{"1":3,"3":60}' style="overflow:hidden;padding:0px 3px 0px 3px;vertical-align:bottom;text-align:center;">60</td> <td data-sheets-numberformat='{"1":2,"2":"0","3":1}' data-sheets-value='{"1":2,"2":"-"}' style="border-right:1px solid #000000;overflow:hidden;padding:0px 3px 0px 3px;vertical-align:bottom;text-align:center;">-</td> </tr> <tr style="height:20px;"> <td style="border-left:1px solid #000000;overflow:hidden;padding:0px 3px 0px 3px;vertical-align:bottom;font-weight:bold;"></td> <td data-sheets-value='{"1":2,"2":"Double-walled"}' style="overflow:hidden;padding:0px 3px 0px 3px;vertical-align:bottom;font-weight:bold;">Double-walled</td> <td data-sheets-value='{"1":2,"2":"Clear (A/H)"}' style="border-right:1px solid #000000;overflow:hidden;padding:0px 3px 0px 3px;vertical-align:bottom;font-weight:bold;">Clear (A/H)</td> <td data-sheets-numberformat='{"1":2,"2":"0.00","3":1}' data-sheets-value='{"1":3,"3":2.9}' style="overflow:hidden;padding:0px 3px 0px 3px;vertical-align:bottom;text-align:center;">2.90</td> <td data-sheets-numberformat='{"1":2,"2":"0","3":1}' data-sheets-value='{"1":3,"3":79}' style="overflow:hidden;padding:0px 3px 0px 3px;vertical-align:bottom;text-align:center;">79</td> <td data-sheets-numberformat='{"1":2,"2":"0","3":1}' data-sheets-value='{"1":3,"3":72}' style="overflow:hidden;padding:0px 3px 0px 3px;vertical-align:bottom;text-align:center;">72</td> <td data-sheets-numberformat='{"1":2,"2":"0","3":1}' data-sheets-value='{"1":3,"3":20}' style="border-right:1px solid #000000;overflow:hidden;padding:0px 3px 0px 3px;vertical-align:bottom;text-align:center;">20</td> </tr> <tr style="height:20px;"> <td style="border-left:1px solid #000000;overflow:hidden;padding:0px 3px 0px 3px;vertical-align:bottom;font-weight:bold;"></td> <td data-sheets-value='{"1":2,"2":"Double-walled"}' style="overflow:hidden;padding:0px 3px 0px 3px;vertical-align:bottom;font-weight:bold;">Double-walled</td> <td data-sheets-value='{"1":2,"2":"Clear (A/A)"}' style="border-right:1px solid #000000;overflow:hidden;padding:0px 3px 0px 3px;vertical-align:bottom;font-weight:bold;">Clear (A/A)</td> <td data-sheets-numberformat='{"1":2,"2":"0.00","3":1}' data-sheets-value='{"1":3,"3":2.9}' style="overflow:hidden;padding:0px 3px 0px 3px;vertical-align:bottom;text-align:center;">2.90</td> <td data-sheets-numberformat='{"1":2,"2":"0","3":1}' data-sheets-value='{"1":3,"3":77}' style="overflow:hidden;padding:0px 3px 0px 3px;vertical-align:bottom;text-align:center;">77</td> <td data-sheets-numberformat='{"1":2,"2":"0","3":1}' data-sheets-value='{"1":3,"3":69}' style="overflow:hidden;padding:0px 3px 0px 3px;vertical-align:bottom;text-align:center;">69</td> <td data-sheets-numberformat='{"1":2,"2":"0","3":1}' data-sheets-value='{"1":3,"3":20}' style="border-right:1px solid #000000;overflow:hidden;padding:0px 3px 0px 3px;vertical-align:bottom;text-align:center;">20</td> </tr> <tr style="height:20px;"> <td style="border-left:1px solid #000000;overflow:hidden;padding:0px 3px 0px 3px;vertical-align:bottom;font-weight:bold;"></td> <td data-sheets-value='{"1":2,"2":"Double-walled"}' style="overflow:hidden;padding:0px 3px 0px 3px;vertical-align:bottom;font-weight:bold;">Double-walled</td> <td data-sheets-value='{"1":2,"2":"Opal (A/O)"}' style="border-right:1px solid #000000;overflow:hidden;padding:0px 3px 0px 3px;vertical-align:bottom;font-weight:bold;">Opal (A/O)</td> <td data-sheets-numberformat='{"1":2,"2":"0.00","3":1}' data-sheets-value='{"1":3,"3":2.9}' style="overflow:hidden;padding:0px 3px 0px 3px;vertical-align:bottom;text-align:center;">2.90</td> <td data-sheets-numberformat='{"1":2,"2":"0","3":1}' data-sheets-value='{"1":3,"3":73}' style="overflow:hidden;padding:0px 3px 0px 3px;vertical-align:bottom;text-align:center;">73</td> <td data-sheets-numberformat='{"1":2,"2":"0","3":1}' data-sheets-value='{"1":3,"3":63}' style="overflow:hidden;padding:0px 3px 0px 3px;vertical-align:bottom;text-align:center;">63</td> <td data-sheets-numberformat='{"1":2,"2":"0","3":1}' data-sheets-value='{"1":3,"3":20}' style="border-right:1px solid #000000;overflow:hidden;padding:0px 3px 0px 3px;vertical-align:bottom;text-align:center;">20</td> </tr> <tr style="height:20px;"> <td style="border-left:1px solid #000000;overflow:hidden;padding:0px 3px 0px 3px;vertical-align:bottom;font-weight:bold;"></td> <td data-sheets-value='{"1":2,"2":"Double-walled"}' style="overflow:hidden;padding:0px 3px 0px 3px;vertical-align:bottom;font-weight:bold;">Double-walled</td> <td data-sheets-value='{"1":2,"2":"Opal (A/D)"}' style="border-right:1px solid #000000;overflow:hidden;padding:0px 3px 0px 3px;vertical-align:bottom;font-weight:bold;">Opal (A/D)</td> <td data-sheets-numberformat='{"1":2,"2":"0.00","3":1}' data-sheets-value='{"1":3,"3":2.9}' style="overflow:hidden;padding:0px 3px 0px 3px;vertical-align:bottom;text-align:center;">2.90</td> <td data-sheets-numberformat='{"1":2,"2":"0","3":1}' data-sheets-value='{"1":3,"3":51}' style="overflow:hidden;padding:0px 3px 0px 3px;vertical-align:bottom;text-align:center;">51</td> <td data-sheets-numberformat='{"1":2,"2":"0","3":1}' data-sheets-value='{"1":3,"3":50}' style="overflow:hidden;padding:0px 3px 0px 3px;vertical-align:bottom;text-align:center;">50</td> <td data-sheets-numberformat='{"1":2,"2":"0","3":1}' data-sheets-value='{"1":3,"3":20}' style="border-right:1px solid #000000;overflow:hidden;padding:0px 3px 0px 3px;vertical-align:bottom;text-align:center;">20</td> </tr> <tr style="height:20px;"> <td style="border-left:1px solid #000000;overflow:hidden;padding:0px 3px 0px 3px;vertical-align:bottom;font-weight:bold;"></td> <td data-sheets-value='{"1":2,"2":"Triple-walled"}' style="overflow:hidden;padding:0px 3px 0px 3px;vertical-align:bottom;font-weight:bold;">Triple-walled</td> <td data-sheets-value='{"1":2,"2":"Clear (A/H/H)"}' style="border-right:1px solid #000000;overflow:hidden;padding:0px 3px 0px 3px;vertical-align:bottom;font-weight:bold;">Clear (A/H/H)</td> <td data-sheets-numberformat='{"1":2,"2":"0.00","3":1}' data-sheets-value='{"1":3,"3":1.7}' style="overflow:hidden;padding:0px 3px 0px 3px;vertical-align:bottom;text-align:center;">1.70</td> <td data-sheets-numberformat='{"1":2,"2":"0","3":1}' data-sheets-value='{"1":3,"3":71}' style="overflow:hidden;padding:0px 3px 0px 3px;vertical-align:bottom;text-align:center;">71</td> <td data-sheets-numberformat='{"1":2,"2":"0","3":1}' data-sheets-value='{"1":3,"3":63}' style="overflow:hidden;padding:0px 3px 0px 3px;vertical-align:bottom;text-align:center;">63</td> <td data-sheets-numberformat='{"1":2,"2":"0","3":1}' data-sheets-value='{"1":3,"3":22}' style="border-right:1px solid #000000;overflow:hidden;padding:0px 3px 0px 3px;vertical-align:bottom;text-align:center;">22</td> </tr> <tr style="height:20px;"> <td style="border-left:1px solid #000000;overflow:hidden;padding:0px 3px 0px 3px;vertical-align:bottom;font-weight:bold;"></td> <td data-sheets-value='{"1":2,"2":"Triple-walled"}' style="overflow:hidden;padding:0px 3px 0px 3px;vertical-align:bottom;font-weight:bold;">Triple-walled</td> <td data-sheets-value='{"1":2,"2":"Opal (A/O/O)"}' style="border-right:1px solid #000000;overflow:hidden;padding:0px 3px 0px 3px;vertical-align:bottom;font-weight:bold;">Opal (A/O/O)</td> <td data-sheets-numberformat='{"1":2,"2":"0.00","3":1}' data-sheets-value='{"1":3,"3":1.7}' style="overflow:hidden;padding:0px 3px 0px 3px;vertical-align:bottom;text-align:center;">1.70</td> <td data-sheets-numberformat='{"1":2,"2":"0","3":1}' data-sheets-value='{"1":3,"3":61}' style="overflow:hidden;padding:0px 3px 0px 3px;vertical-align:bottom;text-align:center;">61</td> <td data-sheets-numberformat='{"1":2,"2":"0","3":1}' data-sheets-value='{"1":3,"3":48}' style="overflow:hidden;padding:0px 3px 0px 3px;vertical-align:bottom;text-align:center;">48</td> <td data-sheets-numberformat='{"1":2,"2":"0","3":1}' data-sheets-value='{"1":3,"3":22}' style="border-right:1px solid #000000;overflow:hidden;padding:0px 3px 0px 3px;vertical-align:bottom;text-align:center;">22</td> </tr> <tr style="height:20px;"> <td style="border-left:1px solid #000000;overflow:hidden;padding:0px 3px 0px 3px;vertical-align:bottom;font-weight:bold;"></td> <td data-sheets-value='{"1":2,"2":"Four-walled"}' style="overflow:hidden;padding:0px 3px 0px 3px;vertical-align:bottom;font-weight:bold;">Four-walled</td> <td data-sheets-value='{"1":2,"2":"Clear (A/H/H/H)"}' style="border-right:1px solid #000000;overflow:hidden;padding:0px 3px 0px 3px;vertical-align:bottom;font-weight:bold;">Clear (A/H/H/H)</td> <td data-sheets-numberformat='{"1":2,"2":"0.00","3":1}' data-sheets-value='{"1":3,"3":1.28}' style="overflow:hidden;padding:0px 3px 0px 3px;vertical-align:bottom;text-align:center;">1.28</td> <td data-sheets-numberformat='{"1":2,"2":"0","3":1}' data-sheets-value='{"1":3,"3":64}' style="overflow:hidden;padding:0px 3px 0px 3px;vertical-align:bottom;text-align:center;">64</td> <td data-sheets-numberformat='{"1":2,"2":"0","3":1}' data-sheets-value='{"1":3,"3":52}' style="overflow:hidden;padding:0px 3px 0px 3px;vertical-align:bottom;text-align:center;">52</td> <td data-sheets-numberformat='{"1":2,"2":"0","3":1}' data-sheets-value='{"1":3,"3":23}' style="border-right:1px solid #000000;overflow:hidden;padding:0px 3px 0px 3px;vertical-align:bottom;text-align:center;">23</td> </tr> <tr style="height:20px;"> <td style="border-bottom:1px solid #000000;border-left:1px solid #000000;overflow:hidden;padding:0px 3px 0px 3px;vertical-align:bottom;"></td> <td data-sheets-value='{"1":2,"2":"Four-walled"}' style="border-bottom:1px solid #000000;overflow:hidden;padding:0px 3px 0px 3px;vertical-align:bottom;font-weight:bold;">Four-walled</td> <td data-sheets-value='{"1":2,"2":"Opal (A/H/O/H)"}' style="border-right:1px solid #000000;border-bottom:1px solid #000000;overflow:hidden;padding:0px 3px 0px 3px;vertical-align:bottom;font-weight:bold;">Opal (A/H/O/H)</td> <td data-sheets-numberformat='{"1":2,"2":"0.00","3":1}' data-sheets-value='{"1":3,"3":1.28}' style="border-bottom:1px solid #000000;overflow:hidden;padding:0px 3px 0px 3px;vertical-align:bottom;text-align:center;">1.28</td> <td data-sheets-numberformat='{"1":2,"2":"0","3":1}' data-sheets-value='{"1":3,"3":59}' style="border-bottom:1px solid #000000;overflow:hidden;padding:0px 3px 0px 3px;vertical-align:bottom;text-align:center;">59</td> <td data-sheets-numberformat='{"1":2,"2":"0","3":1}' data-sheets-value='{"1":3,"3":46}' style="border-bottom:1px solid #000000;overflow:hidden;padding:0px 3px 0px 3px;vertical-align:bottom;text-align:center;">46</td> <td data-sheets-numberformat='{"1":2,"2":"0","3":1}' data-sheets-value='{"1":3,"3":23}' style="border-right:1px solid #000000;border-bottom:1px solid #000000;overflow:hidden;padding:0px 3px 0px 3px;vertical-align:bottom;text-align:center;">23</td> </tr> <tr style="height:20px;"> <td data-sheets-value='{"1":2,"2":"Polycarbonate"}' style="border-left:1px solid #000000;overflow:hidden;padding:0px 3px 0px 3px;vertical-align:bottom;font-weight:bold;">Polycarbonate</td> <td data-sheets-value='{"1":2,"2":"Single-walled"}' style="overflow:hidden;padding:0px 3px 0px 3px;vertical-align:bottom;font-weight:bold;">Single-walled</td> <td data-sheets-value='{"1":2,"2":"Heatstop Opal (T)"}' style="border-right:1px solid #000000;overflow:hidden;padding:0px 3px 0px 3px;vertical-align:bottom;font-weight:bold;">Heatstop Opal (T)</td> <td data-sheets-numberformat='{"1":2,"2":"0.00","3":1}' data-sheets-value='{"1":3,"3":5.17}' style="overflow:hidden;padding:0px 3px 0px 3px;vertical-align:bottom;text-align:center;">5.17</td> <td data-sheets-numberformat='{"1":2,"2":"0","3":1}' data-sheets-value='{"1":3,"3":49}' style="overflow:hidden;padding:0px 3px 0px 3px;vertical-align:bottom;text-align:center;">49</td> <td data-sheets-numberformat='{"1":2,"2":"0","3":1}' data-sheets-value='{"1":3,"3":59}' style="overflow:hidden;padding:0px 3px 0px 3px;vertical-align:bottom;text-align:center;">59</td> <td data-sheets-numberformat='{"1":2,"2":"0","3":1}' data-sheets-value='{"1":2,"2":"-"}' style="border-right:1px solid #000000;overflow:hidden;padding:0px 3px 0px 3px;vertical-align:bottom;text-align:center;">-</td> </tr> <tr style="height:20px;"> <td data-sheets-value='{"1":2,"2":"Heatstop PC"}' style="border-left:1px solid #000000;overflow:hidden;padding:0px 3px 0px 3px;vertical-align:bottom;font-weight:bold;">Heatstop PC</td> <td data-sheets-value='{"1":2,"2":"Double-walled"}' style="overflow:hidden;padding:0px 3px 0px 3px;vertical-align:bottom;font-weight:bold;">Double-walled</td> <td data-sheets-value='{"1":2,"2":"Clear (T/H)"}' style="border-right:1px solid #000000;overflow:hidden;padding:0px 3px 0px 3px;vertical-align:bottom;font-weight:bold;">Clear (T/H)</td> <td data-sheets-numberformat='{"1":2,"2":"0.00","3":1}' data-sheets-value='{"1":3,"3":2.9}' style="overflow:hidden;padding:0px 3px 0px 3px;vertical-align:bottom;text-align:center;">2.90</td> <td data-sheets-numberformat='{"1":2,"2":"0","3":1}' data-sheets-value='{"1":3,"3":44}' style="overflow:hidden;padding:0px 3px 0px 3px;vertical-align:bottom;text-align:center;">44</td> <td data-sheets-numberformat='{"1":2,"2":"0","3":1}' data-sheets-value='{"1":3,"3":51}' style="overflow:hidden;padding:0px 3px 0px 3px;vertical-align:bottom;text-align:center;">51</td> <td data-sheets-numberformat='{"1":2,"2":"0","3":1}' data-sheets-value='{"1":3,"3":20}' style="border-right:1px solid #000000;overflow:hidden;padding:0px 3px 0px 3px;vertical-align:bottom;text-align:center;">20</td> </tr> <tr style="height:20px;"> <td style="border-left:1px solid #000000;overflow:hidden;padding:0px 3px 0px 3px;vertical-align:bottom;font-weight:bold;"></td> <td data-sheets-value='{"1":2,"2":"Double-walled"}' style="overflow:hidden;padding:0px 3px 0px 3px;vertical-align:bottom;font-weight:bold;">Double-walled</td> <td data-sheets-value='{"1":2,"2":"Opal (T/O)"}' style="border-right:1px solid #000000;overflow:hidden;padding:0px 3px 0px 3px;vertical-align:bottom;font-weight:bold;">Opal (T/O)</td> <td data-sheets-numberformat='{"1":2,"2":"0.00","3":1}' data-sheets-value='{"1":3,"3":2.9}' style="overflow:hidden;padding:0px 3px 0px 3px;vertical-align:bottom;text-align:center;">2.90</td> <td data-sheets-numberformat='{"1":2,"2":"0","3":1}' data-sheets-value='{"1":3,"3":41}' style="overflow:hidden;padding:0px 3px 0px 3px;vertical-align:bottom;text-align:center;">41</td> <td data-sheets-numberformat='{"1":2,"2":"0","3":1}' data-sheets-value='{"1":3,"3":45}' style="overflow:hidden;padding:0px 3px 0px 3px;vertical-align:bottom;text-align:center;">45</td> <td data-sheets-numberformat='{"1":2,"2":"0","3":1}' data-sheets-value='{"1":3,"3":20}' style="border-right:1px solid #000000;overflow:hidden;padding:0px 3px 0px 3px;vertical-align:bottom;text-align:center;">20</td> </tr> <tr style="height:20px;"> <td style="border-left:1px solid #000000;overflow:hidden;padding:0px 3px 0px 3px;vertical-align:bottom;font-weight:bold;"></td> <td data-sheets-value='{"1":2,"2":"Triple-walled"}' style="overflow:hidden; | skylux-160-ce-met-koepel-en-pvc-opstand-30-20-met-lm-motor-1300-x-1900-mm | 8586031628621 | 46872355144013
Smoke and heat exhaust (SHEV) | SHE system | Skylux | Skylux 160° CE with skylight and PVC curb 30/20 with LM-actuator 1300 x 2000 mm |  | 25974 | 5412970259749 | 5428.1 | Yes | 30-45 | 98.96 | 1300 x 2000 mm | 2000 | 1300 |  | PVC 30/20 (30 cm high & roof opening = 20 cm larger than daylight size) | Rectangular | 5.17 W/m²K - 1.28 W/m²K | 87% - 32% | 90% - 32% | 20dB - 23dB | 160° CE (for industry) | skylight | without spoiler | E | Single actuator | Maximum four-walled skylight possible for this product | Ut-value LT-value g-value Rw-value EN 1873 : 2014 EN ISO 13468 EN 16153 EN 410 EN 410 EN ISO 140-3 Material Walls Shells (W/m²K) (%) (%) (dB) Acrylic Single-walled Clear (H) 5.17 90 87 - PMMA Single-walled Opal (O) 5.17 83 76 - Double-walled Clear (H/H) 2.90 81 75 20 Double-walled Opal (O/O) 2.90 69 58 20 Triple-walled Clear (H/H/H) 1.70 73 65 22 Triple-walled Opal (O/H/O) 1.70 62 51 22 Four-walled Clear (H/H/H/H) 1.28 64 54 23 Four-walled Opal (H/H/O/H) 1.28 59 48 23 Polycarbonate Single-walled Clear (A) 5.17 88 83 - PC Single-walled Opal (D) 5.17 58 60 - Double-walled Clear (A/H) 2.90 79 72 20 Double-walled Clear (A/A) 2.90 77 69 20 Double-walled Opal (A/O) 2.90 73 63 20 Double-walled Opal (A/D) 2.90 51 50 20 Triple-walled Clear (A/H/H) 1.70 71 63 22 Triple-walled Opal (A/O/O) 1.70 61 48 22 Four-walled Clear (A/H/H/H) 1.28 64 52 23 Four-walled Opal (A/H/O/H) 1.28 59 46 23 Polycarbonate Single-walled Heatstop Opal (T) 5.17 49 59 - Heatstop PC Double-walled Clear (T/H) 2.90 44 51 20 Double-walled Opal (T/O) 2.90 41 45 20 Triple-walled Clear (T/H/H) 1.70 40 <td data-sheets-numberformat='{"1":2,"2":"0","3":1}' data-sheets-value='{"1":3,"3":44}' style="overflow:hidden;paddin | https://skylux.eu/en/products/skylux-160-ce-met-koepel-en-pvc-opstand-30-20-met-lm-motor-1300-x-2000-mm | https://skylux.eu/cdn/shop/files/Skylux-160deg-CE-met-koepel-en-pvc-opstand-3020-met-LM-motor-1300-x-2000-mm-RWA-systeem.jpg?v=1702980558&width=1600 | https://skylux.eu/cdn/shop/files/e5a82811-1bb0-48e4-a776-cacb59c7c092_72884ce9-e124-48f2-9a7b-b5e49c2993c8.jpg?v=1688551155&width=1600 | //skylux.eu/cdn/shop/files/E_MH_Mounting_instructions_Skylux_160_CE_LM.pdf?v=12406716259046007223 | //skylux.eu/cdn/shop/files/E_TD_Technical_File_Skylux_Skylux_160_CE_Electric.pdf?v=3667116872303399239 | <style type="text/css" id="isPasted"> <!--td { border: 1px solid #cccccc; } br { mso-data-placement: same-cell; } --> </style> <table border="1" cellpadding="0" cellspacing="0" dir="ltr" style="table-layout:fixed;font-size:10pt;font-family:Arial;border-collapse:collapse;border:none;"><tbody> <tr style="height:20px;"> <td style="overflow:hidden;padding:0px 3px 0px 3px;vertical-align:bottom;"></td> <td style="overflow:hidden;padding:0px 3px 0px 3px;vertical-align:bottom;"></td> <td style="overflow:hidden;padding:0px 3px 0px 3px;vertical-align:bottom;"></td> <td data-sheets-value='{"1":2,"2":"Ut-value"}' style="overflow:hidden;padding:0px 3px 0px 3px;vertical-align:bottom;font-weight:bold;text-align:center;">Ut-value</td> <td data-sheets-value='{"1":2,"2":"LT-value"}' style="overflow:hidden;padding:0px 3px 0px 3px;vertical-align:bottom;font-weight:bold;text-align:center;">LT-value</td> <td data-sheets-value='{"1":2,"2":"g-value"}' style="overflow:hidden;padding:0px 3px 0px 3px;vertical-align:bottom;font-weight:bold;text-align:center;">g-value</td> <td data-sheets-value='{"1":2,"2":"Rw-value "}' style="overflow:hidden;padding:0px 3px 0px 3px;vertical-align:bottom;font-weight:bold;text-align:center;">Rw-value </td> </tr> <tr style="height:20px;"> <td style="overflow:hidden;padding:0px 3px 0px 3px;vertical-align:bottom;"></td> <td style="overflow:hidden;padding:0px 3px 0px 3px;vertical-align:bottom;"></td> <td style="overflow:hidden;padding:0px 3px 0px 3px;vertical-align:bottom;"></td> <td data-sheets-numberformat='{"1":2,"2":"0.00","3":1}' data-sheets-value='{"1":2,"2":"EN 1873 : 2014"}' style="overflow:hidden;padding:0px 3px 0px 3px;vertical-align:bottom;text-align:center;">EN 1873 : 2014</td> <td data-sheets-numberformat='{"1":2,"2":"0","3":1}' data-sheets-value='{"1":2,"2":"EN ISO 13468 EN 16153 EN 410"}' style="overflow:hidden;padding:0px 3px 0px 3px;vertical-align:bottom;text-align:center;">EN ISO 13468 EN 16153 EN 410</td> <td data-sheets-numberformat='{"1":2,"2":"0","3":1}' data-sheets-value='{"1":2,"2":"EN 410"}' style="overflow:hidden;padding:0px 3px 0px 3px;vertical-align:bottom;text-align:center;">EN 410</td> <td data-sheets-value='{"1":2,"2":"EN ISO 140-3\t\t"}' style="overflow:hidden;padding:0px 3px 0px 3px;vertical-align:bottom;text-align:center;">EN ISO 140-3 </td> </tr> <tr style="height:20px;"> <td data-sheets-value='{"1":2,"2":"Material"}' style="border-bottom:1px solid #000000;overflow:hidden;padding:0px 3px 0px 3px;vertical-align:bottom;background-color:#000000;font-weight:bold;color:#ffffff;">Material</td> <td data-sheets-value='{"1":2,"2":"Walls"}' style="border-bottom:1px solid #000000;overflow:hidden;padding:0px 3px 0px 3px;vertical-align:bottom;background-color:#000000;font-weight:bold;color:#ffffff;">Walls</td> <td data-sheets-value='{"1":2,"2":"Shells"}' style="border-bottom:1px solid #000000;overflow:hidden;padding:0px 3px 0px 3px;vertical-align:bottom;background-color:#000000;font-weight:bold;color:#ffffff;">Shells</td> <td data-sheets-numberformat='{"1":2,"2":"0.00","3":1}' data-sheets-value='{"1":2,"2":"(W/m²K)\t"}' style="border-bottom:1px solid #000000;overflow:hidden;padding:0px 3px 0px 3px;vertical-align:bottom;background-color:#000000;font-weight:bold;color:#ffffff;text-align:center;">(W/m²K) </td> <td data-sheets-numberformat='{"1":2,"2":"0","3":1}' data-sheets-value='{"1":2,"2":"(%)"}' style="border-bottom:1px solid #000000;overflow:hidden;padding:0px 3px 0px 3px;vertical-align:bottom;background-color:#000000;font-weight:bold;color:#ffffff;text-align:center;">(%)</td> <td data-sheets-numberformat='{"1":2,"2":"0","3":1}' data-sheets-value='{"1":2,"2":"(%)"}' style="border-bottom:1px solid #000000;overflow:hidden;padding:0px 3px 0px 3px;vertical-align:bottom;background-color:#000000;font-weight:bold;color:#ffffff;text-align:center;">(%)</td> <td data-sheets-value='{"1":2,"2":"(dB)"}' style="border-bottom:1px solid #000000;overflow:hidden;padding:0px 3px 0px 3px;vertical-align:bottom;background-color:#000000;font-weight:bold;color:#ffffff;text-align:center;">(dB)</td> </tr> <tr style="height:20px;"> <td data-sheets-value='{"1":2,"2":"Acrylic"}' style="border-left:1px solid #000000;overflow:hidden;padding:0px 3px 0px 3px;vertical-align:bottom;font-weight:bold;">Acrylic</td> <td data-sheets-value='{"1":2,"2":"Single-walled"}' style="overflow:hidden;padding:0px 3px 0px 3px;vertical-align:bottom;font-weight:bold;">Single-walled</td> <td data-sheets-value='{"1":2,"2":"Clear (H)"}' style="border-right:1px solid #000000;overflow:hidden;padding:0px 3px 0px 3px;vertical-align:bottom;font-weight:bold;">Clear (H)</td> <td data-sheets-numberformat='{"1":2,"2":"0.00","3":1}' data-sheets-value='{"1":3,"3":5.17}' style="overflow:hidden;padding:0px 3px 0px 3px;vertical-align:bottom;text-align:center;">5.17</td> <td data-sheets-numberformat='{"1":2,"2":"0","3":1}' data-sheets-value='{"1":3,"3":90}' style="overflow:hidden;padding:0px 3px 0px 3px;vertical-align:bottom;text-align:center;">90</td> <td data-sheets-numberformat='{"1":2,"2":"0","3":1}' data-sheets-value='{"1":3,"3":87}' style="overflow:hidden;padding:0px 3px 0px 3px;vertical-align:bottom;text-align:center;">87</td> <td data-sheets-numberformat='{"1":2,"2":"0","3":1}' data-sheets-value='{"1":2,"2":"-"}' style="border-right:1px solid #000000;overflow:hidden;padding:0px 3px 0px 3px;vertical-align:bottom;text-align:center;">-</td> </tr> <tr style="height:20px;"> <td data-sheets-value='{"1":2,"2":"PMMA"}' style="border-left:1px solid #000000;overflow:hidden;padding:0px 3px 0px 3px;vertical-align:bottom;font-weight:bold;">PMMA</td> <td data-sheets-value='{"1":2,"2":"Single-walled"}' style="overflow:hidden;padding:0px 3px 0px 3px;vertical-align:bottom;font-weight:bold;">Single-walled</td> <td data-sheets-value='{"1":2,"2":"Opal (O)"}' style="border-right:1px solid #000000;overflow:hidden;padding:0px 3px 0px 3px;vertical-align:bottom;font-weight:bold;">Opal (O)</td> <td data-sheets-numberformat='{"1":2,"2":"0.00","3":1}' data-sheets-value='{"1":3,"3":5.17}' style="overflow:hidden;padding:0px 3px 0px 3px;vertical-align:bottom;text-align:center;">5.17</td> <td data-sheets-numberformat='{"1":2,"2":"0","3":1}' data-sheets-value='{"1":3,"3":83}' style="overflow:hidden;padding:0px 3px 0px 3px;vertical-align:bottom;text-align:center;">83</td> <td data-sheets-numberformat='{"1":2,"2":"0","3":1}' data-sheets-value='{"1":3,"3":76}' style="overflow:hidden;padding:0px 3px 0px 3px;vertical-align:bottom;text-align:center;">76</td> <td data-sheets-numberformat='{"1":2,"2":"0","3":1}' data-sheets-value='{"1":2,"2":"-"}' style="border-right:1px solid #000000;overflow:hidden;padding:0px 3px 0px 3px;vertical-align:bottom;text-align:center;">-</td> </tr> <tr style="height:20px;"> <td style="border-left:1px solid #000000;overflow:hidden;padding:0px 3px 0px 3px;vertical-align:bottom;font-weight:bold;"></td> <td data-sheets-value='{"1":2,"2":"Double-walled"}' style="overflow:hidden;padding:0px 3px 0px 3px;vertical-align:bottom;font-weight:bold;">Double-walled</td> <td data-sheets-value='{"1":2,"2":"Clear (H/H)"}' style="border-right:1px solid #000000;overflow:hidden;padding:0px 3px 0px 3px;vertical-align:bottom;font-weight:bold;">Clear (H/H)</td> <td data-sheets-numberformat='{"1":2,"2":"0.00","3":1}' data-sheets-value='{"1":3,"3":2.9}' style="overflow:hidden;padding:0px 3px 0px 3px;vertical-align:bottom;text-align:center;">2.90</td> <td data-sheets-numberformat='{"1":2,"2":"0","3":1}' data-sheets-value='{"1":3,"3":81}' style="overflow:hidden;padding:0px 3px 0px 3px;vertical-align:bottom;text-align:center;">81</td> <td data-sheets-numberformat='{"1":2,"2":"0","3":1}' data-sheets-value='{"1":3,"3":75}' style="overflow:hidden;padding:0px 3px 0px 3px;vertical-align:bottom;text-align:center;">75</td> <td data-sheets-numberformat='{"1":2,"2":"0","3":1}' data-sheets-value='{"1":3,"3":20}' style="border-right:1px solid #000000;overflow:hidden;padding:0px 3px 0px 3px;vertical-align:bottom;text-align:center;">20</td> </tr> <tr style="height:20px;"> <td style="border-left:1px solid #000000;overflow:hidden;padding:0px 3px 0px 3px;vertical-align:bottom;font-weight:bold;"></td> <td data-sheets-value='{"1":2,"2":"Double-walled"}' style="overflow:hidden;padding:0px 3px 0px 3px;vertical-align:bottom;font-weight:bold;">Double-walled</td> <td data-sheets-value='{"1":2,"2":"Opal (O/O)"}' style="border-right:1px solid #000000;overflow:hidden;padding:0px 3px 0px 3px;vertical-align:bottom;font-weight:bold;">Opal (O/O)</td> <td data-sheets-numberformat='{"1":2,"2":"0.00","3":1}' data-sheets-value='{"1":3,"3":2.9}' style="overflow:hidden;padding:0px 3px 0px 3px;vertical-align:bottom;text-align:center;">2.90</td> <td data-sheets-numberformat='{"1":2,"2":"0","3":1}' data-sheets-value='{"1":3,"3":69}' style="overflow:hidden;padding:0px 3px 0px 3px;vertical-align:bottom;text-align:center;">69</td> <td data-sheets-numberformat='{"1":2,"2":"0","3":1}' data-sheets-value='{"1":3,"3":58}' style="overflow:hidden;padding:0px 3px 0px 3px;vertical-align:bottom;text-align:center;">58</td> <td data-sheets-numberformat='{"1":2,"2":"0","3":1}' data-sheets-value='{"1":3,"3":20}' style="border-right:1px solid #000000;overflow:hidden;padding:0px 3px 0px 3px;vertical-align:bottom;text-align:center;">20</td> </tr> <tr style="height:20px;"> <td style="border-left:1px solid #000000;overflow:hidden;padding:0px 3px 0px 3px;vertical-align:bottom;font-weight:bold;"></td> <td data-sheets-value='{"1":2,"2":"Triple-walled"}' style="overflow:hidden;padding:0px 3px 0px 3px;vertical-align:bottom;font-weight:bold;">Triple-walled</td> <td data-sheets-value='{"1":2,"2":"Clear (H/H/H)"}' style="border-right:1px solid #000000;overflow:hidden;padding:0px 3px 0px 3px;vertical-align:bottom;font-weight:bold;">Clear (H/H/H)</td> <td data-sheets-numberformat='{"1":2,"2":"0.00","3":1}' data-sheets-value='{"1":3,"3":1.7}' style="overflow:hidden;padding:0px 3px 0px 3px;vertical-align:bottom;text-align:center;">1.70</td> <td data-sheets-numberformat='{"1":2,"2":"0","3":1}' data-sheets-value='{"1":3,"3":73}' style="overflow:hidden;padding:0px 3px 0px 3px;vertical-align:bottom;text-align:center;">73</td> <td data-sheets-numberformat='{"1":2,"2":"0","3":1}' data-sheets-value='{"1":3,"3":65}' style="overflow:hidden;padding:0px 3px 0px 3px;vertical-align:bottom;text-align:center;">65</td> <td data-sheets-numberformat='{"1":2,"2":"0","3":1}' data-sheets-value='{"1":3,"3":22}' style="border-right:1px solid #000000;overflow:hidden;padding:0px 3px 0px 3px;vertical-align:bottom;text-align:center;">22</td> </tr> <tr style="height:20px;"> <td style="border-left:1px solid #000000;overflow:hidden;padding:0px 3px 0px 3px;vertical-align:bottom;font-weight:bold;"></td> <td data-sheets-value='{"1":2,"2":"Triple-walled"}' style="overflow:hidden;padding:0px 3px 0px 3px;vertical-align:bottom;font-weight:bold;">Triple-walled</td> <td data-sheets-value='{"1":2,"2":"Opal (O/H/O)"}' style="border-right:1px solid #000000;overflow:hidden;padding:0px 3px 0px 3px;vertical-align:bottom;font-weight:bold;">Opal (O/H/O)</td> <td data-sheets-numberformat='{"1":2,"2":"0.00","3":1}' data-sheets-value='{"1":3,"3":1.7}' style="overflow:hidden;padding:0px 3px 0px 3px;vertical-align:bottom;text-align:center;">1.70</td> <td data-sheets-numberformat='{"1":2,"2":"0","3":1}' data-sheets-value='{"1":3,"3":62}' style="overflow:hidden;padding:0px 3px 0px 3px;vertical-align:bottom;text-align:center;">62</td> <td data-sheets-numberformat='{"1":2,"2":"0","3":1}' data-sheets-value='{"1":3,"3":51}' style="overflow:hidden;padding:0px 3px 0px 3px;vertical-align:bottom;text-align:center;">51</td> <td data-sheets-numberformat='{"1":2,"2":"0","3":1}' data-sheets-value='{"1":3,"3":22}' style="border-right:1px solid #000000;overflow:hidden;padding:0px 3px 0px 3px;vertical-align:bottom;text-align:center;">22</td> </tr> <tr style="height:20px;"> <td style="border-left:1px solid #000000;overflow:hidden;padding:0px 3px 0px 3px;vertical-align:bottom;font-weight:bold;"></td> <td data-sheets-value='{"1":2,"2":"Four-walled"}' style="overflow:hidden;padding:0px 3px 0px 3px;vertical-align:bottom;font-weight:bold;">Four-walled</td> <td data-sheets-value='{"1":2,"2":"Clear (H/H/H/H)"}' style="border-right:1px solid #000000;overflow:hidden;padding:0px 3px 0px 3px;vertical-align:bottom;font-weight:bold;">Clear (H/H/H/H)</td> <td data-sheets-numberformat='{"1":2,"2":"0.00","3":1}' data-sheets-value='{"1":3,"3":1.28}' style="overflow:hidden;padding:0px 3px 0px 3px;vertical-align:bottom;text-align:center;">1.28</td> <td data-sheets-numberformat='{"1":2,"2":"0","3":1}' data-sheets-value='{"1":3,"3":64}' style="overflow:hidden;padding:0px 3px 0px 3px;vertical-align:bottom;text-align:center;">64</td> <td data-sheets-numberformat='{"1":2,"2":"0","3":1}' data-sheets-value='{"1":3,"3":54}' style="overflow:hidden;padding:0px 3px 0px 3px;vertical-align:bottom;text-align:center;">54</td> <td data-sheets-numberformat='{"1":2,"2":"0","3":1}' data-sheets-value='{"1":3,"3":23}' style="border-right:1px solid #000000;overflow:hidden;padding:0px 3px 0px 3px;vertical-align:bottom;text-align:center;">23</td> </tr> <tr style="height:20px;"> <td style="border-bottom:1px solid #000000;border-left:1px solid #000000;overflow:hidden;padding:0px 3px 0px 3px;vertical-align:bottom;"></td> <td data-sheets-value='{"1":2,"2":"Four-walled"}' style="border-bottom:1px solid #000000;overflow:hidden;padding:0px 3px 0px 3px;vertical-align:bottom;font-weight:bold;">Four-walled</td> <td data-sheets-value='{"1":2,"2":"Opal (H/H/O/H)"}' style="border-right:1px solid #000000;border-bottom:1px solid #000000;overflow:hidden;padding:0px 3px 0px 3px;vertical-align:bottom;font-weight:bold;">Opal (H/H/O/H)</td> <td data-sheets-numberformat='{"1":2,"2":"0.00","3":1}' data-sheets-value='{"1":3,"3":1.28}' style="border-bottom:1px solid #000000;overflow:hidden;padding:0px 3px 0px 3px;vertical-align:bottom;text-align:center;">1.28</td> <td data-sheets-numberformat='{"1":2,"2":"0","3":1}' data-sheets-value='{"1":3,"3":59}' style="border-bottom:1px solid #000000;overflow:hidden;padding:0px 3px 0px 3px;vertical-align:bottom;text-align:center;">59</td> <td data-sheets-numberformat='{"1":2,"2":"0","3":1}' data-sheets-value='{"1":3,"3":48}' style="border-bottom:1px solid #000000;overflow:hidden;padding:0px 3px 0px 3px;vertical-align:bottom;text-align:center;">48</td> <td data-sheets-numberformat='{"1":2,"2":"0","3":1}' data-sheets-value='{"1":3,"3":23}' style="border-right:1px solid #000000;border-bottom:1px solid #000000;overflow:hidden;padding:0px 3px 0px 3px;vertical-align:bottom;text-align:center;">23</td> </tr> <tr style="height:20px;"> <td data-sheets-value='{"1":2,"2":"Polycarbonate "}' style="border-left:1px solid #000000;overflow:hidden;padding:0px 3px 0px 3px;vertical-align:bottom;font-weight:bold;">Polycarbonate </td> <td data-sheets-value='{"1":2,"2":"Single-walled"}' style="overflow:hidden;padding:0px 3px 0px 3px;vertical-align:bottom;font-weight:bold;">Single-walled</td> <td data-sheets-value='{"1":2,"2":"Clear (A)"}' style="border-right:1px solid #000000;overflow:hidden;padding:0px 3px 0px 3px;vertical-align:bottom;font-weight:bold;">Clear (A)</td> <td data-sheets-numberformat='{"1":2,"2":"0.00","3":1}' data-sheets-value='{"1":3,"3":5.17}' style="overflow:hidden;padding:0px 3px 0px 3px;vertical-align:bottom;text-align:center;">5.17</td> <td data-sheets-numberformat='{"1":2,"2":"0","3":1}' data-sheets-value='{"1":3,"3":88}' style="overflow:hidden;padding:0px 3px 0px 3px;vertical-align:bottom;text-align:center;">88</td> <td data-sheets-numberformat='{"1":2,"2":"0","3":1}' data-sheets-value='{"1":3,"3":83}' style="overflow:hidden;padding:0px 3px 0px 3px;vertical-align:bottom;text-align:center;">83</td> <td data-sheets-numberformat='{"1":2,"2":"0","3":1}' data-sheets-value='{"1":2,"2":"-"}' style="border-right:1px solid #000000;overflow:hidden;padding:0px 3px 0px 3px;vertical-align:bottom;text-align:center;">-</td> </tr> <tr style="height:20px;"> <td data-sheets-value='{"1":2,"2":"PC"}' style="border-left:1px solid #000000;overflow:hidden;padding:0px 3px 0px 3px;vertical-align:bottom;font-weight:bold;">PC</td> <td data-sheets-value='{"1":2,"2":"Single-walled"}' style="overflow:hidden;padding:0px 3px 0px 3px;vertical-align:bottom;font-weight:bold;">Single-walled</td> <td data-sheets-value='{"1":2,"2":"Opal (D)"}' style="border-right:1px solid #000000;overflow:hidden;padding:0px 3px 0px 3px;vertical-align:bottom;font-weight:bold;">Opal (D)</td> <td data-sheets-numberformat='{"1":2,"2":"0.00","3":1}' data-sheets-value='{"1":3,"3":5.17}' style="overflow:hidden;padding:0px 3px 0px 3px;vertical-align:bottom;text-align:center;">5.17</td> <td data-sheets-numberformat='{"1":2,"2":"0","3":1}' data-sheets-value='{"1":3,"3":58}' style="overflow:hidden;padding:0px 3px 0px 3px;vertical-align:bottom;text-align:center;">58</td> <td data-sheets-numberformat='{"1":2,"2":"0","3":1}' data-sheets-value='{"1":3,"3":60}' style="overflow:hidden;padding:0px 3px 0px 3px;vertical-align:bottom;text-align:center;">60</td> <td data-sheets-numberformat='{"1":2,"2":"0","3":1}' data-sheets-value='{"1":2,"2":"-"}' style="border-right:1px solid #000000;overflow:hidden;padding:0px 3px 0px 3px;vertical-align:bottom;text-align:center;">-</td> </tr> <tr style="height:20px;"> <td style="border-left:1px solid #000000;overflow:hidden;padding:0px 3px 0px 3px;vertical-align:bottom;font-weight:bold;"></td> <td data-sheets-value='{"1":2,"2":"Double-walled"}' style="overflow:hidden;padding:0px 3px 0px 3px;vertical-align:bottom;font-weight:bold;">Double-walled</td> <td data-sheets-value='{"1":2,"2":"Clear (A/H)"}' style="border-right:1px solid #000000;overflow:hidden;padding:0px 3px 0px 3px;vertical-align:bottom;font-weight:bold;">Clear (A/H)</td> <td data-sheets-numberformat='{"1":2,"2":"0.00","3":1}' data-sheets-value='{"1":3,"3":2.9}' style="overflow:hidden;padding:0px 3px 0px 3px;vertical-align:bottom;text-align:center;">2.90</td> <td data-sheets-numberformat='{"1":2,"2":"0","3":1}' data-sheets-value='{"1":3,"3":79}' style="overflow:hidden;padding:0px 3px 0px 3px;vertical-align:bottom;text-align:center;">79</td> <td data-sheets-numberformat='{"1":2,"2":"0","3":1}' data-sheets-value='{"1":3,"3":72}' style="overflow:hidden;padding:0px 3px 0px 3px;vertical-align:bottom;text-align:center;">72</td> <td data-sheets-numberformat='{"1":2,"2":"0","3":1}' data-sheets-value='{"1":3,"3":20}' style="border-right:1px solid #000000;overflow:hidden;padding:0px 3px 0px 3px;vertical-align:bottom;text-align:center;">20</td> </tr> <tr style="height:20px;"> <td style="border-left:1px solid #000000;overflow:hidden;padding:0px 3px 0px 3px;vertical-align:bottom;font-weight:bold;"></td> <td data-sheets-value='{"1":2,"2":"Double-walled"}' style="overflow:hidden;padding:0px 3px 0px 3px;vertical-align:bottom;font-weight:bold;">Double-walled</td> <td data-sheets-value='{"1":2,"2":"Clear (A/A)"}' style="border-right:1px solid #000000;overflow:hidden;padding:0px 3px 0px 3px;vertical-align:bottom;font-weight:bold;">Clear (A/A)</td> <td data-sheets-numberformat='{"1":2,"2":"0.00","3":1}' data-sheets-value='{"1":3,"3":2.9}' style="overflow:hidden;padding:0px 3px 0px 3px;vertical-align:bottom;text-align:center;">2.90</td> <td data-sheets-numberformat='{"1":2,"2":"0","3":1}' data-sheets-value='{"1":3,"3":77}' style="overflow:hidden;padding:0px 3px 0px 3px;vertical-align:bottom;text-align:center;">77</td> <td data-sheets-numberformat='{"1":2,"2":"0","3":1}' data-sheets-value='{"1":3,"3":69}' style="overflow:hidden;padding:0px 3px 0px 3px;vertical-align:bottom;text-align:center;">69</td> <td data-sheets-numberformat='{"1":2,"2":"0","3":1}' data-sheets-value='{"1":3,"3":20}' style="border-right:1px solid #000000;overflow:hidden;padding:0px 3px 0px 3px;vertical-align:bottom;text-align:center;">20</td> </tr> <tr style="height:20px;"> <td style="border-left:1px solid #000000;overflow:hidden;padding:0px 3px 0px 3px;vertical-align:bottom;font-weight:bold;"></td> <td data-sheets-value='{"1":2,"2":"Double-walled"}' style="overflow:hidden;padding:0px 3px 0px 3px;vertical-align:bottom;font-weight:bold;">Double-walled</td> <td data-sheets-value='{"1":2,"2":"Opal (A/O)"}' style="border-right:1px solid #000000;overflow:hidden;padding:0px 3px 0px 3px;vertical-align:bottom;font-weight:bold;">Opal (A/O)</td> <td data-sheets-numberformat='{"1":2,"2":"0.00","3":1}' data-sheets-value='{"1":3,"3":2.9}' style="overflow:hidden;padding:0px 3px 0px 3px;vertical-align:bottom;text-align:center;">2.90</td> <td data-sheets-numberformat='{"1":2,"2":"0","3":1}' data-sheets-value='{"1":3,"3":73}' style="overflow:hidden;padding:0px 3px 0px 3px;vertical-align:bottom;text-align:center;">73</td> <td data-sheets-numberformat='{"1":2,"2":"0","3":1}' data-sheets-value='{"1":3,"3":63}' style="overflow:hidden;padding:0px 3px 0px 3px;vertical-align:bottom;text-align:center;">63</td> <td data-sheets-numberformat='{"1":2,"2":"0","3":1}' data-sheets-value='{"1":3,"3":20}' style="border-right:1px solid #000000;overflow:hidden;padding:0px 3px 0px 3px;vertical-align:bottom;text-align:center;">20</td> </tr> <tr style="height:20px;"> <td style="border-left:1px solid #000000;overflow:hidden;padding:0px 3px 0px 3px;vertical-align:bottom;font-weight:bold;"></td> <td data-sheets-value='{"1":2,"2":"Double-walled"}' style="overflow:hidden;padding:0px 3px 0px 3px;vertical-align:bottom;font-weight:bold;">Double-walled</td> <td data-sheets-value='{"1":2,"2":"Opal (A/D)"}' style="border-right:1px solid #000000;overflow:hidden;padding:0px 3px 0px 3px;vertical-align:bottom;font-weight:bold;">Opal (A/D)</td> <td data-sheets-numberformat='{"1":2,"2":"0.00","3":1}' data-sheets-value='{"1":3,"3":2.9}' style="overflow:hidden;padding:0px 3px 0px 3px;vertical-align:bottom;text-align:center;">2.90</td> <td data-sheets-numberformat='{"1":2,"2":"0","3":1}' data-sheets-value='{"1":3,"3":51}' style="overflow:hidden;padding:0px 3px 0px 3px;vertical-align:bottom;text-align:center;">51</td> <td data-sheets-numberformat='{"1":2,"2":"0","3":1}' data-sheets-value='{"1":3,"3":50}' style="overflow:hidden;padding:0px 3px 0px 3px;vertical-align:bottom;text-align:center;">50</td> <td data-sheets-numberformat='{"1":2,"2":"0","3":1}' data-sheets-value='{"1":3,"3":20}' style="border-right:1px solid #000000;overflow:hidden;padding:0px 3px 0px 3px;vertical-align:bottom;text-align:center;">20</td> </tr> <tr style="height:20px;"> <td style="border-left:1px solid #000000;overflow:hidden;padding:0px 3px 0px 3px;vertical-align:bottom;font-weight:bold;"></td> <td data-sheets-value='{"1":2,"2":"Triple-walled"}' style="overflow:hidden;padding:0px 3px 0px 3px;vertical-align:bottom;font-weight:bold;">Triple-walled</td> <td data-sheets-value='{"1":2,"2":"Clear (A/H/H)"}' style="border-right:1px solid #000000;overflow:hidden;padding:0px 3px 0px 3px;vertical-align:bottom;font-weight:bold;">Clear (A/H/H)</td> <td data-sheets-numberformat='{"1":2,"2":"0.00","3":1}' data-sheets-value='{"1":3,"3":1.7}' style="overflow:hidden;padding:0px 3px 0px 3px;vertical-align:bottom;text-align:center;">1.70</td> <td data-sheets-numberformat='{"1":2,"2":"0","3":1}' data-sheets-value='{"1":3,"3":71}' style="overflow:hidden;padding:0px 3px 0px 3px;vertical-align:bottom;text-align:center;">71</td> <td data-sheets-numberformat='{"1":2,"2":"0","3":1}' data-sheets-value='{"1":3,"3":63}' style="overflow:hidden;padding:0px 3px 0px 3px;vertical-align:bottom;text-align:center;">63</td> <td data-sheets-numberformat='{"1":2,"2":"0","3":1}' data-sheets-value='{"1":3,"3":22}' style="border-right:1px solid #000000;overflow:hidden;padding:0px 3px 0px 3px;vertical-align:bottom;text-align:center;">22</td> </tr> <tr style="height:20px;"> <td style="border-left:1px solid #000000;overflow:hidden;padding:0px 3px 0px 3px;vertical-align:bottom;font-weight:bold;"></td> <td data-sheets-value='{"1":2,"2":"Triple-walled"}' style="overflow:hidden;padding:0px 3px 0px 3px;vertical-align:bottom;font-weight:bold;">Triple-walled</td> <td data-sheets-value='{"1":2,"2":"Opal (A/O/O)"}' style="border-right:1px solid #000000;overflow:hidden;padding:0px 3px 0px 3px;vertical-align:bottom;font-weight:bold;">Opal (A/O/O)</td> <td data-sheets-numberformat='{"1":2,"2":"0.00","3":1}' data-sheets-value='{"1":3,"3":1.7}' style="overflow:hidden;padding:0px 3px 0px 3px;vertical-align:bottom;text-align:center;">1.70</td> <td data-sheets-numberformat='{"1":2,"2":"0","3":1}' data-sheets-value='{"1":3,"3":61}' style="overflow:hidden;padding:0px 3px 0px 3px;vertical-align:bottom;text-align:center;">61</td> <td data-sheets-numberformat='{"1":2,"2":"0","3":1}' data-sheets-value='{"1":3,"3":48}' style="overflow:hidden;padding:0px 3px 0px 3px;vertical-align:bottom;text-align:center;">48</td> <td data-sheets-numberformat='{"1":2,"2":"0","3":1}' data-sheets-value='{"1":3,"3":22}' style="border-right:1px solid #000000;overflow:hidden;padding:0px 3px 0px 3px;vertical-align:bottom;text-align:center;">22</td> </tr> <tr style="height:20px;"> <td style="border-left:1px solid #000000;overflow:hidden;padding:0px 3px 0px 3px;vertical-align:bottom;font-weight:bold;"></td> <td data-sheets-value='{"1":2,"2":"Four-walled"}' style="overflow:hidden;padding:0px 3px 0px 3px;vertical-align:bottom;font-weight:bold;">Four-walled</td> <td data-sheets-value='{"1":2,"2":"Clear (A/H/H/H)"}' style="border-right:1px solid #000000;overflow:hidden;padding:0px 3px 0px 3px;vertical-align:bottom;font-weight:bold;">Clear (A/H/H/H)</td> <td data-sheets-numberformat='{"1":2,"2":"0.00","3":1}' data-sheets-value='{"1":3,"3":1.28}' style="overflow:hidden;padding:0px 3px 0px 3px;vertical-align:bottom;text-align:center;">1.28</td> <td data-sheets-numberformat='{"1":2,"2":"0","3":1}' data-sheets-value='{"1":3,"3":64}' style="overflow:hidden;padding:0px 3px 0px 3px;vertical-align:bottom;text-align:center;">64</td> <td data-sheets-numberformat='{"1":2,"2":"0","3":1}' data-sheets-value='{"1":3,"3":52}' style="overflow:hidden;padding:0px 3px 0px 3px;vertical-align:bottom;text-align:center;">52</td> <td data-sheets-numberformat='{"1":2,"2":"0","3":1}' data-sheets-value='{"1":3,"3":23}' style="border-right:1px solid #000000;overflow:hidden;padding:0px 3px 0px 3px;vertical-align:bottom;text-align:center;">23</td> </tr> <tr style="height:20px;"> <td style="border-bottom:1px solid #000000;border-left:1px solid #000000;overflow:hidden;padding:0px 3px 0px 3px;vertical-align:bottom;"></td> <td data-sheets-value='{"1":2,"2":"Four-walled"}' style="border-bottom:1px solid #000000;overflow:hidden;padding:0px 3px 0px 3px;vertical-align:bottom;font-weight:bold;">Four-walled</td> <td data-sheets-value='{"1":2,"2":"Opal (A/H/O/H)"}' style="border-right:1px solid #000000;border-bottom:1px solid #000000;overflow:hidden;padding:0px 3px 0px 3px;vertical-align:bottom;font-weight:bold;">Opal (A/H/O/H)</td> <td data-sheets-numberformat='{"1":2,"2":"0.00","3":1}' data-sheets-value='{"1":3,"3":1.28}' style="border-bottom:1px solid #000000;overflow:hidden;padding:0px 3px 0px 3px;vertical-align:bottom;text-align:center;">1.28</td> <td data-sheets-numberformat='{"1":2,"2":"0","3":1}' data-sheets-value='{"1":3,"3":59}' style="border-bottom:1px solid #000000;overflow:hidden;padding:0px 3px 0px 3px;vertical-align:bottom;text-align:center;">59</td> <td data-sheets-numberformat='{"1":2,"2":"0","3":1}' data-sheets-value='{"1":3,"3":46}' style="border-bottom:1px solid #000000;overflow:hidden;padding:0px 3px 0px 3px;vertical-align:bottom;text-align:center;">46</td> <td data-sheets-numberformat='{"1":2,"2":"0","3":1}' data-sheets-value='{"1":3,"3":23}' style="border-right:1px solid #000000;border-bottom:1px solid #000000;overflow:hidden;padding:0px 3px 0px 3px;vertical-align:bottom;text-align:center;">23</td> </tr> <tr style="height:20px;"> <td data-sheets-value='{"1":2,"2":"Polycarbonate"}' style="border-left:1px solid #000000;overflow:hidden;padding:0px 3px 0px 3px;vertical-align:bottom;font-weight:bold;">Polycarbonate</td> <td data-sheets-value='{"1":2,"2":"Single-walled"}' style="overflow:hidden;padding:0px 3px 0px 3px;vertical-align:bottom;font-weight:bold;">Single-walled</td> <td data-sheets-value='{"1":2,"2":"Heatstop Opal (T)"}' style="border-right:1px solid #000000;overflow:hidden;padding:0px 3px 0px 3px;vertical-align:bottom;font-weight:bold;">Heatstop Opal (T)</td> <td data-sheets-numberformat='{"1":2,"2":"0.00","3":1}' data-sheets-value='{"1":3,"3":5.17}' style="overflow:hidden;padding:0px 3px 0px 3px;vertical-align:bottom;text-align:center;">5.17</td> <td data-sheets-numberformat='{"1":2,"2":"0","3":1}' data-sheets-value='{"1":3,"3":49}' style="overflow:hidden;padding:0px 3px 0px 3px;vertical-align:bottom;text-align:center;">49</td> <td data-sheets-numberformat='{"1":2,"2":"0","3":1}' data-sheets-value='{"1":3,"3":59}' style="overflow:hidden;padding:0px 3px 0px 3px;vertical-align:bottom;text-align:center;">59</td> <td data-sheets-numberformat='{"1":2,"2":"0","3":1}' data-sheets-value='{"1":2,"2":"-"}' style="border-right:1px solid #000000;overflow:hidden;padding:0px 3px 0px 3px;vertical-align:bottom;text-align:center;">-</td> </tr> <tr style="height:20px;"> <td data-sheets-value='{"1":2,"2":"Heatstop PC"}' style="border-left:1px solid #000000;overflow:hidden;padding:0px 3px 0px 3px;vertical-align:bottom;font-weight:bold;">Heatstop PC</td> <td data-sheets-value='{"1":2,"2":"Double-walled"}' style="overflow:hidden;padding:0px 3px 0px 3px;vertical-align:bottom;font-weight:bold;">Double-walled</td> <td data-sheets-value='{"1":2,"2":"Clear (T/H)"}' style="border-right:1px solid #000000;overflow:hidden;padding:0px 3px 0px 3px;vertical-align:bottom;font-weight:bold;">Clear (T/H)</td> <td data-sheets-numberformat='{"1":2,"2":"0.00","3":1}' data-sheets-value='{"1":3,"3":2.9}' style="overflow:hidden;padding:0px 3px 0px 3px;vertical-align:bottom;text-align:center;">2.90</td> <td data-sheets-numberformat='{"1":2,"2":"0","3":1}' data-sheets-value='{"1":3,"3":44}' style="overflow:hidden;padding:0px 3px 0px 3px;vertical-align:bottom;text-align:center;">44</td> <td data-sheets-numberformat='{"1":2,"2":"0","3":1}' data-sheets-value='{"1":3,"3":51}' style="overflow:hidden;padding:0px 3px 0px 3px;vertical-align:bottom;text-align:center;">51</td> <td data-sheets-numberformat='{"1":2,"2":"0","3":1}' data-sheets-value='{"1":3,"3":20}' style="border-right:1px solid #000000;overflow:hidden;padding:0px 3px 0px 3px;vertical-align:bottom;text-align:center;">20</td> </tr> <tr style="height:20px;"> <td style="border-left:1px solid #000000;overflow:hidden;padding:0px 3px 0px 3px;vertical-align:bottom;font-weight:bold;"></td> <td data-sheets-value='{"1":2,"2":"Double-walled"}' style="overflow:hidden;padding:0px 3px 0px 3px;vertical-align:bottom;font-weight:bold;">Double-walled</td> <td data-sheets-value='{"1":2,"2":"Opal (T/O)"}' style="border-right:1px solid #000000;overflow:hidden;padding:0px 3px 0px 3px;vertical-align:bottom;font-weight:bold;">Opal (T/O)</td> <td data-sheets-numberformat='{"1":2,"2":"0.00","3":1}' data-sheets-value='{"1":3,"3":2.9}' style="overflow:hidden;padding:0px 3px 0px 3px;vertical-align:bottom;text-align:center;">2.90</td> <td data-sheets-numberformat='{"1":2,"2":"0","3":1}' data-sheets-value='{"1":3,"3":41}' style="overflow:hidden;padding:0px 3px 0px 3px;vertical-align:bottom;text-align:center;">41</td> <td data-sheets-numberformat='{"1":2,"2":"0","3":1}' data-sheets-value='{"1":3,"3":45}' style="overflow:hidden;padding:0px 3px 0px 3px;vertical-align:bottom;text-align:center;">45</td> <td data-sheets-numberformat='{"1":2,"2":"0","3":1}' data-sheets-value='{"1":3,"3":20}' style="border-right:1px solid #000000;overflow:hidden;padding:0px 3px 0px 3px;vertical-align:bottom;text-align:center;">20</td> </tr> <tr style="height:20px;"> <td style="border-left:1px solid #000000;overflow:hidden;padding:0px 3px 0px 3px;vertical-align:bottom;font-weight:bold;"></td> <td data-sheets-value='{"1":2,"2":"Triple-walled"}' style="overflow:hidden; | skylux-160-ce-met-koepel-en-pvc-opstand-30-20-met-lm-motor-1300-x-2000-mm | 8586031661389 | 46872355209549
Smoke and heat exhaust (SHEV) | SHE system | Skylux | Skylux 160° CE with skylight and PVC curb 30/20 with LM-actuator 1300 x 2200 mm |  | 25975 | 5412970259756 | 5532.15 | Yes | 30-45 | 103.61 | 1300 x 2200 mm | 2200 | 1300 |  | PVC 30/20 (30 cm high & roof opening = 20 cm larger than daylight size) | Rectangular | 5.17 W/m²K - 1.28 W/m²K | 87% - 32% | 90% - 32% | 20dB - 23dB | 160° CE (for industry) | skylight | without spoiler | E | Single actuator | Maximum four-walled skylight possible for this product | Ut-value LT-value g-value Rw-value EN 1873 : 2014 EN ISO 13468 EN 16153 EN 410 EN 410 EN ISO 140-3 Material Walls Shells (W/m²K) (%) (%) (dB) Acrylic Single-walled Clear (H) 5.17 90 87 - PMMA Single-walled Opal (O) 5.17 83 76 - Double-walled Clear (H/H) 2.90 81 75 20 Double-walled Opal (O/O) 2.90 69 58 20 Triple-walled Clear (H/H/H) 1.70 73 65 22 Triple-walled Opal (O/H/O) 1.70 62 51 22 Four-walled Clear (H/H/H/H) 1.28 64 54 23 Four-walled Opal (H/H/O/H) 1.28 59 48 23 Polycarbonate Single-walled Clear (A) 5.17 88 83 - PC Single-walled Opal (D) 5.17 58 60 - Double-walled Clear (A/H) 2.90 79 72 20 Double-walled Clear (A/A) 2.90 77 69 20 Double-walled Opal (A/O) 2.90 73 63 20 Double-walled Opal (A/D) 2.90 51 50 20 Triple-walled Clear (A/H/H) 1.70 71 63 22 Triple-walled Opal (A/O/O) 1.70 61 48 22 Four-walled Clear (A/H/H/H) 1.28 64 52 23 Four-walled Opal (A/H/O/H) 1.28 59 46 23 Polycarbonate Single-walled Heatstop Opal (T) 5.17 49 59 - Heatstop PC Double-walled Clear (T/H) 2.90 44 51 20 Double-walled Opal (T/O) 2.90 41 45 20 Triple-walled Clear (T/H/H) 1.70 40 <td data-sheets-numberformat='{"1":2,"2":"0","3":1}' data-sheets-value='{"1":3,"3":44}' style="overflow:hidden;paddin | https://skylux.eu/en/products/skylux-160-ce-met-koepel-en-pvc-opstand-30-20-met-lm-motor-1300-x-2200-mm | https://skylux.eu/cdn/shop/files/Skylux-160deg-CE-met-koepel-en-pvc-opstand-3020-met-LM-motor-1300-x-2200-mm-RWA-systeem.jpg?v=1702980563&width=1600 | https://skylux.eu/cdn/shop/files/e5a82811-1bb0-48e4-a776-cacb59c7c092_f1f2005d-8dbf-46f0-b6f7-07759cb588da.jpg?v=1688551156&width=1600 | //skylux.eu/cdn/shop/files/E_MH_Mounting_instructions_Skylux_160_CE_LM.pdf?v=12406716259046007223 | //skylux.eu/cdn/shop/files/E_TD_Technical_File_Skylux_Skylux_160_CE_Electric.pdf?v=3667116872303399239 | <style type="text/css" id="isPasted"> <!--td { border: 1px solid #cccccc; } br { mso-data-placement: same-cell; } --> </style> <table border="1" cellpadding="0" cellspacing="0" dir="ltr" style="table-layout:fixed;font-size:10pt;font-family:Arial;border-collapse:collapse;border:none;"><tbody> <tr style="height:20px;"> <td style="overflow:hidden;padding:0px 3px 0px 3px;vertical-align:bottom;"></td> <td style="overflow:hidden;padding:0px 3px 0px 3px;vertical-align:bottom;"></td> <td style="overflow:hidden;padding:0px 3px 0px 3px;vertical-align:bottom;"></td> <td data-sheets-value='{"1":2,"2":"Ut-value"}' style="overflow:hidden;padding:0px 3px 0px 3px;vertical-align:bottom;font-weight:bold;text-align:center;">Ut-value</td> <td data-sheets-value='{"1":2,"2":"LT-value"}' style="overflow:hidden;padding:0px 3px 0px 3px;vertical-align:bottom;font-weight:bold;text-align:center;">LT-value</td> <td data-sheets-value='{"1":2,"2":"g-value"}' style="overflow:hidden;padding:0px 3px 0px 3px;vertical-align:bottom;font-weight:bold;text-align:center;">g-value</td> <td data-sheets-value='{"1":2,"2":"Rw-value "}' style="overflow:hidden;padding:0px 3px 0px 3px;vertical-align:bottom;font-weight:bold;text-align:center;">Rw-value </td> </tr> <tr style="height:20px;"> <td style="overflow:hidden;padding:0px 3px 0px 3px;vertical-align:bottom;"></td> <td style="overflow:hidden;padding:0px 3px 0px 3px;vertical-align:bottom;"></td> <td style="overflow:hidden;padding:0px 3px 0px 3px;vertical-align:bottom;"></td> <td data-sheets-numberformat='{"1":2,"2":"0.00","3":1}' data-sheets-value='{"1":2,"2":"EN 1873 : 2014"}' style="overflow:hidden;padding:0px 3px 0px 3px;vertical-align:bottom;text-align:center;">EN 1873 : 2014</td> <td data-sheets-numberformat='{"1":2,"2":"0","3":1}' data-sheets-value='{"1":2,"2":"EN ISO 13468 EN 16153 EN 410"}' style="overflow:hidden;padding:0px 3px 0px 3px;vertical-align:bottom;text-align:center;">EN ISO 13468 EN 16153 EN 410</td> <td data-sheets-numberformat='{"1":2,"2":"0","3":1}' data-sheets-value='{"1":2,"2":"EN 410"}' style="overflow:hidden;padding:0px 3px 0px 3px;vertical-align:bottom;text-align:center;">EN 410</td> <td data-sheets-value='{"1":2,"2":"EN ISO 140-3\t\t"}' style="overflow:hidden;padding:0px 3px 0px 3px;vertical-align:bottom;text-align:center;">EN ISO 140-3 </td> </tr> <tr style="height:20px;"> <td data-sheets-value='{"1":2,"2":"Material"}' style="border-bottom:1px solid #000000;overflow:hidden;padding:0px 3px 0px 3px;vertical-align:bottom;background-color:#000000;font-weight:bold;color:#ffffff;">Material</td> <td data-sheets-value='{"1":2,"2":"Walls"}' style="border-bottom:1px solid #000000;overflow:hidden;padding:0px 3px 0px 3px;vertical-align:bottom;background-color:#000000;font-weight:bold;color:#ffffff;">Walls</td> <td data-sheets-value='{"1":2,"2":"Shells"}' style="border-bottom:1px solid #000000;overflow:hidden;padding:0px 3px 0px 3px;vertical-align:bottom;background-color:#000000;font-weight:bold;color:#ffffff;">Shells</td> <td data-sheets-numberformat='{"1":2,"2":"0.00","3":1}' data-sheets-value='{"1":2,"2":"(W/m²K)\t"}' style="border-bottom:1px solid #000000;overflow:hidden;padding:0px 3px 0px 3px;vertical-align:bottom;background-color:#000000;font-weight:bold;color:#ffffff;text-align:center;">(W/m²K) </td> <td data-sheets-numberformat='{"1":2,"2":"0","3":1}' data-sheets-value='{"1":2,"2":"(%)"}' style="border-bottom:1px solid #000000;overflow:hidden;padding:0px 3px 0px 3px;vertical-align:bottom;background-color:#000000;font-weight:bold;color:#ffffff;text-align:center;">(%)</td> <td data-sheets-numberformat='{"1":2,"2":"0","3":1}' data-sheets-value='{"1":2,"2":"(%)"}' style="border-bottom:1px solid #000000;overflow:hidden;padding:0px 3px 0px 3px;vertical-align:bottom;background-color:#000000;font-weight:bold;color:#ffffff;text-align:center;">(%)</td> <td data-sheets-value='{"1":2,"2":"(dB)"}' style="border-bottom:1px solid #000000;overflow:hidden;padding:0px 3px 0px 3px;vertical-align:bottom;background-color:#000000;font-weight:bold;color:#ffffff;text-align:center;">(dB)</td> </tr> <tr style="height:20px;"> <td data-sheets-value='{"1":2,"2":"Acrylic"}' style="border-left:1px solid #000000;overflow:hidden;padding:0px 3px 0px 3px;vertical-align:bottom;font-weight:bold;">Acrylic</td> <td data-sheets-value='{"1":2,"2":"Single-walled"}' style="overflow:hidden;padding:0px 3px 0px 3px;vertical-align:bottom;font-weight:bold;">Single-walled</td> <td data-sheets-value='{"1":2,"2":"Clear (H)"}' style="border-right:1px solid #000000;overflow:hidden;padding:0px 3px 0px 3px;vertical-align:bottom;font-weight:bold;">Clear (H)</td> <td data-sheets-numberformat='{"1":2,"2":"0.00","3":1}' data-sheets-value='{"1":3,"3":5.17}' style="overflow:hidden;padding:0px 3px 0px 3px;vertical-align:bottom;text-align:center;">5.17</td> <td data-sheets-numberformat='{"1":2,"2":"0","3":1}' data-sheets-value='{"1":3,"3":90}' style="overflow:hidden;padding:0px 3px 0px 3px;vertical-align:bottom;text-align:center;">90</td> <td data-sheets-numberformat='{"1":2,"2":"0","3":1}' data-sheets-value='{"1":3,"3":87}' style="overflow:hidden;padding:0px 3px 0px 3px;vertical-align:bottom;text-align:center;">87</td> <td data-sheets-numberformat='{"1":2,"2":"0","3":1}' data-sheets-value='{"1":2,"2":"-"}' style="border-right:1px solid #000000;overflow:hidden;padding:0px 3px 0px 3px;vertical-align:bottom;text-align:center;">-</td> </tr> <tr style="height:20px;"> <td data-sheets-value='{"1":2,"2":"PMMA"}' style="border-left:1px solid #000000;overflow:hidden;padding:0px 3px 0px 3px;vertical-align:bottom;font-weight:bold;">PMMA</td> <td data-sheets-value='{"1":2,"2":"Single-walled"}' style="overflow:hidden;padding:0px 3px 0px 3px;vertical-align:bottom;font-weight:bold;">Single-walled</td> <td data-sheets-value='{"1":2,"2":"Opal (O)"}' style="border-right:1px solid #000000;overflow:hidden;padding:0px 3px 0px 3px;vertical-align:bottom;font-weight:bold;">Opal (O)</td> <td data-sheets-numberformat='{"1":2,"2":"0.00","3":1}' data-sheets-value='{"1":3,"3":5.17}' style="overflow:hidden;padding:0px 3px 0px 3px;vertical-align:bottom;text-align:center;">5.17</td> <td data-sheets-numberformat='{"1":2,"2":"0","3":1}' data-sheets-value='{"1":3,"3":83}' style="overflow:hidden;padding:0px 3px 0px 3px;vertical-align:bottom;text-align:center;">83</td> <td data-sheets-numberformat='{"1":2,"2":"0","3":1}' data-sheets-value='{"1":3,"3":76}' style="overflow:hidden;padding:0px 3px 0px 3px;vertical-align:bottom;text-align:center;">76</td> <td data-sheets-numberformat='{"1":2,"2":"0","3":1}' data-sheets-value='{"1":2,"2":"-"}' style="border-right:1px solid #000000;overflow:hidden;padding:0px 3px 0px 3px;vertical-align:bottom;text-align:center;">-</td> </tr> <tr style="height:20px;"> <td style="border-left:1px solid #000000;overflow:hidden;padding:0px 3px 0px 3px;vertical-align:bottom;font-weight:bold;"></td> <td data-sheets-value='{"1":2,"2":"Double-walled"}' style="overflow:hidden;padding:0px 3px 0px 3px;vertical-align:bottom;font-weight:bold;">Double-walled</td> <td data-sheets-value='{"1":2,"2":"Clear (H/H)"}' style="border-right:1px solid #000000;overflow:hidden;padding:0px 3px 0px 3px;vertical-align:bottom;font-weight:bold;">Clear (H/H)</td> <td data-sheets-numberformat='{"1":2,"2":"0.00","3":1}' data-sheets-value='{"1":3,"3":2.9}' style="overflow:hidden;padding:0px 3px 0px 3px;vertical-align:bottom;text-align:center;">2.90</td> <td data-sheets-numberformat='{"1":2,"2":"0","3":1}' data-sheets-value='{"1":3,"3":81}' style="overflow:hidden;padding:0px 3px 0px 3px;vertical-align:bottom;text-align:center;">81</td> <td data-sheets-numberformat='{"1":2,"2":"0","3":1}' data-sheets-value='{"1":3,"3":75}' style="overflow:hidden;padding:0px 3px 0px 3px;vertical-align:bottom;text-align:center;">75</td> <td data-sheets-numberformat='{"1":2,"2":"0","3":1}' data-sheets-value='{"1":3,"3":20}' style="border-right:1px solid #000000;overflow:hidden;padding:0px 3px 0px 3px;vertical-align:bottom;text-align:center;">20</td> </tr> <tr style="height:20px;"> <td style="border-left:1px solid #000000;overflow:hidden;padding:0px 3px 0px 3px;vertical-align:bottom;font-weight:bold;"></td> <td data-sheets-value='{"1":2,"2":"Double-walled"}' style="overflow:hidden;padding:0px 3px 0px 3px;vertical-align:bottom;font-weight:bold;">Double-walled</td> <td data-sheets-value='{"1":2,"2":"Opal (O/O)"}' style="border-right:1px solid #000000;overflow:hidden;padding:0px 3px 0px 3px;vertical-align:bottom;font-weight:bold;">Opal (O/O)</td> <td data-sheets-numberformat='{"1":2,"2":"0.00","3":1}' data-sheets-value='{"1":3,"3":2.9}' style="overflow:hidden;padding:0px 3px 0px 3px;vertical-align:bottom;text-align:center;">2.90</td> <td data-sheets-numberformat='{"1":2,"2":"0","3":1}' data-sheets-value='{"1":3,"3":69}' style="overflow:hidden;padding:0px 3px 0px 3px;vertical-align:bottom;text-align:center;">69</td> <td data-sheets-numberformat='{"1":2,"2":"0","3":1}' data-sheets-value='{"1":3,"3":58}' style="overflow:hidden;padding:0px 3px 0px 3px;vertical-align:bottom;text-align:center;">58</td> <td data-sheets-numberformat='{"1":2,"2":"0","3":1}' data-sheets-value='{"1":3,"3":20}' style="border-right:1px solid #000000;overflow:hidden;padding:0px 3px 0px 3px;vertical-align:bottom;text-align:center;">20</td> </tr> <tr style="height:20px;"> <td style="border-left:1px solid #000000;overflow:hidden;padding:0px 3px 0px 3px;vertical-align:bottom;font-weight:bold;"></td> <td data-sheets-value='{"1":2,"2":"Triple-walled"}' style="overflow:hidden;padding:0px 3px 0px 3px;vertical-align:bottom;font-weight:bold;">Triple-walled</td> <td data-sheets-value='{"1":2,"2":"Clear (H/H/H)"}' style="border-right:1px solid #000000;overflow:hidden;padding:0px 3px 0px 3px;vertical-align:bottom;font-weight:bold;">Clear (H/H/H)</td> <td data-sheets-numberformat='{"1":2,"2":"0.00","3":1}' data-sheets-value='{"1":3,"3":1.7}' style="overflow:hidden;padding:0px 3px 0px 3px;vertical-align:bottom;text-align:center;">1.70</td> <td data-sheets-numberformat='{"1":2,"2":"0","3":1}' data-sheets-value='{"1":3,"3":73}' style="overflow:hidden;padding:0px 3px 0px 3px;vertical-align:bottom;text-align:center;">73</td> <td data-sheets-numberformat='{"1":2,"2":"0","3":1}' data-sheets-value='{"1":3,"3":65}' style="overflow:hidden;padding:0px 3px 0px 3px;vertical-align:bottom;text-align:center;">65</td> <td data-sheets-numberformat='{"1":2,"2":"0","3":1}' data-sheets-value='{"1":3,"3":22}' style="border-right:1px solid #000000;overflow:hidden;padding:0px 3px 0px 3px;vertical-align:bottom;text-align:center;">22</td> </tr> <tr style="height:20px;"> <td style="border-left:1px solid #000000;overflow:hidden;padding:0px 3px 0px 3px;vertical-align:bottom;font-weight:bold;"></td> <td data-sheets-value='{"1":2,"2":"Triple-walled"}' style="overflow:hidden;padding:0px 3px 0px 3px;vertical-align:bottom;font-weight:bold;">Triple-walled</td> <td data-sheets-value='{"1":2,"2":"Opal (O/H/O)"}' style="border-right:1px solid #000000;overflow:hidden;padding:0px 3px 0px 3px;vertical-align:bottom;font-weight:bold;">Opal (O/H/O)</td> <td data-sheets-numberformat='{"1":2,"2":"0.00","3":1}' data-sheets-value='{"1":3,"3":1.7}' style="overflow:hidden;padding:0px 3px 0px 3px;vertical-align:bottom;text-align:center;">1.70</td> <td data-sheets-numberformat='{"1":2,"2":"0","3":1}' data-sheets-value='{"1":3,"3":62}' style="overflow:hidden;padding:0px 3px 0px 3px;vertical-align:bottom;text-align:center;">62</td> <td data-sheets-numberformat='{"1":2,"2":"0","3":1}' data-sheets-value='{"1":3,"3":51}' style="overflow:hidden;padding:0px 3px 0px 3px;vertical-align:bottom;text-align:center;">51</td> <td data-sheets-numberformat='{"1":2,"2":"0","3":1}' data-sheets-value='{"1":3,"3":22}' style="border-right:1px solid #000000;overflow:hidden;padding:0px 3px 0px 3px;vertical-align:bottom;text-align:center;">22</td> </tr> <tr style="height:20px;"> <td style="border-left:1px solid #000000;overflow:hidden;padding:0px 3px 0px 3px;vertical-align:bottom;font-weight:bold;"></td> <td data-sheets-value='{"1":2,"2":"Four-walled"}' style="overflow:hidden;padding:0px 3px 0px 3px;vertical-align:bottom;font-weight:bold;">Four-walled</td> <td data-sheets-value='{"1":2,"2":"Clear (H/H/H/H)"}' style="border-right:1px solid #000000;overflow:hidden;padding:0px 3px 0px 3px;vertical-align:bottom;font-weight:bold;">Clear (H/H/H/H)</td> <td data-sheets-numberformat='{"1":2,"2":"0.00","3":1}' data-sheets-value='{"1":3,"3":1.28}' style="overflow:hidden;padding:0px 3px 0px 3px;vertical-align:bottom;text-align:center;">1.28</td> <td data-sheets-numberformat='{"1":2,"2":"0","3":1}' data-sheets-value='{"1":3,"3":64}' style="overflow:hidden;padding:0px 3px 0px 3px;vertical-align:bottom;text-align:center;">64</td> <td data-sheets-numberformat='{"1":2,"2":"0","3":1}' data-sheets-value='{"1":3,"3":54}' style="overflow:hidden;padding:0px 3px 0px 3px;vertical-align:bottom;text-align:center;">54</td> <td data-sheets-numberformat='{"1":2,"2":"0","3":1}' data-sheets-value='{"1":3,"3":23}' style="border-right:1px solid #000000;overflow:hidden;padding:0px 3px 0px 3px;vertical-align:bottom;text-align:center;">23</td> </tr> <tr style="height:20px;"> <td style="border-bottom:1px solid #000000;border-left:1px solid #000000;overflow:hidden;padding:0px 3px 0px 3px;vertical-align:bottom;"></td> <td data-sheets-value='{"1":2,"2":"Four-walled"}' style="border-bottom:1px solid #000000;overflow:hidden;padding:0px 3px 0px 3px;vertical-align:bottom;font-weight:bold;">Four-walled</td> <td data-sheets-value='{"1":2,"2":"Opal (H/H/O/H)"}' style="border-right:1px solid #000000;border-bottom:1px solid #000000;overflow:hidden;padding:0px 3px 0px 3px;vertical-align:bottom;font-weight:bold;">Opal (H/H/O/H)</td> <td data-sheets-numberformat='{"1":2,"2":"0.00","3":1}' data-sheets-value='{"1":3,"3":1.28}' style="border-bottom:1px solid #000000;overflow:hidden;padding:0px 3px 0px 3px;vertical-align:bottom;text-align:center;">1.28</td> <td data-sheets-numberformat='{"1":2,"2":"0","3":1}' data-sheets-value='{"1":3,"3":59}' style="border-bottom:1px solid #000000;overflow:hidden;padding:0px 3px 0px 3px;vertical-align:bottom;text-align:center;">59</td> <td data-sheets-numberformat='{"1":2,"2":"0","3":1}' data-sheets-value='{"1":3,"3":48}' style="border-bottom:1px solid #000000;overflow:hidden;padding:0px 3px 0px 3px;vertical-align:bottom;text-align:center;">48</td> <td data-sheets-numberformat='{"1":2,"2":"0","3":1}' data-sheets-value='{"1":3,"3":23}' style="border-right:1px solid #000000;border-bottom:1px solid #000000;overflow:hidden;padding:0px 3px 0px 3px;vertical-align:bottom;text-align:center;">23</td> </tr> <tr style="height:20px;"> <td data-sheets-value='{"1":2,"2":"Polycarbonate "}' style="border-left:1px solid #000000;overflow:hidden;padding:0px 3px 0px 3px;vertical-align:bottom;font-weight:bold;">Polycarbonate </td> <td data-sheets-value='{"1":2,"2":"Single-walled"}' style="overflow:hidden;padding:0px 3px 0px 3px;vertical-align:bottom;font-weight:bold;">Single-walled</td> <td data-sheets-value='{"1":2,"2":"Clear (A)"}' style="border-right:1px solid #000000;overflow:hidden;padding:0px 3px 0px 3px;vertical-align:bottom;font-weight:bold;">Clear (A)</td> <td data-sheets-numberformat='{"1":2,"2":"0.00","3":1}' data-sheets-value='{"1":3,"3":5.17}' style="overflow:hidden;padding:0px 3px 0px 3px;vertical-align:bottom;text-align:center;">5.17</td> <td data-sheets-numberformat='{"1":2,"2":"0","3":1}' data-sheets-value='{"1":3,"3":88}' style="overflow:hidden;padding:0px 3px 0px 3px;vertical-align:bottom;text-align:center;">88</td> <td data-sheets-numberformat='{"1":2,"2":"0","3":1}' data-sheets-value='{"1":3,"3":83}' style="overflow:hidden;padding:0px 3px 0px 3px;vertical-align:bottom;text-align:center;">83</td> <td data-sheets-numberformat='{"1":2,"2":"0","3":1}' data-sheets-value='{"1":2,"2":"-"}' style="border-right:1px solid #000000;overflow:hidden;padding:0px 3px 0px 3px;vertical-align:bottom;text-align:center;">-</td> </tr> <tr style="height:20px;"> <td data-sheets-value='{"1":2,"2":"PC"}' style="border-left:1px solid #000000;overflow:hidden;padding:0px 3px 0px 3px;vertical-align:bottom;font-weight:bold;">PC</td> <td data-sheets-value='{"1":2,"2":"Single-walled"}' style="overflow:hidden;padding:0px 3px 0px 3px;vertical-align:bottom;font-weight:bold;">Single-walled</td> <td data-sheets-value='{"1":2,"2":"Opal (D)"}' style="border-right:1px solid #000000;overflow:hidden;padding:0px 3px 0px 3px;vertical-align:bottom;font-weight:bold;">Opal (D)</td> <td data-sheets-numberformat='{"1":2,"2":"0.00","3":1}' data-sheets-value='{"1":3,"3":5.17}' style="overflow:hidden;padding:0px 3px 0px 3px;vertical-align:bottom;text-align:center;">5.17</td> <td data-sheets-numberformat='{"1":2,"2":"0","3":1}' data-sheets-value='{"1":3,"3":58}' style="overflow:hidden;padding:0px 3px 0px 3px;vertical-align:bottom;text-align:center;">58</td> <td data-sheets-numberformat='{"1":2,"2":"0","3":1}' data-sheets-value='{"1":3,"3":60}' style="overflow:hidden;padding:0px 3px 0px 3px;vertical-align:bottom;text-align:center;">60</td> <td data-sheets-numberformat='{"1":2,"2":"0","3":1}' data-sheets-value='{"1":2,"2":"-"}' style="border-right:1px solid #000000;overflow:hidden;padding:0px 3px 0px 3px;vertical-align:bottom;text-align:center;">-</td> </tr> <tr style="height:20px;"> <td style="border-left:1px solid #000000;overflow:hidden;padding:0px 3px 0px 3px;vertical-align:bottom;font-weight:bold;"></td> <td data-sheets-value='{"1":2,"2":"Double-walled"}' style="overflow:hidden;padding:0px 3px 0px 3px;vertical-align:bottom;font-weight:bold;">Double-walled</td> <td data-sheets-value='{"1":2,"2":"Clear (A/H)"}' style="border-right:1px solid #000000;overflow:hidden;padding:0px 3px 0px 3px;vertical-align:bottom;font-weight:bold;">Clear (A/H)</td> <td data-sheets-numberformat='{"1":2,"2":"0.00","3":1}' data-sheets-value='{"1":3,"3":2.9}' style="overflow:hidden;padding:0px 3px 0px 3px;vertical-align:bottom;text-align:center;">2.90</td> <td data-sheets-numberformat='{"1":2,"2":"0","3":1}' data-sheets-value='{"1":3,"3":79}' style="overflow:hidden;padding:0px 3px 0px 3px;vertical-align:bottom;text-align:center;">79</td> <td data-sheets-numberformat='{"1":2,"2":"0","3":1}' data-sheets-value='{"1":3,"3":72}' style="overflow:hidden;padding:0px 3px 0px 3px;vertical-align:bottom;text-align:center;">72</td> <td data-sheets-numberformat='{"1":2,"2":"0","3":1}' data-sheets-value='{"1":3,"3":20}' style="border-right:1px solid #000000;overflow:hidden;padding:0px 3px 0px 3px;vertical-align:bottom;text-align:center;">20</td> </tr> <tr style="height:20px;"> <td style="border-left:1px solid #000000;overflow:hidden;padding:0px 3px 0px 3px;vertical-align:bottom;font-weight:bold;"></td> <td data-sheets-value='{"1":2,"2":"Double-walled"}' style="overflow:hidden;padding:0px 3px 0px 3px;vertical-align:bottom;font-weight:bold;">Double-walled</td> <td data-sheets-value='{"1":2,"2":"Clear (A/A)"}' style="border-right:1px solid #000000;overflow:hidden;padding:0px 3px 0px 3px;vertical-align:bottom;font-weight:bold;">Clear (A/A)</td> <td data-sheets-numberformat='{"1":2,"2":"0.00","3":1}' data-sheets-value='{"1":3,"3":2.9}' style="overflow:hidden;padding:0px 3px 0px 3px;vertical-align:bottom;text-align:center;">2.90</td> <td data-sheets-numberformat='{"1":2,"2":"0","3":1}' data-sheets-value='{"1":3,"3":77}' style="overflow:hidden;padding:0px 3px 0px 3px;vertical-align:bottom;text-align:center;">77</td> <td data-sheets-numberformat='{"1":2,"2":"0","3":1}' data-sheets-value='{"1":3,"3":69}' style="overflow:hidden;padding:0px 3px 0px 3px;vertical-align:bottom;text-align:center;">69</td> <td data-sheets-numberformat='{"1":2,"2":"0","3":1}' data-sheets-value='{"1":3,"3":20}' style="border-right:1px solid #000000;overflow:hidden;padding:0px 3px 0px 3px;vertical-align:bottom;text-align:center;">20</td> </tr> <tr style="height:20px;"> <td style="border-left:1px solid #000000;overflow:hidden;padding:0px 3px 0px 3px;vertical-align:bottom;font-weight:bold;"></td> <td data-sheets-value='{"1":2,"2":"Double-walled"}' style="overflow:hidden;padding:0px 3px 0px 3px;vertical-align:bottom;font-weight:bold;">Double-walled</td> <td data-sheets-value='{"1":2,"2":"Opal (A/O)"}' style="border-right:1px solid #000000;overflow:hidden;padding:0px 3px 0px 3px;vertical-align:bottom;font-weight:bold;">Opal (A/O)</td> <td data-sheets-numberformat='{"1":2,"2":"0.00","3":1}' data-sheets-value='{"1":3,"3":2.9}' style="overflow:hidden;padding:0px 3px 0px 3px;vertical-align:bottom;text-align:center;">2.90</td> <td data-sheets-numberformat='{"1":2,"2":"0","3":1}' data-sheets-value='{"1":3,"3":73}' style="overflow:hidden;padding:0px 3px 0px 3px;vertical-align:bottom;text-align:center;">73</td> <td data-sheets-numberformat='{"1":2,"2":"0","3":1}' data-sheets-value='{"1":3,"3":63}' style="overflow:hidden;padding:0px 3px 0px 3px;vertical-align:bottom;text-align:center;">63</td> <td data-sheets-numberformat='{"1":2,"2":"0","3":1}' data-sheets-value='{"1":3,"3":20}' style="border-right:1px solid #000000;overflow:hidden;padding:0px 3px 0px 3px;vertical-align:bottom;text-align:center;">20</td> </tr> <tr style="height:20px;"> <td style="border-left:1px solid #000000;overflow:hidden;padding:0px 3px 0px 3px;vertical-align:bottom;font-weight:bold;"></td> <td data-sheets-value='{"1":2,"2":"Double-walled"}' style="overflow:hidden;padding:0px 3px 0px 3px;vertical-align:bottom;font-weight:bold;">Double-walled</td> <td data-sheets-value='{"1":2,"2":"Opal (A/D)"}' style="border-right:1px solid #000000;overflow:hidden;padding:0px 3px 0px 3px;vertical-align:bottom;font-weight:bold;">Opal (A/D)</td> <td data-sheets-numberformat='{"1":2,"2":"0.00","3":1}' data-sheets-value='{"1":3,"3":2.9}' style="overflow:hidden;padding:0px 3px 0px 3px;vertical-align:bottom;text-align:center;">2.90</td> <td data-sheets-numberformat='{"1":2,"2":"0","3":1}' data-sheets-value='{"1":3,"3":51}' style="overflow:hidden;padding:0px 3px 0px 3px;vertical-align:bottom;text-align:center;">51</td> <td data-sheets-numberformat='{"1":2,"2":"0","3":1}' data-sheets-value='{"1":3,"3":50}' style="overflow:hidden;padding:0px 3px 0px 3px;vertical-align:bottom;text-align:center;">50</td> <td data-sheets-numberformat='{"1":2,"2":"0","3":1}' data-sheets-value='{"1":3,"3":20}' style="border-right:1px solid #000000;overflow:hidden;padding:0px 3px 0px 3px;vertical-align:bottom;text-align:center;">20</td> </tr> <tr style="height:20px;"> <td style="border-left:1px solid #000000;overflow:hidden;padding:0px 3px 0px 3px;vertical-align:bottom;font-weight:bold;"></td> <td data-sheets-value='{"1":2,"2":"Triple-walled"}' style="overflow:hidden;padding:0px 3px 0px 3px;vertical-align:bottom;font-weight:bold;">Triple-walled</td> <td data-sheets-value='{"1":2,"2":"Clear (A/H/H)"}' style="border-right:1px solid #000000;overflow:hidden;padding:0px 3px 0px 3px;vertical-align:bottom;font-weight:bold;">Clear (A/H/H)</td> <td data-sheets-numberformat='{"1":2,"2":"0.00","3":1}' data-sheets-value='{"1":3,"3":1.7}' style="overflow:hidden;padding:0px 3px 0px 3px;vertical-align:bottom;text-align:center;">1.70</td> <td data-sheets-numberformat='{"1":2,"2":"0","3":1}' data-sheets-value='{"1":3,"3":71}' style="overflow:hidden;padding:0px 3px 0px 3px;vertical-align:bottom;text-align:center;">71</td> <td data-sheets-numberformat='{"1":2,"2":"0","3":1}' data-sheets-value='{"1":3,"3":63}' style="overflow:hidden;padding:0px 3px 0px 3px;vertical-align:bottom;text-align:center;">63</td> <td data-sheets-numberformat='{"1":2,"2":"0","3":1}' data-sheets-value='{"1":3,"3":22}' style="border-right:1px solid #000000;overflow:hidden;padding:0px 3px 0px 3px;vertical-align:bottom;text-align:center;">22</td> </tr> <tr style="height:20px;"> <td style="border-left:1px solid #000000;overflow:hidden;padding:0px 3px 0px 3px;vertical-align:bottom;font-weight:bold;"></td> <td data-sheets-value='{"1":2,"2":"Triple-walled"}' style="overflow:hidden;padding:0px 3px 0px 3px;vertical-align:bottom;font-weight:bold;">Triple-walled</td> <td data-sheets-value='{"1":2,"2":"Opal (A/O/O)"}' style="border-right:1px solid #000000;overflow:hidden;padding:0px 3px 0px 3px;vertical-align:bottom;font-weight:bold;">Opal (A/O/O)</td> <td data-sheets-numberformat='{"1":2,"2":"0.00","3":1}' data-sheets-value='{"1":3,"3":1.7}' style="overflow:hidden;padding:0px 3px 0px 3px;vertical-align:bottom;text-align:center;">1.70</td> <td data-sheets-numberformat='{"1":2,"2":"0","3":1}' data-sheets-value='{"1":3,"3":61}' style="overflow:hidden;padding:0px 3px 0px 3px;vertical-align:bottom;text-align:center;">61</td> <td data-sheets-numberformat='{"1":2,"2":"0","3":1}' data-sheets-value='{"1":3,"3":48}' style="overflow:hidden;padding:0px 3px 0px 3px;vertical-align:bottom;text-align:center;">48</td> <td data-sheets-numberformat='{"1":2,"2":"0","3":1}' data-sheets-value='{"1":3,"3":22}' style="border-right:1px solid #000000;overflow:hidden;padding:0px 3px 0px 3px;vertical-align:bottom;text-align:center;">22</td> </tr> <tr style="height:20px;"> <td style="border-left:1px solid #000000;overflow:hidden;padding:0px 3px 0px 3px;vertical-align:bottom;font-weight:bold;"></td> <td data-sheets-value='{"1":2,"2":"Four-walled"}' style="overflow:hidden;padding:0px 3px 0px 3px;vertical-align:bottom;font-weight:bold;">Four-walled</td> <td data-sheets-value='{"1":2,"2":"Clear (A/H/H/H)"}' style="border-right:1px solid #000000;overflow:hidden;padding:0px 3px 0px 3px;vertical-align:bottom;font-weight:bold;">Clear (A/H/H/H)</td> <td data-sheets-numberformat='{"1":2,"2":"0.00","3":1}' data-sheets-value='{"1":3,"3":1.28}' style="overflow:hidden;padding:0px 3px 0px 3px;vertical-align:bottom;text-align:center;">1.28</td> <td data-sheets-numberformat='{"1":2,"2":"0","3":1}' data-sheets-value='{"1":3,"3":64}' style="overflow:hidden;padding:0px 3px 0px 3px;vertical-align:bottom;text-align:center;">64</td> <td data-sheets-numberformat='{"1":2,"2":"0","3":1}' data-sheets-value='{"1":3,"3":52}' style="overflow:hidden;padding:0px 3px 0px 3px;vertical-align:bottom;text-align:center;">52</td> <td data-sheets-numberformat='{"1":2,"2":"0","3":1}' data-sheets-value='{"1":3,"3":23}' style="border-right:1px solid #000000;overflow:hidden;padding:0px 3px 0px 3px;vertical-align:bottom;text-align:center;">23</td> </tr> <tr style="height:20px;"> <td style="border-bottom:1px solid #000000;border-left:1px solid #000000;overflow:hidden;padding:0px 3px 0px 3px;vertical-align:bottom;"></td> <td data-sheets-value='{"1":2,"2":"Four-walled"}' style="border-bottom:1px solid #000000;overflow:hidden;padding:0px 3px 0px 3px;vertical-align:bottom;font-weight:bold;">Four-walled</td> <td data-sheets-value='{"1":2,"2":"Opal (A/H/O/H)"}' style="border-right:1px solid #000000;border-bottom:1px solid #000000;overflow:hidden;padding:0px 3px 0px 3px;vertical-align:bottom;font-weight:bold;">Opal (A/H/O/H)</td> <td data-sheets-numberformat='{"1":2,"2":"0.00","3":1}' data-sheets-value='{"1":3,"3":1.28}' style="border-bottom:1px solid #000000;overflow:hidden;padding:0px 3px 0px 3px;vertical-align:bottom;text-align:center;">1.28</td> <td data-sheets-numberformat='{"1":2,"2":"0","3":1}' data-sheets-value='{"1":3,"3":59}' style="border-bottom:1px solid #000000;overflow:hidden;padding:0px 3px 0px 3px;vertical-align:bottom;text-align:center;">59</td> <td data-sheets-numberformat='{"1":2,"2":"0","3":1}' data-sheets-value='{"1":3,"3":46}' style="border-bottom:1px solid #000000;overflow:hidden;padding:0px 3px 0px 3px;vertical-align:bottom;text-align:center;">46</td> <td data-sheets-numberformat='{"1":2,"2":"0","3":1}' data-sheets-value='{"1":3,"3":23}' style="border-right:1px solid #000000;border-bottom:1px solid #000000;overflow:hidden;padding:0px 3px 0px 3px;vertical-align:bottom;text-align:center;">23</td> </tr> <tr style="height:20px;"> <td data-sheets-value='{"1":2,"2":"Polycarbonate"}' style="border-left:1px solid #000000;overflow:hidden;padding:0px 3px 0px 3px;vertical-align:bottom;font-weight:bold;">Polycarbonate</td> <td data-sheets-value='{"1":2,"2":"Single-walled"}' style="overflow:hidden;padding:0px 3px 0px 3px;vertical-align:bottom;font-weight:bold;">Single-walled</td> <td data-sheets-value='{"1":2,"2":"Heatstop Opal (T)"}' style="border-right:1px solid #000000;overflow:hidden;padding:0px 3px 0px 3px;vertical-align:bottom;font-weight:bold;">Heatstop Opal (T)</td> <td data-sheets-numberformat='{"1":2,"2":"0.00","3":1}' data-sheets-value='{"1":3,"3":5.17}' style="overflow:hidden;padding:0px 3px 0px 3px;vertical-align:bottom;text-align:center;">5.17</td> <td data-sheets-numberformat='{"1":2,"2":"0","3":1}' data-sheets-value='{"1":3,"3":49}' style="overflow:hidden;padding:0px 3px 0px 3px;vertical-align:bottom;text-align:center;">49</td> <td data-sheets-numberformat='{"1":2,"2":"0","3":1}' data-sheets-value='{"1":3,"3":59}' style="overflow:hidden;padding:0px 3px 0px 3px;vertical-align:bottom;text-align:center;">59</td> <td data-sheets-numberformat='{"1":2,"2":"0","3":1}' data-sheets-value='{"1":2,"2":"-"}' style="border-right:1px solid #000000;overflow:hidden;padding:0px 3px 0px 3px;vertical-align:bottom;text-align:center;">-</td> </tr> <tr style="height:20px;"> <td data-sheets-value='{"1":2,"2":"Heatstop PC"}' style="border-left:1px solid #000000;overflow:hidden;padding:0px 3px 0px 3px;vertical-align:bottom;font-weight:bold;">Heatstop PC</td> <td data-sheets-value='{"1":2,"2":"Double-walled"}' style="overflow:hidden;padding:0px 3px 0px 3px;vertical-align:bottom;font-weight:bold;">Double-walled</td> <td data-sheets-value='{"1":2,"2":"Clear (T/H)"}' style="border-right:1px solid #000000;overflow:hidden;padding:0px 3px 0px 3px;vertical-align:bottom;font-weight:bold;">Clear (T/H)</td> <td data-sheets-numberformat='{"1":2,"2":"0.00","3":1}' data-sheets-value='{"1":3,"3":2.9}' style="overflow:hidden;padding:0px 3px 0px 3px;vertical-align:bottom;text-align:center;">2.90</td> <td data-sheets-numberformat='{"1":2,"2":"0","3":1}' data-sheets-value='{"1":3,"3":44}' style="overflow:hidden;padding:0px 3px 0px 3px;vertical-align:bottom;text-align:center;">44</td> <td data-sheets-numberformat='{"1":2,"2":"0","3":1}' data-sheets-value='{"1":3,"3":51}' style="overflow:hidden;padding:0px 3px 0px 3px;vertical-align:bottom;text-align:center;">51</td> <td data-sheets-numberformat='{"1":2,"2":"0","3":1}' data-sheets-value='{"1":3,"3":20}' style="border-right:1px solid #000000;overflow:hidden;padding:0px 3px 0px 3px;vertical-align:bottom;text-align:center;">20</td> </tr> <tr style="height:20px;"> <td style="border-left:1px solid #000000;overflow:hidden;padding:0px 3px 0px 3px;vertical-align:bottom;font-weight:bold;"></td> <td data-sheets-value='{"1":2,"2":"Double-walled"}' style="overflow:hidden;padding:0px 3px 0px 3px;vertical-align:bottom;font-weight:bold;">Double-walled</td> <td data-sheets-value='{"1":2,"2":"Opal (T/O)"}' style="border-right:1px solid #000000;overflow:hidden;padding:0px 3px 0px 3px;vertical-align:bottom;font-weight:bold;">Opal (T/O)</td> <td data-sheets-numberformat='{"1":2,"2":"0.00","3":1}' data-sheets-value='{"1":3,"3":2.9}' style="overflow:hidden;padding:0px 3px 0px 3px;vertical-align:bottom;text-align:center;">2.90</td> <td data-sheets-numberformat='{"1":2,"2":"0","3":1}' data-sheets-value='{"1":3,"3":41}' style="overflow:hidden;padding:0px 3px 0px 3px;vertical-align:bottom;text-align:center;">41</td> <td data-sheets-numberformat='{"1":2,"2":"0","3":1}' data-sheets-value='{"1":3,"3":45}' style="overflow:hidden;padding:0px 3px 0px 3px;vertical-align:bottom;text-align:center;">45</td> <td data-sheets-numberformat='{"1":2,"2":"0","3":1}' data-sheets-value='{"1":3,"3":20}' style="border-right:1px solid #000000;overflow:hidden;padding:0px 3px 0px 3px;vertical-align:bottom;text-align:center;">20</td> </tr> <tr style="height:20px;"> <td style="border-left:1px solid #000000;overflow:hidden;padding:0px 3px 0px 3px;vertical-align:bottom;font-weight:bold;"></td> <td data-sheets-value='{"1":2,"2":"Triple-walled"}' style="overflow:hidden; | skylux-160-ce-met-koepel-en-pvc-opstand-30-20-met-lm-motor-1300-x-2200-mm | 8586031694157 | 46872355242317
Smoke and heat exhaust (SHEV) | SHE system | Skylux | Skylux 160° CE with skylight and PVC curb 30/20 with LM-actuator 1300 x 2300 mm |  | 25976 | 5412970259763 | 5720.9 | Yes | 30-45 | 108.81 | 1300 x 2300 mm | 2300 | 1300 |  | PVC 30/20 (30 cm high & roof opening = 20 cm larger than daylight size) | Rectangular | 5.17 W/m²K - 1.28 W/m²K | 87% - 32% | 90% - 32% | 20dB - 23dB | 160° CE (for industry) | skylight | without spoiler | E | Single actuator | Maximum four-walled skylight possible for this product | Ut-value LT-value g-value Rw-value EN 1873 : 2014 EN ISO 13468 EN 16153 EN 410 EN 410 EN ISO 140-3 Material Walls Shells (W/m²K) (%) (%) (dB) Acrylic Single-walled Clear (H) 5.17 90 87 - PMMA Single-walled Opal (O) 5.17 83 76 - Double-walled Clear (H/H) 2.90 81 75 20 Double-walled Opal (O/O) 2.90 69 58 20 Triple-walled Clear (H/H/H) 1.70 73 65 22 Triple-walled Opal (O/H/O) 1.70 62 51 22 Four-walled Clear (H/H/H/H) 1.28 64 54 23 Four-walled Opal (H/H/O/H) 1.28 59 48 23 Polycarbonate Single-walled Clear (A) 5.17 88 83 - PC Single-walled Opal (D) 5.17 58 60 - Double-walled Clear (A/H) 2.90 79 72 20 Double-walled Clear (A/A) 2.90 77 69 20 Double-walled Opal (A/O) 2.90 73 63 20 Double-walled Opal (A/D) 2.90 51 50 20 Triple-walled Clear (A/H/H) 1.70 71 63 22 Triple-walled Opal (A/O/O) 1.70 61 48 22 Four-walled Clear (A/H/H/H) 1.28 64 52 23 Four-walled Opal (A/H/O/H) 1.28 59 46 23 Polycarbonate Single-walled Heatstop Opal (T) 5.17 49 59 - Heatstop PC Double-walled Clear (T/H) 2.90 44 51 20 Double-walled Opal (T/O) 2.90 41 45 20 Triple-walled Clear (T/H/H) 1.70 40 <td data-sheets-numberformat='{"1":2,"2":"0","3":1}' data-sheets-value='{"1":3,"3":44}' style="overflow:hidden;paddin | https://skylux.eu/en/products/skylux-160-ce-met-koepel-en-pvc-opstand-30-20-met-lm-motor-1300-x-2300-mm | https://skylux.eu/cdn/shop/files/Skylux-160deg-CE-met-koepel-en-pvc-opstand-3020-met-LM-motor-1300-x-2300-mm-RWA-systeem.jpg?v=1702980568&width=1600 | https://skylux.eu/cdn/shop/files/e5a82811-1bb0-48e4-a776-cacb59c7c092_8b8e4105-dbb4-4aa8-bbaf-b4c4f73907c3.jpg?v=1688551157&width=1600 | //skylux.eu/cdn/shop/files/E_MH_Mounting_instructions_Skylux_160_CE_LM.pdf?v=12406716259046007223 | //skylux.eu/cdn/shop/files/E_TD_Technical_File_Skylux_Skylux_160_CE_Electric.pdf?v=3667116872303399239 | <style type="text/css" id="isPasted"> <!--td { border: 1px solid #cccccc; } br { mso-data-placement: same-cell; } --> </style> <table border="1" cellpadding="0" cellspacing="0" dir="ltr" style="table-layout:fixed;font-size:10pt;font-family:Arial;border-collapse:collapse;border:none;"><tbody> <tr style="height:20px;"> <td style="overflow:hidden;padding:0px 3px 0px 3px;vertical-align:bottom;"></td> <td style="overflow:hidden;padding:0px 3px 0px 3px;vertical-align:bottom;"></td> <td style="overflow:hidden;padding:0px 3px 0px 3px;vertical-align:bottom;"></td> <td data-sheets-value='{"1":2,"2":"Ut-value"}' style="overflow:hidden;padding:0px 3px 0px 3px;vertical-align:bottom;font-weight:bold;text-align:center;">Ut-value</td> <td data-sheets-value='{"1":2,"2":"LT-value"}' style="overflow:hidden;padding:0px 3px 0px 3px;vertical-align:bottom;font-weight:bold;text-align:center;">LT-value</td> <td data-sheets-value='{"1":2,"2":"g-value"}' style="overflow:hidden;padding:0px 3px 0px 3px;vertical-align:bottom;font-weight:bold;text-align:center;">g-value</td> <td data-sheets-value='{"1":2,"2":"Rw-value "}' style="overflow:hidden;padding:0px 3px 0px 3px;vertical-align:bottom;font-weight:bold;text-align:center;">Rw-value </td> </tr> <tr style="height:20px;"> <td style="overflow:hidden;padding:0px 3px 0px 3px;vertical-align:bottom;"></td> <td style="overflow:hidden;padding:0px 3px 0px 3px;vertical-align:bottom;"></td> <td style="overflow:hidden;padding:0px 3px 0px 3px;vertical-align:bottom;"></td> <td data-sheets-numberformat='{"1":2,"2":"0.00","3":1}' data-sheets-value='{"1":2,"2":"EN 1873 : 2014"}' style="overflow:hidden;padding:0px 3px 0px 3px;vertical-align:bottom;text-align:center;">EN 1873 : 2014</td> <td data-sheets-numberformat='{"1":2,"2":"0","3":1}' data-sheets-value='{"1":2,"2":"EN ISO 13468 EN 16153 EN 410"}' style="overflow:hidden;padding:0px 3px 0px 3px;vertical-align:bottom;text-align:center;">EN ISO 13468 EN 16153 EN 410</td> <td data-sheets-numberformat='{"1":2,"2":"0","3":1}' data-sheets-value='{"1":2,"2":"EN 410"}' style="overflow:hidden;padding:0px 3px 0px 3px;vertical-align:bottom;text-align:center;">EN 410</td> <td data-sheets-value='{"1":2,"2":"EN ISO 140-3\t\t"}' style="overflow:hidden;padding:0px 3px 0px 3px;vertical-align:bottom;text-align:center;">EN ISO 140-3 </td> </tr> <tr style="height:20px;"> <td data-sheets-value='{"1":2,"2":"Material"}' style="border-bottom:1px solid #000000;overflow:hidden;padding:0px 3px 0px 3px;vertical-align:bottom;background-color:#000000;font-weight:bold;color:#ffffff;">Material</td> <td data-sheets-value='{"1":2,"2":"Walls"}' style="border-bottom:1px solid #000000;overflow:hidden;padding:0px 3px 0px 3px;vertical-align:bottom;background-color:#000000;font-weight:bold;color:#ffffff;">Walls</td> <td data-sheets-value='{"1":2,"2":"Shells"}' style="border-bottom:1px solid #000000;overflow:hidden;padding:0px 3px 0px 3px;vertical-align:bottom;background-color:#000000;font-weight:bold;color:#ffffff;">Shells</td> <td data-sheets-numberformat='{"1":2,"2":"0.00","3":1}' data-sheets-value='{"1":2,"2":"(W/m²K)\t"}' style="border-bottom:1px solid #000000;overflow:hidden;padding:0px 3px 0px 3px;vertical-align:bottom;background-color:#000000;font-weight:bold;color:#ffffff;text-align:center;">(W/m²K) </td> <td data-sheets-numberformat='{"1":2,"2":"0","3":1}' data-sheets-value='{"1":2,"2":"(%)"}' style="border-bottom:1px solid #000000;overflow:hidden;padding:0px 3px 0px 3px;vertical-align:bottom;background-color:#000000;font-weight:bold;color:#ffffff;text-align:center;">(%)</td> <td data-sheets-numberformat='{"1":2,"2":"0","3":1}' data-sheets-value='{"1":2,"2":"(%)"}' style="border-bottom:1px solid #000000;overflow:hidden;padding:0px 3px 0px 3px;vertical-align:bottom;background-color:#000000;font-weight:bold;color:#ffffff;text-align:center;">(%)</td> <td data-sheets-value='{"1":2,"2":"(dB)"}' style="border-bottom:1px solid #000000;overflow:hidden;padding:0px 3px 0px 3px;vertical-align:bottom;background-color:#000000;font-weight:bold;color:#ffffff;text-align:center;">(dB)</td> </tr> <tr style="height:20px;"> <td data-sheets-value='{"1":2,"2":"Acrylic"}' style="border-left:1px solid #000000;overflow:hidden;padding:0px 3px 0px 3px;vertical-align:bottom;font-weight:bold;">Acrylic</td> <td data-sheets-value='{"1":2,"2":"Single-walled"}' style="overflow:hidden;padding:0px 3px 0px 3px;vertical-align:bottom;font-weight:bold;">Single-walled</td> <td data-sheets-value='{"1":2,"2":"Clear (H)"}' style="border-right:1px solid #000000;overflow:hidden;padding:0px 3px 0px 3px;vertical-align:bottom;font-weight:bold;">Clear (H)</td> <td data-sheets-numberformat='{"1":2,"2":"0.00","3":1}' data-sheets-value='{"1":3,"3":5.17}' style="overflow:hidden;padding:0px 3px 0px 3px;vertical-align:bottom;text-align:center;">5.17</td> <td data-sheets-numberformat='{"1":2,"2":"0","3":1}' data-sheets-value='{"1":3,"3":90}' style="overflow:hidden;padding:0px 3px 0px 3px;vertical-align:bottom;text-align:center;">90</td> <td data-sheets-numberformat='{"1":2,"2":"0","3":1}' data-sheets-value='{"1":3,"3":87}' style="overflow:hidden;padding:0px 3px 0px 3px;vertical-align:bottom;text-align:center;">87</td> <td data-sheets-numberformat='{"1":2,"2":"0","3":1}' data-sheets-value='{"1":2,"2":"-"}' style="border-right:1px solid #000000;overflow:hidden;padding:0px 3px 0px 3px;vertical-align:bottom;text-align:center;">-</td> </tr> <tr style="height:20px;"> <td data-sheets-value='{"1":2,"2":"PMMA"}' style="border-left:1px solid #000000;overflow:hidden;padding:0px 3px 0px 3px;vertical-align:bottom;font-weight:bold;">PMMA</td> <td data-sheets-value='{"1":2,"2":"Single-walled"}' style="overflow:hidden;padding:0px 3px 0px 3px;vertical-align:bottom;font-weight:bold;">Single-walled</td> <td data-sheets-value='{"1":2,"2":"Opal (O)"}' style="border-right:1px solid #000000;overflow:hidden;padding:0px 3px 0px 3px;vertical-align:bottom;font-weight:bold;">Opal (O)</td> <td data-sheets-numberformat='{"1":2,"2":"0.00","3":1}' data-sheets-value='{"1":3,"3":5.17}' style="overflow:hidden;padding:0px 3px 0px 3px;vertical-align:bottom;text-align:center;">5.17</td> <td data-sheets-numberformat='{"1":2,"2":"0","3":1}' data-sheets-value='{"1":3,"3":83}' style="overflow:hidden;padding:0px 3px 0px 3px;vertical-align:bottom;text-align:center;">83</td> <td data-sheets-numberformat='{"1":2,"2":"0","3":1}' data-sheets-value='{"1":3,"3":76}' style="overflow:hidden;padding:0px 3px 0px 3px;vertical-align:bottom;text-align:center;">76</td> <td data-sheets-numberformat='{"1":2,"2":"0","3":1}' data-sheets-value='{"1":2,"2":"-"}' style="border-right:1px solid #000000;overflow:hidden;padding:0px 3px 0px 3px;vertical-align:bottom;text-align:center;">-</td> </tr> <tr style="height:20px;"> <td style="border-left:1px solid #000000;overflow:hidden;padding:0px 3px 0px 3px;vertical-align:bottom;font-weight:bold;"></td> <td data-sheets-value='{"1":2,"2":"Double-walled"}' style="overflow:hidden;padding:0px 3px 0px 3px;vertical-align:bottom;font-weight:bold;">Double-walled</td> <td data-sheets-value='{"1":2,"2":"Clear (H/H)"}' style="border-right:1px solid #000000;overflow:hidden;padding:0px 3px 0px 3px;vertical-align:bottom;font-weight:bold;">Clear (H/H)</td> <td data-sheets-numberformat='{"1":2,"2":"0.00","3":1}' data-sheets-value='{"1":3,"3":2.9}' style="overflow:hidden;padding:0px 3px 0px 3px;vertical-align:bottom;text-align:center;">2.90</td> <td data-sheets-numberformat='{"1":2,"2":"0","3":1}' data-sheets-value='{"1":3,"3":81}' style="overflow:hidden;padding:0px 3px 0px 3px;vertical-align:bottom;text-align:center;">81</td> <td data-sheets-numberformat='{"1":2,"2":"0","3":1}' data-sheets-value='{"1":3,"3":75}' style="overflow:hidden;padding:0px 3px 0px 3px;vertical-align:bottom;text-align:center;">75</td> <td data-sheets-numberformat='{"1":2,"2":"0","3":1}' data-sheets-value='{"1":3,"3":20}' style="border-right:1px solid #000000;overflow:hidden;padding:0px 3px 0px 3px;vertical-align:bottom;text-align:center;">20</td> </tr> <tr style="height:20px;"> <td style="border-left:1px solid #000000;overflow:hidden;padding:0px 3px 0px 3px;vertical-align:bottom;font-weight:bold;"></td> <td data-sheets-value='{"1":2,"2":"Double-walled"}' style="overflow:hidden;padding:0px 3px 0px 3px;vertical-align:bottom;font-weight:bold;">Double-walled</td> <td data-sheets-value='{"1":2,"2":"Opal (O/O)"}' style="border-right:1px solid #000000;overflow:hidden;padding:0px 3px 0px 3px;vertical-align:bottom;font-weight:bold;">Opal (O/O)</td> <td data-sheets-numberformat='{"1":2,"2":"0.00","3":1}' data-sheets-value='{"1":3,"3":2.9}' style="overflow:hidden;padding:0px 3px 0px 3px;vertical-align:bottom;text-align:center;">2.90</td> <td data-sheets-numberformat='{"1":2,"2":"0","3":1}' data-sheets-value='{"1":3,"3":69}' style="overflow:hidden;padding:0px 3px 0px 3px;vertical-align:bottom;text-align:center;">69</td> <td data-sheets-numberformat='{"1":2,"2":"0","3":1}' data-sheets-value='{"1":3,"3":58}' style="overflow:hidden;padding:0px 3px 0px 3px;vertical-align:bottom;text-align:center;">58</td> <td data-sheets-numberformat='{"1":2,"2":"0","3":1}' data-sheets-value='{"1":3,"3":20}' style="border-right:1px solid #000000;overflow:hidden;padding:0px 3px 0px 3px;vertical-align:bottom;text-align:center;">20</td> </tr> <tr style="height:20px;"> <td style="border-left:1px solid #000000;overflow:hidden;padding:0px 3px 0px 3px;vertical-align:bottom;font-weight:bold;"></td> <td data-sheets-value='{"1":2,"2":"Triple-walled"}' style="overflow:hidden;padding:0px 3px 0px 3px;vertical-align:bottom;font-weight:bold;">Triple-walled</td> <td data-sheets-value='{"1":2,"2":"Clear (H/H/H)"}' style="border-right:1px solid #000000;overflow:hidden;padding:0px 3px 0px 3px;vertical-align:bottom;font-weight:bold;">Clear (H/H/H)</td> <td data-sheets-numberformat='{"1":2,"2":"0.00","3":1}' data-sheets-value='{"1":3,"3":1.7}' style="overflow:hidden;padding:0px 3px 0px 3px;vertical-align:bottom;text-align:center;">1.70</td> <td data-sheets-numberformat='{"1":2,"2":"0","3":1}' data-sheets-value='{"1":3,"3":73}' style="overflow:hidden;padding:0px 3px 0px 3px;vertical-align:bottom;text-align:center;">73</td> <td data-sheets-numberformat='{"1":2,"2":"0","3":1}' data-sheets-value='{"1":3,"3":65}' style="overflow:hidden;padding:0px 3px 0px 3px;vertical-align:bottom;text-align:center;">65</td> <td data-sheets-numberformat='{"1":2,"2":"0","3":1}' data-sheets-value='{"1":3,"3":22}' style="border-right:1px solid #000000;overflow:hidden;padding:0px 3px 0px 3px;vertical-align:bottom;text-align:center;">22</td> </tr> <tr style="height:20px;"> <td style="border-left:1px solid #000000;overflow:hidden;padding:0px 3px 0px 3px;vertical-align:bottom;font-weight:bold;"></td> <td data-sheets-value='{"1":2,"2":"Triple-walled"}' style="overflow:hidden;padding:0px 3px 0px 3px;vertical-align:bottom;font-weight:bold;">Triple-walled</td> <td data-sheets-value='{"1":2,"2":"Opal (O/H/O)"}' style="border-right:1px solid #000000;overflow:hidden;padding:0px 3px 0px 3px;vertical-align:bottom;font-weight:bold;">Opal (O/H/O)</td> <td data-sheets-numberformat='{"1":2,"2":"0.00","3":1}' data-sheets-value='{"1":3,"3":1.7}' style="overflow:hidden;padding:0px 3px 0px 3px;vertical-align:bottom;text-align:center;">1.70</td> <td data-sheets-numberformat='{"1":2,"2":"0","3":1}' data-sheets-value='{"1":3,"3":62}' style="overflow:hidden;padding:0px 3px 0px 3px;vertical-align:bottom;text-align:center;">62</td> <td data-sheets-numberformat='{"1":2,"2":"0","3":1}' data-sheets-value='{"1":3,"3":51}' style="overflow:hidden;padding:0px 3px 0px 3px;vertical-align:bottom;text-align:center;">51</td> <td data-sheets-numberformat='{"1":2,"2":"0","3":1}' data-sheets-value='{"1":3,"3":22}' style="border-right:1px solid #000000;overflow:hidden;padding:0px 3px 0px 3px;vertical-align:bottom;text-align:center;">22</td> </tr> <tr style="height:20px;"> <td style="border-left:1px solid #000000;overflow:hidden;padding:0px 3px 0px 3px;vertical-align:bottom;font-weight:bold;"></td> <td data-sheets-value='{"1":2,"2":"Four-walled"}' style="overflow:hidden;padding:0px 3px 0px 3px;vertical-align:bottom;font-weight:bold;">Four-walled</td> <td data-sheets-value='{"1":2,"2":"Clear (H/H/H/H)"}' style="border-right:1px solid #000000;overflow:hidden;padding:0px 3px 0px 3px;vertical-align:bottom;font-weight:bold;">Clear (H/H/H/H)</td> <td data-sheets-numberformat='{"1":2,"2":"0.00","3":1}' data-sheets-value='{"1":3,"3":1.28}' style="overflow:hidden;padding:0px 3px 0px 3px;vertical-align:bottom;text-align:center;">1.28</td> <td data-sheets-numberformat='{"1":2,"2":"0","3":1}' data-sheets-value='{"1":3,"3":64}' style="overflow:hidden;padding:0px 3px 0px 3px;vertical-align:bottom;text-align:center;">64</td> <td data-sheets-numberformat='{"1":2,"2":"0","3":1}' data-sheets-value='{"1":3,"3":54}' style="overflow:hidden;padding:0px 3px 0px 3px;vertical-align:bottom;text-align:center;">54</td> <td data-sheets-numberformat='{"1":2,"2":"0","3":1}' data-sheets-value='{"1":3,"3":23}' style="border-right:1px solid #000000;overflow:hidden;padding:0px 3px 0px 3px;vertical-align:bottom;text-align:center;">23</td> </tr> <tr style="height:20px;"> <td style="border-bottom:1px solid #000000;border-left:1px solid #000000;overflow:hidden;padding:0px 3px 0px 3px;vertical-align:bottom;"></td> <td data-sheets-value='{"1":2,"2":"Four-walled"}' style="border-bottom:1px solid #000000;overflow:hidden;padding:0px 3px 0px 3px;vertical-align:bottom;font-weight:bold;">Four-walled</td> <td data-sheets-value='{"1":2,"2":"Opal (H/H/O/H)"}' style="border-right:1px solid #000000;border-bottom:1px solid #000000;overflow:hidden;padding:0px 3px 0px 3px;vertical-align:bottom;font-weight:bold;">Opal (H/H/O/H)</td> <td data-sheets-numberformat='{"1":2,"2":"0.00","3":1}' data-sheets-value='{"1":3,"3":1.28}' style="border-bottom:1px solid #000000;overflow:hidden;padding:0px 3px 0px 3px;vertical-align:bottom;text-align:center;">1.28</td> <td data-sheets-numberformat='{"1":2,"2":"0","3":1}' data-sheets-value='{"1":3,"3":59}' style="border-bottom:1px solid #000000;overflow:hidden;padding:0px 3px 0px 3px;vertical-align:bottom;text-align:center;">59</td> <td data-sheets-numberformat='{"1":2,"2":"0","3":1}' data-sheets-value='{"1":3,"3":48}' style="border-bottom:1px solid #000000;overflow:hidden;padding:0px 3px 0px 3px;vertical-align:bottom;text-align:center;">48</td> <td data-sheets-numberformat='{"1":2,"2":"0","3":1}' data-sheets-value='{"1":3,"3":23}' style="border-right:1px solid #000000;border-bottom:1px solid #000000;overflow:hidden;padding:0px 3px 0px 3px;vertical-align:bottom;text-align:center;">23</td> </tr> <tr style="height:20px;"> <td data-sheets-value='{"1":2,"2":"Polycarbonate "}' style="border-left:1px solid #000000;overflow:hidden;padding:0px 3px 0px 3px;vertical-align:bottom;font-weight:bold;">Polycarbonate </td> <td data-sheets-value='{"1":2,"2":"Single-walled"}' style="overflow:hidden;padding:0px 3px 0px 3px;vertical-align:bottom;font-weight:bold;">Single-walled</td> <td data-sheets-value='{"1":2,"2":"Clear (A)"}' style="border-right:1px solid #000000;overflow:hidden;padding:0px 3px 0px 3px;vertical-align:bottom;font-weight:bold;">Clear (A)</td> <td data-sheets-numberformat='{"1":2,"2":"0.00","3":1}' data-sheets-value='{"1":3,"3":5.17}' style="overflow:hidden;padding:0px 3px 0px 3px;vertical-align:bottom;text-align:center;">5.17</td> <td data-sheets-numberformat='{"1":2,"2":"0","3":1}' data-sheets-value='{"1":3,"3":88}' style="overflow:hidden;padding:0px 3px 0px 3px;vertical-align:bottom;text-align:center;">88</td> <td data-sheets-numberformat='{"1":2,"2":"0","3":1}' data-sheets-value='{"1":3,"3":83}' style="overflow:hidden;padding:0px 3px 0px 3px;vertical-align:bottom;text-align:center;">83</td> <td data-sheets-numberformat='{"1":2,"2":"0","3":1}' data-sheets-value='{"1":2,"2":"-"}' style="border-right:1px solid #000000;overflow:hidden;padding:0px 3px 0px 3px;vertical-align:bottom;text-align:center;">-</td> </tr> <tr style="height:20px;"> <td data-sheets-value='{"1":2,"2":"PC"}' style="border-left:1px solid #000000;overflow:hidden;padding:0px 3px 0px 3px;vertical-align:bottom;font-weight:bold;">PC</td> <td data-sheets-value='{"1":2,"2":"Single-walled"}' style="overflow:hidden;padding:0px 3px 0px 3px;vertical-align:bottom;font-weight:bold;">Single-walled</td> <td data-sheets-value='{"1":2,"2":"Opal (D)"}' style="border-right:1px solid #000000;overflow:hidden;padding:0px 3px 0px 3px;vertical-align:bottom;font-weight:bold;">Opal (D)</td> <td data-sheets-numberformat='{"1":2,"2":"0.00","3":1}' data-sheets-value='{"1":3,"3":5.17}' style="overflow:hidden;padding:0px 3px 0px 3px;vertical-align:bottom;text-align:center;">5.17</td> <td data-sheets-numberformat='{"1":2,"2":"0","3":1}' data-sheets-value='{"1":3,"3":58}' style="overflow:hidden;padding:0px 3px 0px 3px;vertical-align:bottom;text-align:center;">58</td> <td data-sheets-numberformat='{"1":2,"2":"0","3":1}' data-sheets-value='{"1":3,"3":60}' style="overflow:hidden;padding:0px 3px 0px 3px;vertical-align:bottom;text-align:center;">60</td> <td data-sheets-numberformat='{"1":2,"2":"0","3":1}' data-sheets-value='{"1":2,"2":"-"}' style="border-right:1px solid #000000;overflow:hidden;padding:0px 3px 0px 3px;vertical-align:bottom;text-align:center;">-</td> </tr> <tr style="height:20px;"> <td style="border-left:1px solid #000000;overflow:hidden;padding:0px 3px 0px 3px;vertical-align:bottom;font-weight:bold;"></td> <td data-sheets-value='{"1":2,"2":"Double-walled"}' style="overflow:hidden;padding:0px 3px 0px 3px;vertical-align:bottom;font-weight:bold;">Double-walled</td> <td data-sheets-value='{"1":2,"2":"Clear (A/H)"}' style="border-right:1px solid #000000;overflow:hidden;padding:0px 3px 0px 3px;vertical-align:bottom;font-weight:bold;">Clear (A/H)</td> <td data-sheets-numberformat='{"1":2,"2":"0.00","3":1}' data-sheets-value='{"1":3,"3":2.9}' style="overflow:hidden;padding:0px 3px 0px 3px;vertical-align:bottom;text-align:center;">2.90</td> <td data-sheets-numberformat='{"1":2,"2":"0","3":1}' data-sheets-value='{"1":3,"3":79}' style="overflow:hidden;padding:0px 3px 0px 3px;vertical-align:bottom;text-align:center;">79</td> <td data-sheets-numberformat='{"1":2,"2":"0","3":1}' data-sheets-value='{"1":3,"3":72}' style="overflow:hidden;padding:0px 3px 0px 3px;vertical-align:bottom;text-align:center;">72</td> <td data-sheets-numberformat='{"1":2,"2":"0","3":1}' data-sheets-value='{"1":3,"3":20}' style="border-right:1px solid #000000;overflow:hidden;padding:0px 3px 0px 3px;vertical-align:bottom;text-align:center;">20</td> </tr> <tr style="height:20px;"> <td style="border-left:1px solid #000000;overflow:hidden;padding:0px 3px 0px 3px;vertical-align:bottom;font-weight:bold;"></td> <td data-sheets-value='{"1":2,"2":"Double-walled"}' style="overflow:hidden;padding:0px 3px 0px 3px;vertical-align:bottom;font-weight:bold;">Double-walled</td> <td data-sheets-value='{"1":2,"2":"Clear (A/A)"}' style="border-right:1px solid #000000;overflow:hidden;padding:0px 3px 0px 3px;vertical-align:bottom;font-weight:bold;">Clear (A/A)</td> <td data-sheets-numberformat='{"1":2,"2":"0.00","3":1}' data-sheets-value='{"1":3,"3":2.9}' style="overflow:hidden;padding:0px 3px 0px 3px;vertical-align:bottom;text-align:center;">2.90</td> <td data-sheets-numberformat='{"1":2,"2":"0","3":1}' data-sheets-value='{"1":3,"3":77}' style="overflow:hidden;padding:0px 3px 0px 3px;vertical-align:bottom;text-align:center;">77</td> <td data-sheets-numberformat='{"1":2,"2":"0","3":1}' data-sheets-value='{"1":3,"3":69}' style="overflow:hidden;padding:0px 3px 0px 3px;vertical-align:bottom;text-align:center;">69</td> <td data-sheets-numberformat='{"1":2,"2":"0","3":1}' data-sheets-value='{"1":3,"3":20}' style="border-right:1px solid #000000;overflow:hidden;padding:0px 3px 0px 3px;vertical-align:bottom;text-align:center;">20</td> </tr> <tr style="height:20px;"> <td style="border-left:1px solid #000000;overflow:hidden;padding:0px 3px 0px 3px;vertical-align:bottom;font-weight:bold;"></td> <td data-sheets-value='{"1":2,"2":"Double-walled"}' style="overflow:hidden;padding:0px 3px 0px 3px;vertical-align:bottom;font-weight:bold;">Double-walled</td> <td data-sheets-value='{"1":2,"2":"Opal (A/O)"}' style="border-right:1px solid #000000;overflow:hidden;padding:0px 3px 0px 3px;vertical-align:bottom;font-weight:bold;">Opal (A/O)</td> <td data-sheets-numberformat='{"1":2,"2":"0.00","3":1}' data-sheets-value='{"1":3,"3":2.9}' style="overflow:hidden;padding:0px 3px 0px 3px;vertical-align:bottom;text-align:center;">2.90</td> <td data-sheets-numberformat='{"1":2,"2":"0","3":1}' data-sheets-value='{"1":3,"3":73}' style="overflow:hidden;padding:0px 3px 0px 3px;vertical-align:bottom;text-align:center;">73</td> <td data-sheets-numberformat='{"1":2,"2":"0","3":1}' data-sheets-value='{"1":3,"3":63}' style="overflow:hidden;padding:0px 3px 0px 3px;vertical-align:bottom;text-align:center;">63</td> <td data-sheets-numberformat='{"1":2,"2":"0","3":1}' data-sheets-value='{"1":3,"3":20}' style="border-right:1px solid #000000;overflow:hidden;padding:0px 3px 0px 3px;vertical-align:bottom;text-align:center;">20</td> </tr> <tr style="height:20px;"> <td style="border-left:1px solid #000000;overflow:hidden;padding:0px 3px 0px 3px;vertical-align:bottom;font-weight:bold;"></td> <td data-sheets-value='{"1":2,"2":"Double-walled"}' style="overflow:hidden;padding:0px 3px 0px 3px;vertical-align:bottom;font-weight:bold;">Double-walled</td> <td data-sheets-value='{"1":2,"2":"Opal (A/D)"}' style="border-right:1px solid #000000;overflow:hidden;padding:0px 3px 0px 3px;vertical-align:bottom;font-weight:bold;">Opal (A/D)</td> <td data-sheets-numberformat='{"1":2,"2":"0.00","3":1}' data-sheets-value='{"1":3,"3":2.9}' style="overflow:hidden;padding:0px 3px 0px 3px;vertical-align:bottom;text-align:center;">2.90</td> <td data-sheets-numberformat='{"1":2,"2":"0","3":1}' data-sheets-value='{"1":3,"3":51}' style="overflow:hidden;padding:0px 3px 0px 3px;vertical-align:bottom;text-align:center;">51</td> <td data-sheets-numberformat='{"1":2,"2":"0","3":1}' data-sheets-value='{"1":3,"3":50}' style="overflow:hidden;padding:0px 3px 0px 3px;vertical-align:bottom;text-align:center;">50</td> <td data-sheets-numberformat='{"1":2,"2":"0","3":1}' data-sheets-value='{"1":3,"3":20}' style="border-right:1px solid #000000;overflow:hidden;padding:0px 3px 0px 3px;vertical-align:bottom;text-align:center;">20</td> </tr> <tr style="height:20px;"> <td style="border-left:1px solid #000000;overflow:hidden;padding:0px 3px 0px 3px;vertical-align:bottom;font-weight:bold;"></td> <td data-sheets-value='{"1":2,"2":"Triple-walled"}' style="overflow:hidden;padding:0px 3px 0px 3px;vertical-align:bottom;font-weight:bold;">Triple-walled</td> <td data-sheets-value='{"1":2,"2":"Clear (A/H/H)"}' style="border-right:1px solid #000000;overflow:hidden;padding:0px 3px 0px 3px;vertical-align:bottom;font-weight:bold;">Clear (A/H/H)</td> <td data-sheets-numberformat='{"1":2,"2":"0.00","3":1}' data-sheets-value='{"1":3,"3":1.7}' style="overflow:hidden;padding:0px 3px 0px 3px;vertical-align:bottom;text-align:center;">1.70</td> <td data-sheets-numberformat='{"1":2,"2":"0","3":1}' data-sheets-value='{"1":3,"3":71}' style="overflow:hidden;padding:0px 3px 0px 3px;vertical-align:bottom;text-align:center;">71</td> <td data-sheets-numberformat='{"1":2,"2":"0","3":1}' data-sheets-value='{"1":3,"3":63}' style="overflow:hidden;padding:0px 3px 0px 3px;vertical-align:bottom;text-align:center;">63</td> <td data-sheets-numberformat='{"1":2,"2":"0","3":1}' data-sheets-value='{"1":3,"3":22}' style="border-right:1px solid #000000;overflow:hidden;padding:0px 3px 0px 3px;vertical-align:bottom;text-align:center;">22</td> </tr> <tr style="height:20px;"> <td style="border-left:1px solid #000000;overflow:hidden;padding:0px 3px 0px 3px;vertical-align:bottom;font-weight:bold;"></td> <td data-sheets-value='{"1":2,"2":"Triple-walled"}' style="overflow:hidden;padding:0px 3px 0px 3px;vertical-align:bottom;font-weight:bold;">Triple-walled</td> <td data-sheets-value='{"1":2,"2":"Opal (A/O/O)"}' style="border-right:1px solid #000000;overflow:hidden;padding:0px 3px 0px 3px;vertical-align:bottom;font-weight:bold;">Opal (A/O/O)</td> <td data-sheets-numberformat='{"1":2,"2":"0.00","3":1}' data-sheets-value='{"1":3,"3":1.7}' style="overflow:hidden;padding:0px 3px 0px 3px;vertical-align:bottom;text-align:center;">1.70</td> <td data-sheets-numberformat='{"1":2,"2":"0","3":1}' data-sheets-value='{"1":3,"3":61}' style="overflow:hidden;padding:0px 3px 0px 3px;vertical-align:bottom;text-align:center;">61</td> <td data-sheets-numberformat='{"1":2,"2":"0","3":1}' data-sheets-value='{"1":3,"3":48}' style="overflow:hidden;padding:0px 3px 0px 3px;vertical-align:bottom;text-align:center;">48</td> <td data-sheets-numberformat='{"1":2,"2":"0","3":1}' data-sheets-value='{"1":3,"3":22}' style="border-right:1px solid #000000;overflow:hidden;padding:0px 3px 0px 3px;vertical-align:bottom;text-align:center;">22</td> </tr> <tr style="height:20px;"> <td style="border-left:1px solid #000000;overflow:hidden;padding:0px 3px 0px 3px;vertical-align:bottom;font-weight:bold;"></td> <td data-sheets-value='{"1":2,"2":"Four-walled"}' style="overflow:hidden;padding:0px 3px 0px 3px;vertical-align:bottom;font-weight:bold;">Four-walled</td> <td data-sheets-value='{"1":2,"2":"Clear (A/H/H/H)"}' style="border-right:1px solid #000000;overflow:hidden;padding:0px 3px 0px 3px;vertical-align:bottom;font-weight:bold;">Clear (A/H/H/H)</td> <td data-sheets-numberformat='{"1":2,"2":"0.00","3":1}' data-sheets-value='{"1":3,"3":1.28}' style="overflow:hidden;padding:0px 3px 0px 3px;vertical-align:bottom;text-align:center;">1.28</td> <td data-sheets-numberformat='{"1":2,"2":"0","3":1}' data-sheets-value='{"1":3,"3":64}' style="overflow:hidden;padding:0px 3px 0px 3px;vertical-align:bottom;text-align:center;">64</td> <td data-sheets-numberformat='{"1":2,"2":"0","3":1}' data-sheets-value='{"1":3,"3":52}' style="overflow:hidden;padding:0px 3px 0px 3px;vertical-align:bottom;text-align:center;">52</td> <td data-sheets-numberformat='{"1":2,"2":"0","3":1}' data-sheets-value='{"1":3,"3":23}' style="border-right:1px solid #000000;overflow:hidden;padding:0px 3px 0px 3px;vertical-align:bottom;text-align:center;">23</td> </tr> <tr style="height:20px;"> <td style="border-bottom:1px solid #000000;border-left:1px solid #000000;overflow:hidden;padding:0px 3px 0px 3px;vertical-align:bottom;"></td> <td data-sheets-value='{"1":2,"2":"Four-walled"}' style="border-bottom:1px solid #000000;overflow:hidden;padding:0px 3px 0px 3px;vertical-align:bottom;font-weight:bold;">Four-walled</td> <td data-sheets-value='{"1":2,"2":"Opal (A/H/O/H)"}' style="border-right:1px solid #000000;border-bottom:1px solid #000000;overflow:hidden;padding:0px 3px 0px 3px;vertical-align:bottom;font-weight:bold;">Opal (A/H/O/H)</td> <td data-sheets-numberformat='{"1":2,"2":"0.00","3":1}' data-sheets-value='{"1":3,"3":1.28}' style="border-bottom:1px solid #000000;overflow:hidden;padding:0px 3px 0px 3px;vertical-align:bottom;text-align:center;">1.28</td> <td data-sheets-numberformat='{"1":2,"2":"0","3":1}' data-sheets-value='{"1":3,"3":59}' style="border-bottom:1px solid #000000;overflow:hidden;padding:0px 3px 0px 3px;vertical-align:bottom;text-align:center;">59</td> <td data-sheets-numberformat='{"1":2,"2":"0","3":1}' data-sheets-value='{"1":3,"3":46}' style="border-bottom:1px solid #000000;overflow:hidden;padding:0px 3px 0px 3px;vertical-align:bottom;text-align:center;">46</td> <td data-sheets-numberformat='{"1":2,"2":"0","3":1}' data-sheets-value='{"1":3,"3":23}' style="border-right:1px solid #000000;border-bottom:1px solid #000000;overflow:hidden;padding:0px 3px 0px 3px;vertical-align:bottom;text-align:center;">23</td> </tr> <tr style="height:20px;"> <td data-sheets-value='{"1":2,"2":"Polycarbonate"}' style="border-left:1px solid #000000;overflow:hidden;padding:0px 3px 0px 3px;vertical-align:bottom;font-weight:bold;">Polycarbonate</td> <td data-sheets-value='{"1":2,"2":"Single-walled"}' style="overflow:hidden;padding:0px 3px 0px 3px;vertical-align:bottom;font-weight:bold;">Single-walled</td> <td data-sheets-value='{"1":2,"2":"Heatstop Opal (T)"}' style="border-right:1px solid #000000;overflow:hidden;padding:0px 3px 0px 3px;vertical-align:bottom;font-weight:bold;">Heatstop Opal (T)</td> <td data-sheets-numberformat='{"1":2,"2":"0.00","3":1}' data-sheets-value='{"1":3,"3":5.17}' style="overflow:hidden;padding:0px 3px 0px 3px;vertical-align:bottom;text-align:center;">5.17</td> <td data-sheets-numberformat='{"1":2,"2":"0","3":1}' data-sheets-value='{"1":3,"3":49}' style="overflow:hidden;padding:0px 3px 0px 3px;vertical-align:bottom;text-align:center;">49</td> <td data-sheets-numberformat='{"1":2,"2":"0","3":1}' data-sheets-value='{"1":3,"3":59}' style="overflow:hidden;padding:0px 3px 0px 3px;vertical-align:bottom;text-align:center;">59</td> <td data-sheets-numberformat='{"1":2,"2":"0","3":1}' data-sheets-value='{"1":2,"2":"-"}' style="border-right:1px solid #000000;overflow:hidden;padding:0px 3px 0px 3px;vertical-align:bottom;text-align:center;">-</td> </tr> <tr style="height:20px;"> <td data-sheets-value='{"1":2,"2":"Heatstop PC"}' style="border-left:1px solid #000000;overflow:hidden;padding:0px 3px 0px 3px;vertical-align:bottom;font-weight:bold;">Heatstop PC</td> <td data-sheets-value='{"1":2,"2":"Double-walled"}' style="overflow:hidden;padding:0px 3px 0px 3px;vertical-align:bottom;font-weight:bold;">Double-walled</td> <td data-sheets-value='{"1":2,"2":"Clear (T/H)"}' style="border-right:1px solid #000000;overflow:hidden;padding:0px 3px 0px 3px;vertical-align:bottom;font-weight:bold;">Clear (T/H)</td> <td data-sheets-numberformat='{"1":2,"2":"0.00","3":1}' data-sheets-value='{"1":3,"3":2.9}' style="overflow:hidden;padding:0px 3px 0px 3px;vertical-align:bottom;text-align:center;">2.90</td> <td data-sheets-numberformat='{"1":2,"2":"0","3":1}' data-sheets-value='{"1":3,"3":44}' style="overflow:hidden;padding:0px 3px 0px 3px;vertical-align:bottom;text-align:center;">44</td> <td data-sheets-numberformat='{"1":2,"2":"0","3":1}' data-sheets-value='{"1":3,"3":51}' style="overflow:hidden;padding:0px 3px 0px 3px;vertical-align:bottom;text-align:center;">51</td> <td data-sheets-numberformat='{"1":2,"2":"0","3":1}' data-sheets-value='{"1":3,"3":20}' style="border-right:1px solid #000000;overflow:hidden;padding:0px 3px 0px 3px;vertical-align:bottom;text-align:center;">20</td> </tr> <tr style="height:20px;"> <td style="border-left:1px solid #000000;overflow:hidden;padding:0px 3px 0px 3px;vertical-align:bottom;font-weight:bold;"></td> <td data-sheets-value='{"1":2,"2":"Double-walled"}' style="overflow:hidden;padding:0px 3px 0px 3px;vertical-align:bottom;font-weight:bold;">Double-walled</td> <td data-sheets-value='{"1":2,"2":"Opal (T/O)"}' style="border-right:1px solid #000000;overflow:hidden;padding:0px 3px 0px 3px;vertical-align:bottom;font-weight:bold;">Opal (T/O)</td> <td data-sheets-numberformat='{"1":2,"2":"0.00","3":1}' data-sheets-value='{"1":3,"3":2.9}' style="overflow:hidden;padding:0px 3px 0px 3px;vertical-align:bottom;text-align:center;">2.90</td> <td data-sheets-numberformat='{"1":2,"2":"0","3":1}' data-sheets-value='{"1":3,"3":41}' style="overflow:hidden;padding:0px 3px 0px 3px;vertical-align:bottom;text-align:center;">41</td> <td data-sheets-numberformat='{"1":2,"2":"0","3":1}' data-sheets-value='{"1":3,"3":45}' style="overflow:hidden;padding:0px 3px 0px 3px;vertical-align:bottom;text-align:center;">45</td> <td data-sheets-numberformat='{"1":2,"2":"0","3":1}' data-sheets-value='{"1":3,"3":20}' style="border-right:1px solid #000000;overflow:hidden;padding:0px 3px 0px 3px;vertical-align:bottom;text-align:center;">20</td> </tr> <tr style="height:20px;"> <td style="border-left:1px solid #000000;overflow:hidden;padding:0px 3px 0px 3px;vertical-align:bottom;font-weight:bold;"></td> <td data-sheets-value='{"1":2,"2":"Triple-walled"}' style="overflow:hidden; | skylux-160-ce-met-koepel-en-pvc-opstand-30-20-met-lm-motor-1300-x-2300-mm | 8586031726925 | 46872355307853
Smoke and heat exhaust (SHEV) | SHE system | Skylux | Skylux 160° CE with skylight and PVC curb 30/20 with LM-actuator 1400 x 1400 mm |  | 34009 | 5412970340096 | 4501.2 | Yes | 30-45 | 82.84 | 1400 x 1400 mm | 1400 | 1400 |  | PVC 30/20 (30 cm high & roof opening = 20 cm larger than daylight size) | Square | 5.17 W/m²K - 1.28 W/m²K | 87% - 32% | 90% - 32% | 20dB - 23dB | 160° CE (for industry) | skylight | without spoiler | E | Single actuator | Maximum four-walled skylight possible for this product | Ut-value LT-value g-value Rw-value EN 1873 : 2014 EN ISO 13468 EN 16153 EN 410 EN 410 EN ISO 140-3 Material Walls Shells (W/m²K) (%) (%) (dB) Acrylic Single-walled Clear (H) 5.17 90 87 - PMMA Single-walled Opal (O) 5.17 83 76 - Double-walled Clear (H/H) 2.90 81 75 20 Double-walled Opal (O/O) 2.90 69 58 20 Triple-walled Clear (H/H/H) 1.70 73 65 22 Triple-walled Opal (O/H/O) 1.70 62 51 22 Four-walled Clear (H/H/H/H) 1.28 64 54 23 Four-walled Opal (H/H/O/H) 1.28 59 48 23 Polycarbonate Single-walled Clear (A) 5.17 88 83 - PC Single-walled Opal (D) 5.17 58 60 - Double-walled Clear (A/H) 2.90 79 72 20 Double-walled Clear (A/A) 2.90 77 69 20 Double-walled Opal (A/O) 2.90 73 63 20 Double-walled Opal (A/D) 2.90 51 50 20 Triple-walled Clear (A/H/H) 1.70 71 63 22 Triple-walled Opal (A/O/O) 1.70 61 48 22 Four-walled Clear (A/H/H/H) 1.28 64 52 23 Four-walled Opal (A/H/O/H) 1.28 59 46 23 Polycarbonate Single-walled Heatstop Opal (T) 5.17 49 59 - Heatstop PC Double-walled Clear (T/H) 2.90 44 51 20 Double-walled Opal (T/O) 2.90 41 45 20 Triple-walled Clear (T/H/H) 1.70 40 <td data-sheets-numberformat='{"1":2,"2":"0","3":1}' data-sheets-value='{"1":3,"3":44}' style="overflow:hidden;paddin | https://skylux.eu/en/products/skylux-160-ce-met-koepel-en-pvc-opstand-30-20-met-lm-motor-1400-x-1400-mm | https://skylux.eu/cdn/shop/files/Skylux-160deg-CE-met-koepel-en-pvc-opstand-3020-met-LM-motor-1400-x-1400-mm-RWA-systeem.jpg?v=1702980584&width=1600 | https://skylux.eu/cdn/shop/files/e5a82811-1bb0-48e4-a776-cacb59c7c092_16a2bcc9-52f9-4e0c-9435-08ef3f36b5d1.jpg?v=1688551162&width=1600 | //skylux.eu/cdn/shop/files/E_MH_Mounting_instructions_Skylux_160_CE_LM.pdf?v=12406716259046007223 | //skylux.eu/cdn/shop/files/E_TD_Technical_File_Skylux_Skylux_160_CE_Electric.pdf?v=3667116872303399239 | <style type="text/css" id="isPasted"> <!--td { border: 1px solid #cccccc; } br { mso-data-placement: same-cell; } --> </style> <table border="1" cellpadding="0" cellspacing="0" dir="ltr" style="table-layout:fixed;font-size:10pt;font-family:Arial;border-collapse:collapse;border:none;"><tbody> <tr style="height:20px;"> <td style="overflow:hidden;padding:0px 3px 0px 3px;vertical-align:bottom;"></td> <td style="overflow:hidden;padding:0px 3px 0px 3px;vertical-align:bottom;"></td> <td style="overflow:hidden;padding:0px 3px 0px 3px;vertical-align:bottom;"></td> <td data-sheets-value='{"1":2,"2":"Ut-value"}' style="overflow:hidden;padding:0px 3px 0px 3px;vertical-align:bottom;font-weight:bold;text-align:center;">Ut-value</td> <td data-sheets-value='{"1":2,"2":"LT-value"}' style="overflow:hidden;padding:0px 3px 0px 3px;vertical-align:bottom;font-weight:bold;text-align:center;">LT-value</td> <td data-sheets-value='{"1":2,"2":"g-value"}' style="overflow:hidden;padding:0px 3px 0px 3px;vertical-align:bottom;font-weight:bold;text-align:center;">g-value</td> <td data-sheets-value='{"1":2,"2":"Rw-value "}' style="overflow:hidden;padding:0px 3px 0px 3px;vertical-align:bottom;font-weight:bold;text-align:center;">Rw-value </td> </tr> <tr style="height:20px;"> <td style="overflow:hidden;padding:0px 3px 0px 3px;vertical-align:bottom;"></td> <td style="overflow:hidden;padding:0px 3px 0px 3px;vertical-align:bottom;"></td> <td style="overflow:hidden;padding:0px 3px 0px 3px;vertical-align:bottom;"></td> <td data-sheets-numberformat='{"1":2,"2":"0.00","3":1}' data-sheets-value='{"1":2,"2":"EN 1873 : 2014"}' style="overflow:hidden;padding:0px 3px 0px 3px;vertical-align:bottom;text-align:center;">EN 1873 : 2014</td> <td data-sheets-numberformat='{"1":2,"2":"0","3":1}' data-sheets-value='{"1":2,"2":"EN ISO 13468 EN 16153 EN 410"}' style="overflow:hidden;padding:0px 3px 0px 3px;vertical-align:bottom;text-align:center;">EN ISO 13468 EN 16153 EN 410</td> <td data-sheets-numberformat='{"1":2,"2":"0","3":1}' data-sheets-value='{"1":2,"2":"EN 410"}' style="overflow:hidden;padding:0px 3px 0px 3px;vertical-align:bottom;text-align:center;">EN 410</td> <td data-sheets-value='{"1":2,"2":"EN ISO 140-3\t\t"}' style="overflow:hidden;padding:0px 3px 0px 3px;vertical-align:bottom;text-align:center;">EN ISO 140-3 </td> </tr> <tr style="height:20px;"> <td data-sheets-value='{"1":2,"2":"Material"}' style="border-bottom:1px solid #000000;overflow:hidden;padding:0px 3px 0px 3px;vertical-align:bottom;background-color:#000000;font-weight:bold;color:#ffffff;">Material</td> <td data-sheets-value='{"1":2,"2":"Walls"}' style="border-bottom:1px solid #000000;overflow:hidden;padding:0px 3px 0px 3px;vertical-align:bottom;background-color:#000000;font-weight:bold;color:#ffffff;">Walls</td> <td data-sheets-value='{"1":2,"2":"Shells"}' style="border-bottom:1px solid #000000;overflow:hidden;padding:0px 3px 0px 3px;vertical-align:bottom;background-color:#000000;font-weight:bold;color:#ffffff;">Shells</td> <td data-sheets-numberformat='{"1":2,"2":"0.00","3":1}' data-sheets-value='{"1":2,"2":"(W/m²K)\t"}' style="border-bottom:1px solid #000000;overflow:hidden;padding:0px 3px 0px 3px;vertical-align:bottom;background-color:#000000;font-weight:bold;color:#ffffff;text-align:center;">(W/m²K) </td> <td data-sheets-numberformat='{"1":2,"2":"0","3":1}' data-sheets-value='{"1":2,"2":"(%)"}' style="border-bottom:1px solid #000000;overflow:hidden;padding:0px 3px 0px 3px;vertical-align:bottom;background-color:#000000;font-weight:bold;color:#ffffff;text-align:center;">(%)</td> <td data-sheets-numberformat='{"1":2,"2":"0","3":1}' data-sheets-value='{"1":2,"2":"(%)"}' style="border-bottom:1px solid #000000;overflow:hidden;padding:0px 3px 0px 3px;vertical-align:bottom;background-color:#000000;font-weight:bold;color:#ffffff;text-align:center;">(%)</td> <td data-sheets-value='{"1":2,"2":"(dB)"}' style="border-bottom:1px solid #000000;overflow:hidden;padding:0px 3px 0px 3px;vertical-align:bottom;background-color:#000000;font-weight:bold;color:#ffffff;text-align:center;">(dB)</td> </tr> <tr style="height:20px;"> <td data-sheets-value='{"1":2,"2":"Acrylic"}' style="border-left:1px solid #000000;overflow:hidden;padding:0px 3px 0px 3px;vertical-align:bottom;font-weight:bold;">Acrylic</td> <td data-sheets-value='{"1":2,"2":"Single-walled"}' style="overflow:hidden;padding:0px 3px 0px 3px;vertical-align:bottom;font-weight:bold;">Single-walled</td> <td data-sheets-value='{"1":2,"2":"Clear (H)"}' style="border-right:1px solid #000000;overflow:hidden;padding:0px 3px 0px 3px;vertical-align:bottom;font-weight:bold;">Clear (H)</td> <td data-sheets-numberformat='{"1":2,"2":"0.00","3":1}' data-sheets-value='{"1":3,"3":5.17}' style="overflow:hidden;padding:0px 3px 0px 3px;vertical-align:bottom;text-align:center;">5.17</td> <td data-sheets-numberformat='{"1":2,"2":"0","3":1}' data-sheets-value='{"1":3,"3":90}' style="overflow:hidden;padding:0px 3px 0px 3px;vertical-align:bottom;text-align:center;">90</td> <td data-sheets-numberformat='{"1":2,"2":"0","3":1}' data-sheets-value='{"1":3,"3":87}' style="overflow:hidden;padding:0px 3px 0px 3px;vertical-align:bottom;text-align:center;">87</td> <td data-sheets-numberformat='{"1":2,"2":"0","3":1}' data-sheets-value='{"1":2,"2":"-"}' style="border-right:1px solid #000000;overflow:hidden;padding:0px 3px 0px 3px;vertical-align:bottom;text-align:center;">-</td> </tr> <tr style="height:20px;"> <td data-sheets-value='{"1":2,"2":"PMMA"}' style="border-left:1px solid #000000;overflow:hidden;padding:0px 3px 0px 3px;vertical-align:bottom;font-weight:bold;">PMMA</td> <td data-sheets-value='{"1":2,"2":"Single-walled"}' style="overflow:hidden;padding:0px 3px 0px 3px;vertical-align:bottom;font-weight:bold;">Single-walled</td> <td data-sheets-value='{"1":2,"2":"Opal (O)"}' style="border-right:1px solid #000000;overflow:hidden;padding:0px 3px 0px 3px;vertical-align:bottom;font-weight:bold;">Opal (O)</td> <td data-sheets-numberformat='{"1":2,"2":"0.00","3":1}' data-sheets-value='{"1":3,"3":5.17}' style="overflow:hidden;padding:0px 3px 0px 3px;vertical-align:bottom;text-align:center;">5.17</td> <td data-sheets-numberformat='{"1":2,"2":"0","3":1}' data-sheets-value='{"1":3,"3":83}' style="overflow:hidden;padding:0px 3px 0px 3px;vertical-align:bottom;text-align:center;">83</td> <td data-sheets-numberformat='{"1":2,"2":"0","3":1}' data-sheets-value='{"1":3,"3":76}' style="overflow:hidden;padding:0px 3px 0px 3px;vertical-align:bottom;text-align:center;">76</td> <td data-sheets-numberformat='{"1":2,"2":"0","3":1}' data-sheets-value='{"1":2,"2":"-"}' style="border-right:1px solid #000000;overflow:hidden;padding:0px 3px 0px 3px;vertical-align:bottom;text-align:center;">-</td> </tr> <tr style="height:20px;"> <td style="border-left:1px solid #000000;overflow:hidden;padding:0px 3px 0px 3px;vertical-align:bottom;font-weight:bold;"></td> <td data-sheets-value='{"1":2,"2":"Double-walled"}' style="overflow:hidden;padding:0px 3px 0px 3px;vertical-align:bottom;font-weight:bold;">Double-walled</td> <td data-sheets-value='{"1":2,"2":"Clear (H/H)"}' style="border-right:1px solid #000000;overflow:hidden;padding:0px 3px 0px 3px;vertical-align:bottom;font-weight:bold;">Clear (H/H)</td> <td data-sheets-numberformat='{"1":2,"2":"0.00","3":1}' data-sheets-value='{"1":3,"3":2.9}' style="overflow:hidden;padding:0px 3px 0px 3px;vertical-align:bottom;text-align:center;">2.90</td> <td data-sheets-numberformat='{"1":2,"2":"0","3":1}' data-sheets-value='{"1":3,"3":81}' style="overflow:hidden;padding:0px 3px 0px 3px;vertical-align:bottom;text-align:center;">81</td> <td data-sheets-numberformat='{"1":2,"2":"0","3":1}' data-sheets-value='{"1":3,"3":75}' style="overflow:hidden;padding:0px 3px 0px 3px;vertical-align:bottom;text-align:center;">75</td> <td data-sheets-numberformat='{"1":2,"2":"0","3":1}' data-sheets-value='{"1":3,"3":20}' style="border-right:1px solid #000000;overflow:hidden;padding:0px 3px 0px 3px;vertical-align:bottom;text-align:center;">20</td> </tr> <tr style="height:20px;"> <td style="border-left:1px solid #000000;overflow:hidden;padding:0px 3px 0px 3px;vertical-align:bottom;font-weight:bold;"></td> <td data-sheets-value='{"1":2,"2":"Double-walled"}' style="overflow:hidden;padding:0px 3px 0px 3px;vertical-align:bottom;font-weight:bold;">Double-walled</td> <td data-sheets-value='{"1":2,"2":"Opal (O/O)"}' style="border-right:1px solid #000000;overflow:hidden;padding:0px 3px 0px 3px;vertical-align:bottom;font-weight:bold;">Opal (O/O)</td> <td data-sheets-numberformat='{"1":2,"2":"0.00","3":1}' data-sheets-value='{"1":3,"3":2.9}' style="overflow:hidden;padding:0px 3px 0px 3px;vertical-align:bottom;text-align:center;">2.90</td> <td data-sheets-numberformat='{"1":2,"2":"0","3":1}' data-sheets-value='{"1":3,"3":69}' style="overflow:hidden;padding:0px 3px 0px 3px;vertical-align:bottom;text-align:center;">69</td> <td data-sheets-numberformat='{"1":2,"2":"0","3":1}' data-sheets-value='{"1":3,"3":58}' style="overflow:hidden;padding:0px 3px 0px 3px;vertical-align:bottom;text-align:center;">58</td> <td data-sheets-numberformat='{"1":2,"2":"0","3":1}' data-sheets-value='{"1":3,"3":20}' style="border-right:1px solid #000000;overflow:hidden;padding:0px 3px 0px 3px;vertical-align:bottom;text-align:center;">20</td> </tr> <tr style="height:20px;"> <td style="border-left:1px solid #000000;overflow:hidden;padding:0px 3px 0px 3px;vertical-align:bottom;font-weight:bold;"></td> <td data-sheets-value='{"1":2,"2":"Triple-walled"}' style="overflow:hidden;padding:0px 3px 0px 3px;vertical-align:bottom;font-weight:bold;">Triple-walled</td> <td data-sheets-value='{"1":2,"2":"Clear (H/H/H)"}' style="border-right:1px solid #000000;overflow:hidden;padding:0px 3px 0px 3px;vertical-align:bottom;font-weight:bold;">Clear (H/H/H)</td> <td data-sheets-numberformat='{"1":2,"2":"0.00","3":1}' data-sheets-value='{"1":3,"3":1.7}' style="overflow:hidden;padding:0px 3px 0px 3px;vertical-align:bottom;text-align:center;">1.70</td> <td data-sheets-numberformat='{"1":2,"2":"0","3":1}' data-sheets-value='{"1":3,"3":73}' style="overflow:hidden;padding:0px 3px 0px 3px;vertical-align:bottom;text-align:center;">73</td> <td data-sheets-numberformat='{"1":2,"2":"0","3":1}' data-sheets-value='{"1":3,"3":65}' style="overflow:hidden;padding:0px 3px 0px 3px;vertical-align:bottom;text-align:center;">65</td> <td data-sheets-numberformat='{"1":2,"2":"0","3":1}' data-sheets-value='{"1":3,"3":22}' style="border-right:1px solid #000000;overflow:hidden;padding:0px 3px 0px 3px;vertical-align:bottom;text-align:center;">22</td> </tr> <tr style="height:20px;"> <td style="border-left:1px solid #000000;overflow:hidden;padding:0px 3px 0px 3px;vertical-align:bottom;font-weight:bold;"></td> <td data-sheets-value='{"1":2,"2":"Triple-walled"}' style="overflow:hidden;padding:0px 3px 0px 3px;vertical-align:bottom;font-weight:bold;">Triple-walled</td> <td data-sheets-value='{"1":2,"2":"Opal (O/H/O)"}' style="border-right:1px solid #000000;overflow:hidden;padding:0px 3px 0px 3px;vertical-align:bottom;font-weight:bold;">Opal (O/H/O)</td> <td data-sheets-numberformat='{"1":2,"2":"0.00","3":1}' data-sheets-value='{"1":3,"3":1.7}' style="overflow:hidden;padding:0px 3px 0px 3px;vertical-align:bottom;text-align:center;">1.70</td> <td data-sheets-numberformat='{"1":2,"2":"0","3":1}' data-sheets-value='{"1":3,"3":62}' style="overflow:hidden;padding:0px 3px 0px 3px;vertical-align:bottom;text-align:center;">62</td> <td data-sheets-numberformat='{"1":2,"2":"0","3":1}' data-sheets-value='{"1":3,"3":51}' style="overflow:hidden;padding:0px 3px 0px 3px;vertical-align:bottom;text-align:center;">51</td> <td data-sheets-numberformat='{"1":2,"2":"0","3":1}' data-sheets-value='{"1":3,"3":22}' style="border-right:1px solid #000000;overflow:hidden;padding:0px 3px 0px 3px;vertical-align:bottom;text-align:center;">22</td> </tr> <tr style="height:20px;"> <td style="border-left:1px solid #000000;overflow:hidden;padding:0px 3px 0px 3px;vertical-align:bottom;font-weight:bold;"></td> <td data-sheets-value='{"1":2,"2":"Four-walled"}' style="overflow:hidden;padding:0px 3px 0px 3px;vertical-align:bottom;font-weight:bold;">Four-walled</td> <td data-sheets-value='{"1":2,"2":"Clear (H/H/H/H)"}' style="border-right:1px solid #000000;overflow:hidden;padding:0px 3px 0px 3px;vertical-align:bottom;font-weight:bold;">Clear (H/H/H/H)</td> <td data-sheets-numberformat='{"1":2,"2":"0.00","3":1}' data-sheets-value='{"1":3,"3":1.28}' style="overflow:hidden;padding:0px 3px 0px 3px;vertical-align:bottom;text-align:center;">1.28</td> <td data-sheets-numberformat='{"1":2,"2":"0","3":1}' data-sheets-value='{"1":3,"3":64}' style="overflow:hidden;padding:0px 3px 0px 3px;vertical-align:bottom;text-align:center;">64</td> <td data-sheets-numberformat='{"1":2,"2":"0","3":1}' data-sheets-value='{"1":3,"3":54}' style="overflow:hidden;padding:0px 3px 0px 3px;vertical-align:bottom;text-align:center;">54</td> <td data-sheets-numberformat='{"1":2,"2":"0","3":1}' data-sheets-value='{"1":3,"3":23}' style="border-right:1px solid #000000;overflow:hidden;padding:0px 3px 0px 3px;vertical-align:bottom;text-align:center;">23</td> </tr> <tr style="height:20px;"> <td style="border-bottom:1px solid #000000;border-left:1px solid #000000;overflow:hidden;padding:0px 3px 0px 3px;vertical-align:bottom;"></td> <td data-sheets-value='{"1":2,"2":"Four-walled"}' style="border-bottom:1px solid #000000;overflow:hidden;padding:0px 3px 0px 3px;vertical-align:bottom;font-weight:bold;">Four-walled</td> <td data-sheets-value='{"1":2,"2":"Opal (H/H/O/H)"}' style="border-right:1px solid #000000;border-bottom:1px solid #000000;overflow:hidden;padding:0px 3px 0px 3px;vertical-align:bottom;font-weight:bold;">Opal (H/H/O/H)</td> <td data-sheets-numberformat='{"1":2,"2":"0.00","3":1}' data-sheets-value='{"1":3,"3":1.28}' style="border-bottom:1px solid #000000;overflow:hidden;padding:0px 3px 0px 3px;vertical-align:bottom;text-align:center;">1.28</td> <td data-sheets-numberformat='{"1":2,"2":"0","3":1}' data-sheets-value='{"1":3,"3":59}' style="border-bottom:1px solid #000000;overflow:hidden;padding:0px 3px 0px 3px;vertical-align:bottom;text-align:center;">59</td> <td data-sheets-numberformat='{"1":2,"2":"0","3":1}' data-sheets-value='{"1":3,"3":48}' style="border-bottom:1px solid #000000;overflow:hidden;padding:0px 3px 0px 3px;vertical-align:bottom;text-align:center;">48</td> <td data-sheets-numberformat='{"1":2,"2":"0","3":1}' data-sheets-value='{"1":3,"3":23}' style="border-right:1px solid #000000;border-bottom:1px solid #000000;overflow:hidden;padding:0px 3px 0px 3px;vertical-align:bottom;text-align:center;">23</td> </tr> <tr style="height:20px;"> <td data-sheets-value='{"1":2,"2":"Polycarbonate "}' style="border-left:1px solid #000000;overflow:hidden;padding:0px 3px 0px 3px;vertical-align:bottom;font-weight:bold;">Polycarbonate </td> <td data-sheets-value='{"1":2,"2":"Single-walled"}' style="overflow:hidden;padding:0px 3px 0px 3px;vertical-align:bottom;font-weight:bold;">Single-walled</td> <td data-sheets-value='{"1":2,"2":"Clear (A)"}' style="border-right:1px solid #000000;overflow:hidden;padding:0px 3px 0px 3px;vertical-align:bottom;font-weight:bold;">Clear (A)</td> <td data-sheets-numberformat='{"1":2,"2":"0.00","3":1}' data-sheets-value='{"1":3,"3":5.17}' style="overflow:hidden;padding:0px 3px 0px 3px;vertical-align:bottom;text-align:center;">5.17</td> <td data-sheets-numberformat='{"1":2,"2":"0","3":1}' data-sheets-value='{"1":3,"3":88}' style="overflow:hidden;padding:0px 3px 0px 3px;vertical-align:bottom;text-align:center;">88</td> <td data-sheets-numberformat='{"1":2,"2":"0","3":1}' data-sheets-value='{"1":3,"3":83}' style="overflow:hidden;padding:0px 3px 0px 3px;vertical-align:bottom;text-align:center;">83</td> <td data-sheets-numberformat='{"1":2,"2":"0","3":1}' data-sheets-value='{"1":2,"2":"-"}' style="border-right:1px solid #000000;overflow:hidden;padding:0px 3px 0px 3px;vertical-align:bottom;text-align:center;">-</td> </tr> <tr style="height:20px;"> <td data-sheets-value='{"1":2,"2":"PC"}' style="border-left:1px solid #000000;overflow:hidden;padding:0px 3px 0px 3px;vertical-align:bottom;font-weight:bold;">PC</td> <td data-sheets-value='{"1":2,"2":"Single-walled"}' style="overflow:hidden;padding:0px 3px 0px 3px;vertical-align:bottom;font-weight:bold;">Single-walled</td> <td data-sheets-value='{"1":2,"2":"Opal (D)"}' style="border-right:1px solid #000000;overflow:hidden;padding:0px 3px 0px 3px;vertical-align:bottom;font-weight:bold;">Opal (D)</td> <td data-sheets-numberformat='{"1":2,"2":"0.00","3":1}' data-sheets-value='{"1":3,"3":5.17}' style="overflow:hidden;padding:0px 3px 0px 3px;vertical-align:bottom;text-align:center;">5.17</td> <td data-sheets-numberformat='{"1":2,"2":"0","3":1}' data-sheets-value='{"1":3,"3":58}' style="overflow:hidden;padding:0px 3px 0px 3px;vertical-align:bottom;text-align:center;">58</td> <td data-sheets-numberformat='{"1":2,"2":"0","3":1}' data-sheets-value='{"1":3,"3":60}' style="overflow:hidden;padding:0px 3px 0px 3px;vertical-align:bottom;text-align:center;">60</td> <td data-sheets-numberformat='{"1":2,"2":"0","3":1}' data-sheets-value='{"1":2,"2":"-"}' style="border-right:1px solid #000000;overflow:hidden;padding:0px 3px 0px 3px;vertical-align:bottom;text-align:center;">-</td> </tr> <tr style="height:20px;"> <td style="border-left:1px solid #000000;overflow:hidden;padding:0px 3px 0px 3px;vertical-align:bottom;font-weight:bold;"></td> <td data-sheets-value='{"1":2,"2":"Double-walled"}' style="overflow:hidden;padding:0px 3px 0px 3px;vertical-align:bottom;font-weight:bold;">Double-walled</td> <td data-sheets-value='{"1":2,"2":"Clear (A/H)"}' style="border-right:1px solid #000000;overflow:hidden;padding:0px 3px 0px 3px;vertical-align:bottom;font-weight:bold;">Clear (A/H)</td> <td data-sheets-numberformat='{"1":2,"2":"0.00","3":1}' data-sheets-value='{"1":3,"3":2.9}' style="overflow:hidden;padding:0px 3px 0px 3px;vertical-align:bottom;text-align:center;">2.90</td> <td data-sheets-numberformat='{"1":2,"2":"0","3":1}' data-sheets-value='{"1":3,"3":79}' style="overflow:hidden;padding:0px 3px 0px 3px;vertical-align:bottom;text-align:center;">79</td> <td data-sheets-numberformat='{"1":2,"2":"0","3":1}' data-sheets-value='{"1":3,"3":72}' style="overflow:hidden;padding:0px 3px 0px 3px;vertical-align:bottom;text-align:center;">72</td> <td data-sheets-numberformat='{"1":2,"2":"0","3":1}' data-sheets-value='{"1":3,"3":20}' style="border-right:1px solid #000000;overflow:hidden;padding:0px 3px 0px 3px;vertical-align:bottom;text-align:center;">20</td> </tr> <tr style="height:20px;"> <td style="border-left:1px solid #000000;overflow:hidden;padding:0px 3px 0px 3px;vertical-align:bottom;font-weight:bold;"></td> <td data-sheets-value='{"1":2,"2":"Double-walled"}' style="overflow:hidden;padding:0px 3px 0px 3px;vertical-align:bottom;font-weight:bold;">Double-walled</td> <td data-sheets-value='{"1":2,"2":"Clear (A/A)"}' style="border-right:1px solid #000000;overflow:hidden;padding:0px 3px 0px 3px;vertical-align:bottom;font-weight:bold;">Clear (A/A)</td> <td data-sheets-numberformat='{"1":2,"2":"0.00","3":1}' data-sheets-value='{"1":3,"3":2.9}' style="overflow:hidden;padding:0px 3px 0px 3px;vertical-align:bottom;text-align:center;">2.90</td> <td data-sheets-numberformat='{"1":2,"2":"0","3":1}' data-sheets-value='{"1":3,"3":77}' style="overflow:hidden;padding:0px 3px 0px 3px;vertical-align:bottom;text-align:center;">77</td> <td data-sheets-numberformat='{"1":2,"2":"0","3":1}' data-sheets-value='{"1":3,"3":69}' style="overflow:hidden;padding:0px 3px 0px 3px;vertical-align:bottom;text-align:center;">69</td> <td data-sheets-numberformat='{"1":2,"2":"0","3":1}' data-sheets-value='{"1":3,"3":20}' style="border-right:1px solid #000000;overflow:hidden;padding:0px 3px 0px 3px;vertical-align:bottom;text-align:center;">20</td> </tr> <tr style="height:20px;"> <td style="border-left:1px solid #000000;overflow:hidden;padding:0px 3px 0px 3px;vertical-align:bottom;font-weight:bold;"></td> <td data-sheets-value='{"1":2,"2":"Double-walled"}' style="overflow:hidden;padding:0px 3px 0px 3px;vertical-align:bottom;font-weight:bold;">Double-walled</td> <td data-sheets-value='{"1":2,"2":"Opal (A/O)"}' style="border-right:1px solid #000000;overflow:hidden;padding:0px 3px 0px 3px;vertical-align:bottom;font-weight:bold;">Opal (A/O)</td> <td data-sheets-numberformat='{"1":2,"2":"0.00","3":1}' data-sheets-value='{"1":3,"3":2.9}' style="overflow:hidden;padding:0px 3px 0px 3px;vertical-align:bottom;text-align:center;">2.90</td> <td data-sheets-numberformat='{"1":2,"2":"0","3":1}' data-sheets-value='{"1":3,"3":73}' style="overflow:hidden;padding:0px 3px 0px 3px;vertical-align:bottom;text-align:center;">73</td> <td data-sheets-numberformat='{"1":2,"2":"0","3":1}' data-sheets-value='{"1":3,"3":63}' style="overflow:hidden;padding:0px 3px 0px 3px;vertical-align:bottom;text-align:center;">63</td> <td data-sheets-numberformat='{"1":2,"2":"0","3":1}' data-sheets-value='{"1":3,"3":20}' style="border-right:1px solid #000000;overflow:hidden;padding:0px 3px 0px 3px;vertical-align:bottom;text-align:center;">20</td> </tr> <tr style="height:20px;"> <td style="border-left:1px solid #000000;overflow:hidden;padding:0px 3px 0px 3px;vertical-align:bottom;font-weight:bold;"></td> <td data-sheets-value='{"1":2,"2":"Double-walled"}' style="overflow:hidden;padding:0px 3px 0px 3px;vertical-align:bottom;font-weight:bold;">Double-walled</td> <td data-sheets-value='{"1":2,"2":"Opal (A/D)"}' style="border-right:1px solid #000000;overflow:hidden;padding:0px 3px 0px 3px;vertical-align:bottom;font-weight:bold;">Opal (A/D)</td> <td data-sheets-numberformat='{"1":2,"2":"0.00","3":1}' data-sheets-value='{"1":3,"3":2.9}' style="overflow:hidden;padding:0px 3px 0px 3px;vertical-align:bottom;text-align:center;">2.90</td> <td data-sheets-numberformat='{"1":2,"2":"0","3":1}' data-sheets-value='{"1":3,"3":51}' style="overflow:hidden;padding:0px 3px 0px 3px;vertical-align:bottom;text-align:center;">51</td> <td data-sheets-numberformat='{"1":2,"2":"0","3":1}' data-sheets-value='{"1":3,"3":50}' style="overflow:hidden;padding:0px 3px 0px 3px;vertical-align:bottom;text-align:center;">50</td> <td data-sheets-numberformat='{"1":2,"2":"0","3":1}' data-sheets-value='{"1":3,"3":20}' style="border-right:1px solid #000000;overflow:hidden;padding:0px 3px 0px 3px;vertical-align:bottom;text-align:center;">20</td> </tr> <tr style="height:20px;"> <td style="border-left:1px solid #000000;overflow:hidden;padding:0px 3px 0px 3px;vertical-align:bottom;font-weight:bold;"></td> <td data-sheets-value='{"1":2,"2":"Triple-walled"}' style="overflow:hidden;padding:0px 3px 0px 3px;vertical-align:bottom;font-weight:bold;">Triple-walled</td> <td data-sheets-value='{"1":2,"2":"Clear (A/H/H)"}' style="border-right:1px solid #000000;overflow:hidden;padding:0px 3px 0px 3px;vertical-align:bottom;font-weight:bold;">Clear (A/H/H)</td> <td data-sheets-numberformat='{"1":2,"2":"0.00","3":1}' data-sheets-value='{"1":3,"3":1.7}' style="overflow:hidden;padding:0px 3px 0px 3px;vertical-align:bottom;text-align:center;">1.70</td> <td data-sheets-numberformat='{"1":2,"2":"0","3":1}' data-sheets-value='{"1":3,"3":71}' style="overflow:hidden;padding:0px 3px 0px 3px;vertical-align:bottom;text-align:center;">71</td> <td data-sheets-numberformat='{"1":2,"2":"0","3":1}' data-sheets-value='{"1":3,"3":63}' style="overflow:hidden;padding:0px 3px 0px 3px;vertical-align:bottom;text-align:center;">63</td> <td data-sheets-numberformat='{"1":2,"2":"0","3":1}' data-sheets-value='{"1":3,"3":22}' style="border-right:1px solid #000000;overflow:hidden;padding:0px 3px 0px 3px;vertical-align:bottom;text-align:center;">22</td> </tr> <tr style="height:20px;"> <td style="border-left:1px solid #000000;overflow:hidden;padding:0px 3px 0px 3px;vertical-align:bottom;font-weight:bold;"></td> <td data-sheets-value='{"1":2,"2":"Triple-walled"}' style="overflow:hidden;padding:0px 3px 0px 3px;vertical-align:bottom;font-weight:bold;">Triple-walled</td> <td data-sheets-value='{"1":2,"2":"Opal (A/O/O)"}' style="border-right:1px solid #000000;overflow:hidden;padding:0px 3px 0px 3px;vertical-align:bottom;font-weight:bold;">Opal (A/O/O)</td> <td data-sheets-numberformat='{"1":2,"2":"0.00","3":1}' data-sheets-value='{"1":3,"3":1.7}' style="overflow:hidden;padding:0px 3px 0px 3px;vertical-align:bottom;text-align:center;">1.70</td> <td data-sheets-numberformat='{"1":2,"2":"0","3":1}' data-sheets-value='{"1":3,"3":61}' style="overflow:hidden;padding:0px 3px 0px 3px;vertical-align:bottom;text-align:center;">61</td> <td data-sheets-numberformat='{"1":2,"2":"0","3":1}' data-sheets-value='{"1":3,"3":48}' style="overflow:hidden;padding:0px 3px 0px 3px;vertical-align:bottom;text-align:center;">48</td> <td data-sheets-numberformat='{"1":2,"2":"0","3":1}' data-sheets-value='{"1":3,"3":22}' style="border-right:1px solid #000000;overflow:hidden;padding:0px 3px 0px 3px;vertical-align:bottom;text-align:center;">22</td> </tr> <tr style="height:20px;"> <td style="border-left:1px solid #000000;overflow:hidden;padding:0px 3px 0px 3px;vertical-align:bottom;font-weight:bold;"></td> <td data-sheets-value='{"1":2,"2":"Four-walled"}' style="overflow:hidden;padding:0px 3px 0px 3px;vertical-align:bottom;font-weight:bold;">Four-walled</td> <td data-sheets-value='{"1":2,"2":"Clear (A/H/H/H)"}' style="border-right:1px solid #000000;overflow:hidden;padding:0px 3px 0px 3px;vertical-align:bottom;font-weight:bold;">Clear (A/H/H/H)</td> <td data-sheets-numberformat='{"1":2,"2":"0.00","3":1}' data-sheets-value='{"1":3,"3":1.28}' style="overflow:hidden;padding:0px 3px 0px 3px;vertical-align:bottom;text-align:center;">1.28</td> <td data-sheets-numberformat='{"1":2,"2":"0","3":1}' data-sheets-value='{"1":3,"3":64}' style="overflow:hidden;padding:0px 3px 0px 3px;vertical-align:bottom;text-align:center;">64</td> <td data-sheets-numberformat='{"1":2,"2":"0","3":1}' data-sheets-value='{"1":3,"3":52}' style="overflow:hidden;padding:0px 3px 0px 3px;vertical-align:bottom;text-align:center;">52</td> <td data-sheets-numberformat='{"1":2,"2":"0","3":1}' data-sheets-value='{"1":3,"3":23}' style="border-right:1px solid #000000;overflow:hidden;padding:0px 3px 0px 3px;vertical-align:bottom;text-align:center;">23</td> </tr> <tr style="height:20px;"> <td style="border-bottom:1px solid #000000;border-left:1px solid #000000;overflow:hidden;padding:0px 3px 0px 3px;vertical-align:bottom;"></td> <td data-sheets-value='{"1":2,"2":"Four-walled"}' style="border-bottom:1px solid #000000;overflow:hidden;padding:0px 3px 0px 3px;vertical-align:bottom;font-weight:bold;">Four-walled</td> <td data-sheets-value='{"1":2,"2":"Opal (A/H/O/H)"}' style="border-right:1px solid #000000;border-bottom:1px solid #000000;overflow:hidden;padding:0px 3px 0px 3px;vertical-align:bottom;font-weight:bold;">Opal (A/H/O/H)</td> <td data-sheets-numberformat='{"1":2,"2":"0.00","3":1}' data-sheets-value='{"1":3,"3":1.28}' style="border-bottom:1px solid #000000;overflow:hidden;padding:0px 3px 0px 3px;vertical-align:bottom;text-align:center;">1.28</td> <td data-sheets-numberformat='{"1":2,"2":"0","3":1}' data-sheets-value='{"1":3,"3":59}' style="border-bottom:1px solid #000000;overflow:hidden;padding:0px 3px 0px 3px;vertical-align:bottom;text-align:center;">59</td> <td data-sheets-numberformat='{"1":2,"2":"0","3":1}' data-sheets-value='{"1":3,"3":46}' style="border-bottom:1px solid #000000;overflow:hidden;padding:0px 3px 0px 3px;vertical-align:bottom;text-align:center;">46</td> <td data-sheets-numberformat='{"1":2,"2":"0","3":1}' data-sheets-value='{"1":3,"3":23}' style="border-right:1px solid #000000;border-bottom:1px solid #000000;overflow:hidden;padding:0px 3px 0px 3px;vertical-align:bottom;text-align:center;">23</td> </tr> <tr style="height:20px;"> <td data-sheets-value='{"1":2,"2":"Polycarbonate"}' style="border-left:1px solid #000000;overflow:hidden;padding:0px 3px 0px 3px;vertical-align:bottom;font-weight:bold;">Polycarbonate</td> <td data-sheets-value='{"1":2,"2":"Single-walled"}' style="overflow:hidden;padding:0px 3px 0px 3px;vertical-align:bottom;font-weight:bold;">Single-walled</td> <td data-sheets-value='{"1":2,"2":"Heatstop Opal (T)"}' style="border-right:1px solid #000000;overflow:hidden;padding:0px 3px 0px 3px;vertical-align:bottom;font-weight:bold;">Heatstop Opal (T)</td> <td data-sheets-numberformat='{"1":2,"2":"0.00","3":1}' data-sheets-value='{"1":3,"3":5.17}' style="overflow:hidden;padding:0px 3px 0px 3px;vertical-align:bottom;text-align:center;">5.17</td> <td data-sheets-numberformat='{"1":2,"2":"0","3":1}' data-sheets-value='{"1":3,"3":49}' style="overflow:hidden;padding:0px 3px 0px 3px;vertical-align:bottom;text-align:center;">49</td> <td data-sheets-numberformat='{"1":2,"2":"0","3":1}' data-sheets-value='{"1":3,"3":59}' style="overflow:hidden;padding:0px 3px 0px 3px;vertical-align:bottom;text-align:center;">59</td> <td data-sheets-numberformat='{"1":2,"2":"0","3":1}' data-sheets-value='{"1":2,"2":"-"}' style="border-right:1px solid #000000;overflow:hidden;padding:0px 3px 0px 3px;vertical-align:bottom;text-align:center;">-</td> </tr> <tr style="height:20px;"> <td data-sheets-value='{"1":2,"2":"Heatstop PC"}' style="border-left:1px solid #000000;overflow:hidden;padding:0px 3px 0px 3px;vertical-align:bottom;font-weight:bold;">Heatstop PC</td> <td data-sheets-value='{"1":2,"2":"Double-walled"}' style="overflow:hidden;padding:0px 3px 0px 3px;vertical-align:bottom;font-weight:bold;">Double-walled</td> <td data-sheets-value='{"1":2,"2":"Clear (T/H)"}' style="border-right:1px solid #000000;overflow:hidden;padding:0px 3px 0px 3px;vertical-align:bottom;font-weight:bold;">Clear (T/H)</td> <td data-sheets-numberformat='{"1":2,"2":"0.00","3":1}' data-sheets-value='{"1":3,"3":2.9}' style="overflow:hidden;padding:0px 3px 0px 3px;vertical-align:bottom;text-align:center;">2.90</td> <td data-sheets-numberformat='{"1":2,"2":"0","3":1}' data-sheets-value='{"1":3,"3":44}' style="overflow:hidden;padding:0px 3px 0px 3px;vertical-align:bottom;text-align:center;">44</td> <td data-sheets-numberformat='{"1":2,"2":"0","3":1}' data-sheets-value='{"1":3,"3":51}' style="overflow:hidden;padding:0px 3px 0px 3px;vertical-align:bottom;text-align:center;">51</td> <td data-sheets-numberformat='{"1":2,"2":"0","3":1}' data-sheets-value='{"1":3,"3":20}' style="border-right:1px solid #000000;overflow:hidden;padding:0px 3px 0px 3px;vertical-align:bottom;text-align:center;">20</td> </tr> <tr style="height:20px;"> <td style="border-left:1px solid #000000;overflow:hidden;padding:0px 3px 0px 3px;vertical-align:bottom;font-weight:bold;"></td> <td data-sheets-value='{"1":2,"2":"Double-walled"}' style="overflow:hidden;padding:0px 3px 0px 3px;vertical-align:bottom;font-weight:bold;">Double-walled</td> <td data-sheets-value='{"1":2,"2":"Opal (T/O)"}' style="border-right:1px solid #000000;overflow:hidden;padding:0px 3px 0px 3px;vertical-align:bottom;font-weight:bold;">Opal (T/O)</td> <td data-sheets-numberformat='{"1":2,"2":"0.00","3":1}' data-sheets-value='{"1":3,"3":2.9}' style="overflow:hidden;padding:0px 3px 0px 3px;vertical-align:bottom;text-align:center;">2.90</td> <td data-sheets-numberformat='{"1":2,"2":"0","3":1}' data-sheets-value='{"1":3,"3":41}' style="overflow:hidden;padding:0px 3px 0px 3px;vertical-align:bottom;text-align:center;">41</td> <td data-sheets-numberformat='{"1":2,"2":"0","3":1}' data-sheets-value='{"1":3,"3":45}' style="overflow:hidden;padding:0px 3px 0px 3px;vertical-align:bottom;text-align:center;">45</td> <td data-sheets-numberformat='{"1":2,"2":"0","3":1}' data-sheets-value='{"1":3,"3":20}' style="border-right:1px solid #000000;overflow:hidden;padding:0px 3px 0px 3px;vertical-align:bottom;text-align:center;">20</td> </tr> <tr style="height:20px;"> <td style="border-left:1px solid #000000;overflow:hidden;padding:0px 3px 0px 3px;vertical-align:bottom;font-weight:bold;"></td> <td data-sheets-value='{"1":2,"2":"Triple-walled"}' style="overflow:hidden; | skylux-160-ce-met-koepel-en-pvc-opstand-30-20-met-lm-motor-1400-x-1400-mm | 8586031890765 | 46872356290893