Smoke and heat exhaust (SHEV) | SHE system | Skylux | Skylux 160° CE with skylight and PVC curb 16/00 with double LM-actuator and PVC frame type EP25 1600 x 2000 mm |  | 50308 | 5412970503088 | 8714.45 | Yes | 30-45 | 137.75 | 1600 x 2000 mm | 2000 | 1600 |  | PVC 16/00 (16 cm high & roof opening = daylight size) | Rectangular | 1.19 W/m²K - 0.98 W/m²K | 57% - 30% | 37% - 17% | 24dB - 26dB | 160° CE (for industry) | PVC frame EP25 | without spoiler | E | Double actuator | Maximum double-walled skylight possible for this product | Ut-value LT-value g-value Rw-value EN 1873 : 2014 EN ISO 13468 EN 16153 EN 410 EN 410 EN ISO 140-3 Material Walls Shells (W/m²K) (%) (%) (dB) Acrylic EW Clear (H) 1.19 37 57 24 PMMA Opal (O) 1.19 34 50 24 DW Clear (H/H) 0.98 33 50 26 Opal (O/O) 0.98 28 38 26 Polycarbonate EW Clear (A) 1.19 36 55 24 PC Opal (D) 1.19 24 40 24 DW Clear (A/H) 0.98 32 48 26 Clear (A/A) 0.98 32 46 26 Opal (A/O) 0.98 30 42 26 Opal (A/D) 0.98 21 33 26 Polycarbonate EW Heatstop Opal (T) 1.19 20 39 24 Heatstop PC DW Clear (T/H) 0.98 18 34 26 Opal (T/O) 0.98 17 30 26 | https://skylux.eu/en/products/skylux-160-ce-met-koepel-en-pvc-opstand-16-00-met-lm-motor-en-pvc-raam-type-ep25-1600-x-2000-mm | https://skylux.eu/cdn/shop/files/Skylux-160deg-CE-met-koepel-en-pvc-opstand-1600-met-dubbele-LM-motor-en-pvc-raam-type-EP25-1600-x-2000-mm-RWA-systeem.jpg?v=1702979791&width=1600 | https://skylux.eu/cdn/shop/files/e5a82811-1bb0-48e4-a776-cacb59c7c092_7c2d7a04-1fb2-4673-87f5-112da3e96a9b.jpg?v=1688550979&width=1600 | //skylux.eu/cdn/shop/files/E_MH_Mounting_instructions_Skylux_160_CE_LM.pdf?v=12406716259046007223 | //skylux.eu/cdn/shop/files/E_TD_Technical_File_Skylux_Skylux_160_CE_Electric.pdf?v=3667116872303399239 | <style type="text/css" id="isPasted"><!--td {border: 1px solid #cccccc;}br {mso-data-placement:same-cell;}--></style><table border="1" cellpadding="0" cellspacing="0" dir="ltr" style="table-layout:fixed;font-size:10pt;font-family:Arial;border-collapse:collapse;border:none;"><tbody> <tr style="height:20px;"> <td style="overflow:hidden;padding:0px 3px 0px 3px;vertical-align:bottom;"></td> <td style="overflow:hidden;padding:0px 3px 0px 3px;vertical-align:bottom;"></td> <td style="overflow:hidden;padding:0px 3px 0px 3px;vertical-align:bottom;"></td> <td data-sheets-value='{"1":2,"2":"Ut-value"}' style="overflow:hidden;padding:0px 3px 0px 3px;vertical-align:bottom;font-weight:bold;text-align:center;">Ut-value</td> <td data-sheets-value='{"1":2,"2":"LT-value"}' style="overflow:hidden;padding:0px 3px 0px 3px;vertical-align:bottom;font-weight:bold;text-align:center;">LT-value</td> <td data-sheets-value='{"1":2,"2":"g-value"}' style="overflow:hidden;padding:0px 3px 0px 3px;vertical-align:bottom;font-weight:bold;text-align:center;">g-value</td> <td data-sheets-value='{"1":2,"2":"Rw-value "}' style="overflow:hidden;padding:0px 3px 0px 3px;vertical-align:bottom;font-weight:bold;text-align:center;">Rw-value </td> </tr> <tr style="height:20px;"> <td style="overflow:hidden;padding:0px 3px 0px 3px;vertical-align:bottom;"></td> <td style="overflow:hidden;padding:0px 3px 0px 3px;vertical-align:bottom;"></td> <td style="overflow:hidden;padding:0px 3px 0px 3px;vertical-align:bottom;"></td> <td data-sheets-numberformat='{"1":2,"2":"0.00","3":1}' data-sheets-value='{"1":2,"2":"EN 1873 : 2014"}' style="overflow:hidden;padding:0px 3px 0px 3px;vertical-align:bottom;text-align:center;">EN 1873 : 2014</td> <td data-sheets-numberformat='{"1":2,"2":"0","3":1}' data-sheets-value='{"1":2,"2":"EN ISO 13468 EN 16153 EN 410"}' style="overflow:hidden;padding:0px 3px 0px 3px;vertical-align:bottom;text-align:center;">EN ISO 13468 EN 16153 EN 410</td> <td data-sheets-numberformat='{"1":2,"2":"0","3":1}' data-sheets-value='{"1":2,"2":"EN 410"}' style="overflow:hidden;padding:0px 3px 0px 3px;vertical-align:bottom;text-align:center;">EN 410</td> <td data-sheets-value='{"1":2,"2":"EN ISO 140-3\t\t"}' style="overflow:hidden;padding:0px 3px 0px 3px;vertical-align:bottom;text-align:center;">EN ISO 140-3 </td> </tr> <tr style="height:20px;"> <td data-sheets-value='{"1":2,"2":"Material"}' style="border-bottom:1px solid #000000;overflow:hidden;padding:0px 3px 0px 3px;vertical-align:bottom;background-color:#000000;font-weight:bold;color:#ffffff;">Material</td> <td data-sheets-value='{"1":2,"2":"Walls"}' style="border-bottom:1px solid #000000;overflow:hidden;padding:0px 3px 0px 3px;vertical-align:bottom;background-color:#000000;font-weight:bold;color:#ffffff;">Walls</td> <td data-sheets-value='{"1":2,"2":"Shells"}' style="border-bottom:1px solid #000000;overflow:hidden;padding:0px 3px 0px 3px;vertical-align:bottom;background-color:#000000;font-weight:bold;color:#ffffff;">Shells</td> <td data-sheets-numberformat='{"1":2,"2":"0.00","3":1}' data-sheets-value='{"1":2,"2":"(W/m²K)\t"}' style="border-bottom:1px solid #000000;overflow:hidden;padding:0px 3px 0px 3px;vertical-align:bottom;background-color:#000000;font-weight:bold;color:#ffffff;text-align:center;">(W/m²K) </td> <td data-sheets-numberformat='{"1":2,"2":"0","3":1}' data-sheets-value='{"1":2,"2":"(%)"}' style="border-bottom:1px solid #000000;overflow:hidden;padding:0px 3px 0px 3px;vertical-align:bottom;background-color:#000000;font-weight:bold;color:#ffffff;text-align:center;">(%)</td> <td data-sheets-numberformat='{"1":2,"2":"0","3":1}' data-sheets-value='{"1":2,"2":"(%)"}' style="border-bottom:1px solid #000000;overflow:hidden;padding:0px 3px 0px 3px;vertical-align:bottom;background-color:#000000;font-weight:bold;color:#ffffff;text-align:center;">(%)</td> <td data-sheets-value='{"1":2,"2":"(dB)"}' style="border-bottom:1px solid #000000;overflow:hidden;padding:0px 3px 0px 3px;vertical-align:bottom;background-color:#000000;font-weight:bold;color:#ffffff;text-align:center;">(dB)</td> </tr> <tr style="height:20px;"> <td data-sheets-value='{"1":2,"2":"Acrylic"}' style="border-left:1px solid #000000;overflow:hidden;padding:0px 3px 0px 3px;vertical-align:bottom;">Acrylic</td> <td data-sheets-value='{"1":2,"2":"EW"}' style="overflow:hidden;padding:0px 3px 0px 3px;vertical-align:bottom;">EW</td> <td data-sheets-value='{"1":2,"2":"Clear (H)"}' style="overflow:hidden;padding:0px 3px 0px 3px;vertical-align:bottom;">Clear (H)</td> <td data-sheets-numberformat='{"1":2,"2":"0.00","3":1}' data-sheets-value='{"1":3,"3":1.19}' style="overflow:hidden;padding:0px 3px 0px 3px;vertical-align:bottom;text-align:center;">1.19</td> <td data-sheets-numberformat='{"1":2,"2":"0","3":1}' data-sheets-value='{"1":3,"3":36.9}' style="overflow:hidden;padding:0px 3px 0px 3px;vertical-align:bottom;text-align:center;">37</td> <td data-sheets-numberformat='{"1":2,"2":"0","3":1}' data-sheets-value='{"1":3,"3":57.42}' style="overflow:hidden;padding:0px 3px 0px 3px;vertical-align:bottom;text-align:center;">57</td> <td data-sheets-value='{"1":3,"3":24}' style="border-right:1px solid #000000;overflow:hidden;padding:0px 3px 0px 3px;vertical-align:bottom;text-align:center;">24</td> </tr> <tr style="height:20px;"> <td data-sheets-value='{"1":2,"2":"PMMA"}' style="border-left:1px solid #000000;overflow:hidden;padding:0px 3px 0px 3px;vertical-align:bottom;">PMMA</td> <td style="overflow:hidden;padding:0px 3px 0px 3px;vertical-align:bottom;"></td> <td data-sheets-value='{"1":2,"2":"Opal (O)"}' style="overflow:hidden;padding:0px 3px 0px 3px;vertical-align:bottom;">Opal (O)</td> <td data-sheets-numberformat='{"1":2,"2":"0.00","3":1}' data-sheets-value='{"1":3,"3":1.19}' style="overflow:hidden;padding:0px 3px 0px 3px;vertical-align:bottom;text-align:center;">1.19</td> <td data-sheets-numberformat='{"1":2,"2":"0","3":1}' data-sheets-value='{"1":3,"3":34.03}' style="overflow:hidden;padding:0px 3px 0px 3px;vertical-align:bottom;text-align:center;">34</td> <td data-sheets-numberformat='{"1":2,"2":"0","3":1}' data-sheets-value='{"1":3,"3":50.160000000000004}' style="overflow:hidden;padding:0px 3px 0px 3px;vertical-align:bottom;text-align:center;">50</td> <td data-sheets-value='{"1":3,"3":24}' style="border-right:1px solid #000000;overflow:hidden;padding:0px 3px 0px 3px;vertical-align:bottom;text-align:center;">24</td> </tr> <tr style="height:20px;"> <td style="border-left:1px solid #000000;overflow:hidden;padding:0px 3px 0px 3px;vertical-align:bottom;"></td> <td data-sheets-value='{"1":2,"2":"DW"}' style="overflow:hidden;padding:0px 3px 0px 3px;vertical-align:bottom;">DW</td> <td data-sheets-value='{"1":2,"2":"Clear (H/H)"}' style="overflow:hidden;padding:0px 3px 0px 3px;vertical-align:bottom;">Clear (H/H)</td> <td data-sheets-numberformat='{"1":2,"2":"0.00","3":1}' data-sheets-value='{"1":3,"3":0.98}' style="overflow:hidden;padding:0px 3px 0px 3px;vertical-align:bottom;text-align:center;">0.98</td> <td data-sheets-numberformat='{"1":2,"2":"0","3":1}' data-sheets-value='{"1":3,"3":33.21}' style="overflow:hidden;padding:0px 3px 0px 3px;vertical-align:bottom;text-align:center;">33</td> <td data-sheets-numberformat='{"1":2,"2":"0","3":1}' data-sheets-value='{"1":3,"3":49.5}' style="overflow:hidden;padding:0px 3px 0px 3px;vertical-align:bottom;text-align:center;">50</td> <td data-sheets-value='{"1":3,"3":26}' style="border-right:1px solid #000000;overflow:hidden;padding:0px 3px 0px 3px;vertical-align:bottom;text-align:center;">26</td> </tr> <tr style="height:20px;"> <td style="border-bottom:1px solid #000000;border-left:1px solid #000000;overflow:hidden;padding:0px 3px 0px 3px;vertical-align:bottom;"></td> <td style="border-bottom:1px solid #000000;overflow:hidden;padding:0px 3px 0px 3px;vertical-align:bottom;"></td> <td data-sheets-value='{"1":2,"2":"Opal (O/O)"}' style="border-bottom:1px solid #000000;overflow:hidden;padding:0px 3px 0px 3px;vertical-align:bottom;">Opal (O/O)</td> <td data-sheets-numberformat='{"1":2,"2":"0.00","3":1}' data-sheets-value='{"1":3,"3":0.98}' style="border-bottom:1px solid #000000;overflow:hidden;padding:0px 3px 0px 3px;vertical-align:bottom;text-align:center;">0.98</td> <td data-sheets-numberformat='{"1":2,"2":"0","3":1}' data-sheets-value='{"1":3,"3":28.29}' style="border-bottom:1px solid #000000;overflow:hidden;padding:0px 3px 0px 3px;vertical-align:bottom;text-align:center;">28</td> <td data-sheets-numberformat='{"1":2,"2":"0","3":1}' data-sheets-value='{"1":3,"3":38.28}' style="border-bottom:1px solid #000000;overflow:hidden;padding:0px 3px 0px 3px;vertical-align:bottom;text-align:center;">38</td> <td data-sheets-value='{"1":3,"3":26}' style="border-right:1px solid #000000;border-bottom:1px solid #000000;overflow:hidden;padding:0px 3px 0px 3px;vertical-align:bottom;text-align:center;">26</td> </tr> <tr style="height:20px;"> <td data-sheets-value='{"1":2,"2":"Polycarbonate "}' style="border-left:1px solid #000000;overflow:hidden;padding:0px 3px 0px 3px;vertical-align:bottom;">Polycarbonate </td> <td data-sheets-value='{"1":2,"2":"EW"}' style="overflow:hidden;padding:0px 3px 0px 3px;vertical-align:bottom;">EW</td> <td data-sheets-value='{"1":2,"2":"Clear (A)"}' style="overflow:hidden;padding:0px 3px 0px 3px;vertical-align:bottom;">Clear (A)</td> <td data-sheets-numberformat='{"1":2,"2":"0.00","3":1}' data-sheets-value='{"1":3,"3":1.19}' style="overflow:hidden;padding:0px 3px 0px 3px;vertical-align:bottom;text-align:center;">1.19</td> <td data-sheets-numberformat='{"1":2,"2":"0","3":1}' data-sheets-value='{"1":3,"3":36.08}' style="overflow:hidden;padding:0px 3px 0px 3px;vertical-align:bottom;text-align:center;">36</td> <td data-sheets-numberformat='{"1":2,"2":"0","3":1}' data-sheets-value='{"1":3,"3":54.78}' style="overflow:hidden;padding:0px 3px 0px 3px;vertical-align:bottom;text-align:center;">55</td> <td data-sheets-value='{"1":3,"3":24}' style="border-right:1px solid #000000;overflow:hidden;padding:0px 3px 0px 3px;vertical-align:bottom;text-align:center;">24</td> </tr> <tr style="height:20px;"> <td data-sheets-value='{"1":2,"2":"PC"}' style="border-left:1px solid #000000;overflow:hidden;padding:0px 3px 0px 3px;vertical-align:bottom;">PC</td> <td style="overflow:hidden;padding:0px 3px 0px 3px;vertical-align:bottom;"></td> <td data-sheets-value='{"1":2,"2":"Opal (D)"}' style="overflow:hidden;padding:0px 3px 0px 3px;vertical-align:bottom;">Opal (D)</td> <td data-sheets-numberformat='{"1":2,"2":"0.00","3":1}' data-sheets-value='{"1":3,"3":1.19}' style="overflow:hidden;padding:0px 3px 0px 3px;vertical-align:bottom;text-align:center;">1.19</td> <td data-sheets-numberformat='{"1":2,"2":"0","3":1}' data-sheets-value='{"1":3,"3":23.779999999999998}' style="overflow:hidden;padding:0px 3px 0px 3px;vertical-align:bottom;text-align:center;">24</td> <td data-sheets-numberformat='{"1":2,"2":"0","3":1}' data-sheets-value='{"1":3,"3":39.6}' style="overflow:hidden;padding:0px 3px 0px 3px;vertical-align:bottom;text-align:center;">40</td> <td data-sheets-value='{"1":3,"3":24}' style="border-right:1px solid #000000;overflow:hidden;padding:0px 3px 0px 3px;vertical-align:bottom;text-align:center;">24</td> </tr> <tr style="height:20px;"> <td style="border-left:1px solid #000000;overflow:hidden;padding:0px 3px 0px 3px;vertical-align:bottom;"></td> <td data-sheets-value='{"1":2,"2":"DW"}' style="overflow:hidden;padding:0px 3px 0px 3px;vertical-align:bottom;">DW</td> <td data-sheets-value='{"1":2,"2":"Clear (A/H)"}' style="overflow:hidden;padding:0px 3px 0px 3px;vertical-align:bottom;">Clear (A/H)</td> <td data-sheets-numberformat='{"1":2,"2":"0.00","3":1}' data-sheets-value='{"1":3,"3":0.98}' style="overflow:hidden;padding:0px 3px 0px 3px;vertical-align:bottom;text-align:center;">0.98</td> <td data-sheets-numberformat='{"1":2,"2":"0","3":1}' data-sheets-value='{"1":3,"3":32.39}' style="overflow:hidden;padding:0px 3px 0px 3px;vertical-align:bottom;text-align:center;">32</td> <td data-sheets-numberformat='{"1":2,"2":"0","3":1}' data-sheets-value='{"1":3,"3":47.52}' style="overflow:hidden;padding:0px 3px 0px 3px;vertical-align:bottom;text-align:center;">48</td> <td data-sheets-value='{"1":3,"3":26}' style="border-right:1px solid #000000;overflow:hidden;padding:0px 3px 0px 3px;vertical-align:bottom;text-align:center;">26</td> </tr> <tr style="height:20px;"> <td style="border-left:1px solid #000000;overflow:hidden;padding:0px 3px 0px 3px;vertical-align:bottom;"></td> <td style="overflow:hidden;padding:0px 3px 0px 3px;vertical-align:bottom;"></td> <td data-sheets-value='{"1":2,"2":"Clear (A/A)"}' style="overflow:hidden;padding:0px 3px 0px 3px;vertical-align:bottom;">Clear (A/A)</td> <td data-sheets-numberformat='{"1":2,"2":"0.00","3":1}' data-sheets-value='{"1":3,"3":0.98}' style="overflow:hidden;padding:0px 3px 0px 3px;vertical-align:bottom;text-align:center;">0.98</td> <td data-sheets-numberformat='{"1":2,"2":"0","3":1}' data-sheets-value='{"1":3,"3":31.569999999999997}' style="overflow:hidden;padding:0px 3px 0px 3px;vertical-align:bottom;text-align:center;">32</td> <td data-sheets-numberformat='{"1":2,"2":"0","3":1}' data-sheets-value='{"1":3,"3":45.54}' style="overflow:hidden;padding:0px 3px 0px 3px;vertical-align:bottom;text-align:center;">46</td> <td data-sheets-value='{"1":3,"3":26}' style="border-right:1px solid #000000;overflow:hidden;padding:0px 3px 0px 3px;vertical-align:bottom;text-align:center;">26</td> </tr> <tr style="height:20px;"> <td style="border-left:1px solid #000000;overflow:hidden;padding:0px 3px 0px 3px;vertical-align:bottom;"></td> <td style="overflow:hidden;padding:0px 3px 0px 3px;vertical-align:bottom;"></td> <td data-sheets-value='{"1":2,"2":"Opal (A/O)"}' style="overflow:hidden;padding:0px 3px 0px 3px;vertical-align:bottom;">Opal (A/O)</td> <td data-sheets-numberformat='{"1":2,"2":"0.00","3":1}' data-sheets-value='{"1":3,"3":0.98}' style="overflow:hidden;padding:0px 3px 0px 3px;vertical-align:bottom;text-align:center;">0.98</td> <td data-sheets-numberformat='{"1":2,"2":"0","3":1}' data-sheets-value='{"1":3,"3":29.93}' style="overflow:hidden;padding:0px 3px 0px 3px;vertical-align:bottom;text-align:center;">30</td> <td data-sheets-numberformat='{"1":2,"2":"0","3":1}' data-sheets-value='{"1":3,"3":41.580000000000005}' style="overflow:hidden;padding:0px 3px 0px 3px;vertical-align:bottom;text-align:center;">42</td> <td data-sheets-value='{"1":3,"3":26}' style="border-right:1px solid #000000;overflow:hidden;padding:0px 3px 0px 3px;vertical-align:bottom;text-align:center;">26</td> </tr> <tr style="height:20px;"> <td style="border-bottom:1px solid #000000;border-left:1px solid #000000;overflow:hidden;padding:0px 3px 0px 3px;vertical-align:bottom;"></td> <td style="border-bottom:1px solid #000000;overflow:hidden;padding:0px 3px 0px 3px;vertical-align:bottom;"></td> <td data-sheets-value='{"1":2,"2":"Opal (A/D)"}' style="border-bottom:1px solid #000000;overflow:hidden;padding:0px 3px 0px 3px;vertical-align:bottom;">Opal (A/D)</td> <td data-sheets-numberformat='{"1":2,"2":"0.00","3":1}' data-sheets-value='{"1":3,"3":0.98}' style="border-bottom:1px solid #000000;overflow:hidden;padding:0px 3px 0px 3px;vertical-align:bottom;text-align:center;">0.98</td> <td data-sheets-numberformat='{"1":2,"2":"0","3":1}' data-sheets-value='{"1":3,"3":20.91}' style="border-bottom:1px solid #000000;overflow:hidden;padding:0px 3px 0px 3px;vertical-align:bottom;text-align:center;">21</td> <td data-sheets-numberformat='{"1":2,"2":"0","3":1}' data-sheets-value='{"1":3,"3":33}' style="border-bottom:1px solid #000000;overflow:hidden;padding:0px 3px 0px 3px;vertical-align:bottom;text-align:center;">33</td> <td data-sheets-value='{"1":3,"3":26}' style="border-right:1px solid #000000;border-bottom:1px solid #000000;overflow:hidden;padding:0px 3px 0px 3px;vertical-align:bottom;text-align:center;">26</td> </tr> <tr style="height:20px;"> <td data-sheets-value='{"1":2,"2":"Polycarbonate"}' style="border-left:1px solid #000000;overflow:hidden;padding:0px 3px 0px 3px;vertical-align:bottom;">Polycarbonate</td> <td data-sheets-value='{"1":2,"2":"EW"}' style="overflow:hidden;padding:0px 3px 0px 3px;vertical-align:bottom;">EW</td> <td data-sheets-value='{"1":2,"2":"Heatstop Opal (T)"}' style="overflow:hidden;padding:0px 3px 0px 3px;vertical-align:bottom;">Heatstop Opal (T)</td> <td data-sheets-numberformat='{"1":2,"2":"0.00","3":1}' data-sheets-value='{"1":3,"3":1.19}' style="overflow:hidden;padding:0px 3px 0px 3px;vertical-align:bottom;text-align:center;">1.19</td> <td data-sheets-numberformat='{"1":2,"2":"0","3":1}' data-sheets-value='{"1":3,"3":20.09}' style="overflow:hidden;padding:0px 3px 0px 3px;vertical-align:bottom;text-align:center;">20</td> <td data-sheets-numberformat='{"1":2,"2":"0","3":1}' data-sheets-value='{"1":3,"3":38.940000000000005}' style="overflow:hidden;padding:0px 3px 0px 3px;vertical-align:bottom;text-align:center;">39</td> <td data-sheets-value='{"1":3,"3":24}' style="border-right:1px solid #000000;overflow:hidden;padding:0px 3px 0px 3px;vertical-align:bottom;text-align:center;">24</td> </tr> <tr style="height:20px;"> <td data-sheets-value='{"1":2,"2":"Heatstop PC"}' style="border-left:1px solid #000000;overflow:hidden;padding:0px 3px 0px 3px;vertical-align:bottom;">Heatstop PC</td> <td data-sheets-value='{"1":2,"2":"DW"}' style="overflow:hidden;padding:0px 3px 0px 3px;vertical-align:bottom;">DW</td> <td data-sheets-value='{"1":2,"2":"Clear (T/H)"}' style="overflow:hidden;padding:0px 3px 0px 3px;vertical-align:bottom;">Clear (T/H)</td> <td data-sheets-numberformat='{"1":2,"2":"0.00","3":1}' data-sheets-value='{"1":3,"3":0.98}' style="overflow:hidden;padding:0px 3px 0px 3px;vertical-align:bottom;text-align:center;">0.98</td> <td data-sheets-numberformat='{"1":2,"2":"0","3":1}' data-sheets-value='{"1":3,"3":18.04}' style="overflow:hidden;padding:0px 3px 0px 3px;vertical-align:bottom;text-align:center;">18</td> <td data-sheets-numberformat='{"1":2,"2":"0","3":1}' data-sheets-value='{"1":3,"3":33.660000000000004}' style="overflow:hidden;padding:0px 3px 0px 3px;vertical-align:bottom;text-align:center;">34</td> <td data-sheets-value='{"1":3,"3":26}' style="border-right:1px solid #000000;overflow:hidden;padding:0px 3px 0px 3px;vertical-align:bottom;text-align:center;">26</td> </tr> <tr style="height:20px;"> <td style="border-bottom:1px solid #000000;border-left:1px solid #000000;overflow:hidden;padding:0px 3px 0px 3px;vertical-align:bottom;"></td> <td style="border-bottom:1px solid #000000;overflow:hidden;padding:0px 3px 0px 3px;vertical-align:bottom;"></td> <td data-sheets-value='{"1":2,"2":"Opal (T/O)"}' style="border-bottom:1px solid #000000;overflow:hidden;padding:0px 3px 0px 3px;vertical-align:bottom;">Opal (T/O)</td> <td data-sheets-numberformat='{"1":2,"2":"0.00","3":1}' data-sheets-value='{"1":3,"3":0.98}' style="border-bottom:1px solid #000000;overflow:hidden;padding:0px 3px 0px 3px;vertical-align:bottom;text-align:center;">0.98</td> <td data-sheets-numberformat='{"1":2,"2":"0","3":1}' data-sheets-value='{"1":3,"3":16.81}' style="border-bottom:1px solid #000000;overflow:hidden;padding:0px 3px 0px 3px;vertical-align:bottom;text-align:center;">17</td> <td data-sheets-numberformat='{"1":2,"2":"0","3":1}' data-sheets-value='{"1":3,"3":29.700000000000003}' style="border-bottom:1px solid #000000;overflow:hidden;padding:0px 3px 0px 3px;vertical-align:bottom;text-align:center;">30</td> <td data-sheets-value='{"1":3,"3":26}' style="border-right:1px solid #000000;border-bottom:1px solid #000000;overflow:hidden;padding:0px 3px 0px 3px;vertical-align:bottom;text-align:center;">26</td> </tr> </tbody></table> | skylux-160-ce-met-koepel-en-pvc-opstand-16-00-met-lm-motor-en-pvc-raam-type-ep25-1600-x-2000-mm | 8586025435469 | 46872335679821
Smoke and heat exhaust (SHEV) | SHE system | Skylux | Skylux 160° CE with skylight and PVC curb 16/00 with double LM-actuator and PVC frame type EP25 1600 x 2200 mm |  | 50309 | 5412970503095 | 8946.75 | Yes | 30-45 | 143.66 | 1600 x 2200 mm | 2200 | 1600 |  | PVC 16/00 (16 cm high & roof opening = daylight size) | Rectangular | 1.19 W/m²K - 0.98 W/m²K | 57% - 30% | 37% - 17% | 24dB - 26dB | 160° CE (for industry) | PVC frame EP25 | without spoiler | E | Double actuator | Maximum double-walled skylight possible for this product | Ut-value LT-value g-value Rw-value EN 1873 : 2014 EN ISO 13468 EN 16153 EN 410 EN 410 EN ISO 140-3 Material Walls Shells (W/m²K) (%) (%) (dB) Acrylic EW Clear (H) 1.19 37 57 24 PMMA Opal (O) 1.19 34 50 24 DW Clear (H/H) 0.98 33 50 26 Opal (O/O) 0.98 28 38 26 Polycarbonate EW Clear (A) 1.19 36 55 24 PC Opal (D) 1.19 24 40 24 DW Clear (A/H) 0.98 32 48 26 Clear (A/A) 0.98 32 46 26 Opal (A/O) 0.98 30 42 26 Opal (A/D) 0.98 21 33 26 Polycarbonate EW Heatstop Opal (T) 1.19 20 39 24 Heatstop PC DW Clear (T/H) 0.98 18 34 26 Opal (T/O) 0.98 17 30 26 | https://skylux.eu/en/products/skylux-160-ce-met-koepel-en-pvc-opstand-16-00-met-lm-motor-en-pvc-raam-type-ep25-1600-x-2200-mm | https://skylux.eu/cdn/shop/files/Skylux-160deg-CE-met-koepel-en-pvc-opstand-1600-met-dubbele-LM-motor-en-pvc-raam-type-EP25-1600-x-2200-mm-RWA-systeem.jpg?v=1702979796&width=1600 | https://skylux.eu/cdn/shop/files/e5a82811-1bb0-48e4-a776-cacb59c7c092_ddb61936-9ae6-4ac9-bb73-5aadbe52d095.jpg?v=1688550981&width=1600 | //skylux.eu/cdn/shop/files/E_MH_Mounting_instructions_Skylux_160_CE_LM.pdf?v=12406716259046007223 | //skylux.eu/cdn/shop/files/E_TD_Technical_File_Skylux_Skylux_160_CE_Electric.pdf?v=3667116872303399239 | <style type="text/css" id="isPasted"><!--td {border: 1px solid #cccccc;}br {mso-data-placement:same-cell;}--></style><table border="1" cellpadding="0" cellspacing="0" dir="ltr" style="table-layout:fixed;font-size:10pt;font-family:Arial;border-collapse:collapse;border:none;"><tbody> <tr style="height:20px;"> <td style="overflow:hidden;padding:0px 3px 0px 3px;vertical-align:bottom;"></td> <td style="overflow:hidden;padding:0px 3px 0px 3px;vertical-align:bottom;"></td> <td style="overflow:hidden;padding:0px 3px 0px 3px;vertical-align:bottom;"></td> <td data-sheets-value='{"1":2,"2":"Ut-value"}' style="overflow:hidden;padding:0px 3px 0px 3px;vertical-align:bottom;font-weight:bold;text-align:center;">Ut-value</td> <td data-sheets-value='{"1":2,"2":"LT-value"}' style="overflow:hidden;padding:0px 3px 0px 3px;vertical-align:bottom;font-weight:bold;text-align:center;">LT-value</td> <td data-sheets-value='{"1":2,"2":"g-value"}' style="overflow:hidden;padding:0px 3px 0px 3px;vertical-align:bottom;font-weight:bold;text-align:center;">g-value</td> <td data-sheets-value='{"1":2,"2":"Rw-value "}' style="overflow:hidden;padding:0px 3px 0px 3px;vertical-align:bottom;font-weight:bold;text-align:center;">Rw-value </td> </tr> <tr style="height:20px;"> <td style="overflow:hidden;padding:0px 3px 0px 3px;vertical-align:bottom;"></td> <td style="overflow:hidden;padding:0px 3px 0px 3px;vertical-align:bottom;"></td> <td style="overflow:hidden;padding:0px 3px 0px 3px;vertical-align:bottom;"></td> <td data-sheets-numberformat='{"1":2,"2":"0.00","3":1}' data-sheets-value='{"1":2,"2":"EN 1873 : 2014"}' style="overflow:hidden;padding:0px 3px 0px 3px;vertical-align:bottom;text-align:center;">EN 1873 : 2014</td> <td data-sheets-numberformat='{"1":2,"2":"0","3":1}' data-sheets-value='{"1":2,"2":"EN ISO 13468 EN 16153 EN 410"}' style="overflow:hidden;padding:0px 3px 0px 3px;vertical-align:bottom;text-align:center;">EN ISO 13468 EN 16153 EN 410</td> <td data-sheets-numberformat='{"1":2,"2":"0","3":1}' data-sheets-value='{"1":2,"2":"EN 410"}' style="overflow:hidden;padding:0px 3px 0px 3px;vertical-align:bottom;text-align:center;">EN 410</td> <td data-sheets-value='{"1":2,"2":"EN ISO 140-3\t\t"}' style="overflow:hidden;padding:0px 3px 0px 3px;vertical-align:bottom;text-align:center;">EN ISO 140-3 </td> </tr> <tr style="height:20px;"> <td data-sheets-value='{"1":2,"2":"Material"}' style="border-bottom:1px solid #000000;overflow:hidden;padding:0px 3px 0px 3px;vertical-align:bottom;background-color:#000000;font-weight:bold;color:#ffffff;">Material</td> <td data-sheets-value='{"1":2,"2":"Walls"}' style="border-bottom:1px solid #000000;overflow:hidden;padding:0px 3px 0px 3px;vertical-align:bottom;background-color:#000000;font-weight:bold;color:#ffffff;">Walls</td> <td data-sheets-value='{"1":2,"2":"Shells"}' style="border-bottom:1px solid #000000;overflow:hidden;padding:0px 3px 0px 3px;vertical-align:bottom;background-color:#000000;font-weight:bold;color:#ffffff;">Shells</td> <td data-sheets-numberformat='{"1":2,"2":"0.00","3":1}' data-sheets-value='{"1":2,"2":"(W/m²K)\t"}' style="border-bottom:1px solid #000000;overflow:hidden;padding:0px 3px 0px 3px;vertical-align:bottom;background-color:#000000;font-weight:bold;color:#ffffff;text-align:center;">(W/m²K) </td> <td data-sheets-numberformat='{"1":2,"2":"0","3":1}' data-sheets-value='{"1":2,"2":"(%)"}' style="border-bottom:1px solid #000000;overflow:hidden;padding:0px 3px 0px 3px;vertical-align:bottom;background-color:#000000;font-weight:bold;color:#ffffff;text-align:center;">(%)</td> <td data-sheets-numberformat='{"1":2,"2":"0","3":1}' data-sheets-value='{"1":2,"2":"(%)"}' style="border-bottom:1px solid #000000;overflow:hidden;padding:0px 3px 0px 3px;vertical-align:bottom;background-color:#000000;font-weight:bold;color:#ffffff;text-align:center;">(%)</td> <td data-sheets-value='{"1":2,"2":"(dB)"}' style="border-bottom:1px solid #000000;overflow:hidden;padding:0px 3px 0px 3px;vertical-align:bottom;background-color:#000000;font-weight:bold;color:#ffffff;text-align:center;">(dB)</td> </tr> <tr style="height:20px;"> <td data-sheets-value='{"1":2,"2":"Acrylic"}' style="border-left:1px solid #000000;overflow:hidden;padding:0px 3px 0px 3px;vertical-align:bottom;">Acrylic</td> <td data-sheets-value='{"1":2,"2":"EW"}' style="overflow:hidden;padding:0px 3px 0px 3px;vertical-align:bottom;">EW</td> <td data-sheets-value='{"1":2,"2":"Clear (H)"}' style="overflow:hidden;padding:0px 3px 0px 3px;vertical-align:bottom;">Clear (H)</td> <td data-sheets-numberformat='{"1":2,"2":"0.00","3":1}' data-sheets-value='{"1":3,"3":1.19}' style="overflow:hidden;padding:0px 3px 0px 3px;vertical-align:bottom;text-align:center;">1.19</td> <td data-sheets-numberformat='{"1":2,"2":"0","3":1}' data-sheets-value='{"1":3,"3":36.9}' style="overflow:hidden;padding:0px 3px 0px 3px;vertical-align:bottom;text-align:center;">37</td> <td data-sheets-numberformat='{"1":2,"2":"0","3":1}' data-sheets-value='{"1":3,"3":57.42}' style="overflow:hidden;padding:0px 3px 0px 3px;vertical-align:bottom;text-align:center;">57</td> <td data-sheets-value='{"1":3,"3":24}' style="border-right:1px solid #000000;overflow:hidden;padding:0px 3px 0px 3px;vertical-align:bottom;text-align:center;">24</td> </tr> <tr style="height:20px;"> <td data-sheets-value='{"1":2,"2":"PMMA"}' style="border-left:1px solid #000000;overflow:hidden;padding:0px 3px 0px 3px;vertical-align:bottom;">PMMA</td> <td style="overflow:hidden;padding:0px 3px 0px 3px;vertical-align:bottom;"></td> <td data-sheets-value='{"1":2,"2":"Opal (O)"}' style="overflow:hidden;padding:0px 3px 0px 3px;vertical-align:bottom;">Opal (O)</td> <td data-sheets-numberformat='{"1":2,"2":"0.00","3":1}' data-sheets-value='{"1":3,"3":1.19}' style="overflow:hidden;padding:0px 3px 0px 3px;vertical-align:bottom;text-align:center;">1.19</td> <td data-sheets-numberformat='{"1":2,"2":"0","3":1}' data-sheets-value='{"1":3,"3":34.03}' style="overflow:hidden;padding:0px 3px 0px 3px;vertical-align:bottom;text-align:center;">34</td> <td data-sheets-numberformat='{"1":2,"2":"0","3":1}' data-sheets-value='{"1":3,"3":50.160000000000004}' style="overflow:hidden;padding:0px 3px 0px 3px;vertical-align:bottom;text-align:center;">50</td> <td data-sheets-value='{"1":3,"3":24}' style="border-right:1px solid #000000;overflow:hidden;padding:0px 3px 0px 3px;vertical-align:bottom;text-align:center;">24</td> </tr> <tr style="height:20px;"> <td style="border-left:1px solid #000000;overflow:hidden;padding:0px 3px 0px 3px;vertical-align:bottom;"></td> <td data-sheets-value='{"1":2,"2":"DW"}' style="overflow:hidden;padding:0px 3px 0px 3px;vertical-align:bottom;">DW</td> <td data-sheets-value='{"1":2,"2":"Clear (H/H)"}' style="overflow:hidden;padding:0px 3px 0px 3px;vertical-align:bottom;">Clear (H/H)</td> <td data-sheets-numberformat='{"1":2,"2":"0.00","3":1}' data-sheets-value='{"1":3,"3":0.98}' style="overflow:hidden;padding:0px 3px 0px 3px;vertical-align:bottom;text-align:center;">0.98</td> <td data-sheets-numberformat='{"1":2,"2":"0","3":1}' data-sheets-value='{"1":3,"3":33.21}' style="overflow:hidden;padding:0px 3px 0px 3px;vertical-align:bottom;text-align:center;">33</td> <td data-sheets-numberformat='{"1":2,"2":"0","3":1}' data-sheets-value='{"1":3,"3":49.5}' style="overflow:hidden;padding:0px 3px 0px 3px;vertical-align:bottom;text-align:center;">50</td> <td data-sheets-value='{"1":3,"3":26}' style="border-right:1px solid #000000;overflow:hidden;padding:0px 3px 0px 3px;vertical-align:bottom;text-align:center;">26</td> </tr> <tr style="height:20px;"> <td style="border-bottom:1px solid #000000;border-left:1px solid #000000;overflow:hidden;padding:0px 3px 0px 3px;vertical-align:bottom;"></td> <td style="border-bottom:1px solid #000000;overflow:hidden;padding:0px 3px 0px 3px;vertical-align:bottom;"></td> <td data-sheets-value='{"1":2,"2":"Opal (O/O)"}' style="border-bottom:1px solid #000000;overflow:hidden;padding:0px 3px 0px 3px;vertical-align:bottom;">Opal (O/O)</td> <td data-sheets-numberformat='{"1":2,"2":"0.00","3":1}' data-sheets-value='{"1":3,"3":0.98}' style="border-bottom:1px solid #000000;overflow:hidden;padding:0px 3px 0px 3px;vertical-align:bottom;text-align:center;">0.98</td> <td data-sheets-numberformat='{"1":2,"2":"0","3":1}' data-sheets-value='{"1":3,"3":28.29}' style="border-bottom:1px solid #000000;overflow:hidden;padding:0px 3px 0px 3px;vertical-align:bottom;text-align:center;">28</td> <td data-sheets-numberformat='{"1":2,"2":"0","3":1}' data-sheets-value='{"1":3,"3":38.28}' style="border-bottom:1px solid #000000;overflow:hidden;padding:0px 3px 0px 3px;vertical-align:bottom;text-align:center;">38</td> <td data-sheets-value='{"1":3,"3":26}' style="border-right:1px solid #000000;border-bottom:1px solid #000000;overflow:hidden;padding:0px 3px 0px 3px;vertical-align:bottom;text-align:center;">26</td> </tr> <tr style="height:20px;"> <td data-sheets-value='{"1":2,"2":"Polycarbonate "}' style="border-left:1px solid #000000;overflow:hidden;padding:0px 3px 0px 3px;vertical-align:bottom;">Polycarbonate </td> <td data-sheets-value='{"1":2,"2":"EW"}' style="overflow:hidden;padding:0px 3px 0px 3px;vertical-align:bottom;">EW</td> <td data-sheets-value='{"1":2,"2":"Clear (A)"}' style="overflow:hidden;padding:0px 3px 0px 3px;vertical-align:bottom;">Clear (A)</td> <td data-sheets-numberformat='{"1":2,"2":"0.00","3":1}' data-sheets-value='{"1":3,"3":1.19}' style="overflow:hidden;padding:0px 3px 0px 3px;vertical-align:bottom;text-align:center;">1.19</td> <td data-sheets-numberformat='{"1":2,"2":"0","3":1}' data-sheets-value='{"1":3,"3":36.08}' style="overflow:hidden;padding:0px 3px 0px 3px;vertical-align:bottom;text-align:center;">36</td> <td data-sheets-numberformat='{"1":2,"2":"0","3":1}' data-sheets-value='{"1":3,"3":54.78}' style="overflow:hidden;padding:0px 3px 0px 3px;vertical-align:bottom;text-align:center;">55</td> <td data-sheets-value='{"1":3,"3":24}' style="border-right:1px solid #000000;overflow:hidden;padding:0px 3px 0px 3px;vertical-align:bottom;text-align:center;">24</td> </tr> <tr style="height:20px;"> <td data-sheets-value='{"1":2,"2":"PC"}' style="border-left:1px solid #000000;overflow:hidden;padding:0px 3px 0px 3px;vertical-align:bottom;">PC</td> <td style="overflow:hidden;padding:0px 3px 0px 3px;vertical-align:bottom;"></td> <td data-sheets-value='{"1":2,"2":"Opal (D)"}' style="overflow:hidden;padding:0px 3px 0px 3px;vertical-align:bottom;">Opal (D)</td> <td data-sheets-numberformat='{"1":2,"2":"0.00","3":1}' data-sheets-value='{"1":3,"3":1.19}' style="overflow:hidden;padding:0px 3px 0px 3px;vertical-align:bottom;text-align:center;">1.19</td> <td data-sheets-numberformat='{"1":2,"2":"0","3":1}' data-sheets-value='{"1":3,"3":23.779999999999998}' style="overflow:hidden;padding:0px 3px 0px 3px;vertical-align:bottom;text-align:center;">24</td> <td data-sheets-numberformat='{"1":2,"2":"0","3":1}' data-sheets-value='{"1":3,"3":39.6}' style="overflow:hidden;padding:0px 3px 0px 3px;vertical-align:bottom;text-align:center;">40</td> <td data-sheets-value='{"1":3,"3":24}' style="border-right:1px solid #000000;overflow:hidden;padding:0px 3px 0px 3px;vertical-align:bottom;text-align:center;">24</td> </tr> <tr style="height:20px;"> <td style="border-left:1px solid #000000;overflow:hidden;padding:0px 3px 0px 3px;vertical-align:bottom;"></td> <td data-sheets-value='{"1":2,"2":"DW"}' style="overflow:hidden;padding:0px 3px 0px 3px;vertical-align:bottom;">DW</td> <td data-sheets-value='{"1":2,"2":"Clear (A/H)"}' style="overflow:hidden;padding:0px 3px 0px 3px;vertical-align:bottom;">Clear (A/H)</td> <td data-sheets-numberformat='{"1":2,"2":"0.00","3":1}' data-sheets-value='{"1":3,"3":0.98}' style="overflow:hidden;padding:0px 3px 0px 3px;vertical-align:bottom;text-align:center;">0.98</td> <td data-sheets-numberformat='{"1":2,"2":"0","3":1}' data-sheets-value='{"1":3,"3":32.39}' style="overflow:hidden;padding:0px 3px 0px 3px;vertical-align:bottom;text-align:center;">32</td> <td data-sheets-numberformat='{"1":2,"2":"0","3":1}' data-sheets-value='{"1":3,"3":47.52}' style="overflow:hidden;padding:0px 3px 0px 3px;vertical-align:bottom;text-align:center;">48</td> <td data-sheets-value='{"1":3,"3":26}' style="border-right:1px solid #000000;overflow:hidden;padding:0px 3px 0px 3px;vertical-align:bottom;text-align:center;">26</td> </tr> <tr style="height:20px;"> <td style="border-left:1px solid #000000;overflow:hidden;padding:0px 3px 0px 3px;vertical-align:bottom;"></td> <td style="overflow:hidden;padding:0px 3px 0px 3px;vertical-align:bottom;"></td> <td data-sheets-value='{"1":2,"2":"Clear (A/A)"}' style="overflow:hidden;padding:0px 3px 0px 3px;vertical-align:bottom;">Clear (A/A)</td> <td data-sheets-numberformat='{"1":2,"2":"0.00","3":1}' data-sheets-value='{"1":3,"3":0.98}' style="overflow:hidden;padding:0px 3px 0px 3px;vertical-align:bottom;text-align:center;">0.98</td> <td data-sheets-numberformat='{"1":2,"2":"0","3":1}' data-sheets-value='{"1":3,"3":31.569999999999997}' style="overflow:hidden;padding:0px 3px 0px 3px;vertical-align:bottom;text-align:center;">32</td> <td data-sheets-numberformat='{"1":2,"2":"0","3":1}' data-sheets-value='{"1":3,"3":45.54}' style="overflow:hidden;padding:0px 3px 0px 3px;vertical-align:bottom;text-align:center;">46</td> <td data-sheets-value='{"1":3,"3":26}' style="border-right:1px solid #000000;overflow:hidden;padding:0px 3px 0px 3px;vertical-align:bottom;text-align:center;">26</td> </tr> <tr style="height:20px;"> <td style="border-left:1px solid #000000;overflow:hidden;padding:0px 3px 0px 3px;vertical-align:bottom;"></td> <td style="overflow:hidden;padding:0px 3px 0px 3px;vertical-align:bottom;"></td> <td data-sheets-value='{"1":2,"2":"Opal (A/O)"}' style="overflow:hidden;padding:0px 3px 0px 3px;vertical-align:bottom;">Opal (A/O)</td> <td data-sheets-numberformat='{"1":2,"2":"0.00","3":1}' data-sheets-value='{"1":3,"3":0.98}' style="overflow:hidden;padding:0px 3px 0px 3px;vertical-align:bottom;text-align:center;">0.98</td> <td data-sheets-numberformat='{"1":2,"2":"0","3":1}' data-sheets-value='{"1":3,"3":29.93}' style="overflow:hidden;padding:0px 3px 0px 3px;vertical-align:bottom;text-align:center;">30</td> <td data-sheets-numberformat='{"1":2,"2":"0","3":1}' data-sheets-value='{"1":3,"3":41.580000000000005}' style="overflow:hidden;padding:0px 3px 0px 3px;vertical-align:bottom;text-align:center;">42</td> <td data-sheets-value='{"1":3,"3":26}' style="border-right:1px solid #000000;overflow:hidden;padding:0px 3px 0px 3px;vertical-align:bottom;text-align:center;">26</td> </tr> <tr style="height:20px;"> <td style="border-bottom:1px solid #000000;border-left:1px solid #000000;overflow:hidden;padding:0px 3px 0px 3px;vertical-align:bottom;"></td> <td style="border-bottom:1px solid #000000;overflow:hidden;padding:0px 3px 0px 3px;vertical-align:bottom;"></td> <td data-sheets-value='{"1":2,"2":"Opal (A/D)"}' style="border-bottom:1px solid #000000;overflow:hidden;padding:0px 3px 0px 3px;vertical-align:bottom;">Opal (A/D)</td> <td data-sheets-numberformat='{"1":2,"2":"0.00","3":1}' data-sheets-value='{"1":3,"3":0.98}' style="border-bottom:1px solid #000000;overflow:hidden;padding:0px 3px 0px 3px;vertical-align:bottom;text-align:center;">0.98</td> <td data-sheets-numberformat='{"1":2,"2":"0","3":1}' data-sheets-value='{"1":3,"3":20.91}' style="border-bottom:1px solid #000000;overflow:hidden;padding:0px 3px 0px 3px;vertical-align:bottom;text-align:center;">21</td> <td data-sheets-numberformat='{"1":2,"2":"0","3":1}' data-sheets-value='{"1":3,"3":33}' style="border-bottom:1px solid #000000;overflow:hidden;padding:0px 3px 0px 3px;vertical-align:bottom;text-align:center;">33</td> <td data-sheets-value='{"1":3,"3":26}' style="border-right:1px solid #000000;border-bottom:1px solid #000000;overflow:hidden;padding:0px 3px 0px 3px;vertical-align:bottom;text-align:center;">26</td> </tr> <tr style="height:20px;"> <td data-sheets-value='{"1":2,"2":"Polycarbonate"}' style="border-left:1px solid #000000;overflow:hidden;padding:0px 3px 0px 3px;vertical-align:bottom;">Polycarbonate</td> <td data-sheets-value='{"1":2,"2":"EW"}' style="overflow:hidden;padding:0px 3px 0px 3px;vertical-align:bottom;">EW</td> <td data-sheets-value='{"1":2,"2":"Heatstop Opal (T)"}' style="overflow:hidden;padding:0px 3px 0px 3px;vertical-align:bottom;">Heatstop Opal (T)</td> <td data-sheets-numberformat='{"1":2,"2":"0.00","3":1}' data-sheets-value='{"1":3,"3":1.19}' style="overflow:hidden;padding:0px 3px 0px 3px;vertical-align:bottom;text-align:center;">1.19</td> <td data-sheets-numberformat='{"1":2,"2":"0","3":1}' data-sheets-value='{"1":3,"3":20.09}' style="overflow:hidden;padding:0px 3px 0px 3px;vertical-align:bottom;text-align:center;">20</td> <td data-sheets-numberformat='{"1":2,"2":"0","3":1}' data-sheets-value='{"1":3,"3":38.940000000000005}' style="overflow:hidden;padding:0px 3px 0px 3px;vertical-align:bottom;text-align:center;">39</td> <td data-sheets-value='{"1":3,"3":24}' style="border-right:1px solid #000000;overflow:hidden;padding:0px 3px 0px 3px;vertical-align:bottom;text-align:center;">24</td> </tr> <tr style="height:20px;"> <td data-sheets-value='{"1":2,"2":"Heatstop PC"}' style="border-left:1px solid #000000;overflow:hidden;padding:0px 3px 0px 3px;vertical-align:bottom;">Heatstop PC</td> <td data-sheets-value='{"1":2,"2":"DW"}' style="overflow:hidden;padding:0px 3px 0px 3px;vertical-align:bottom;">DW</td> <td data-sheets-value='{"1":2,"2":"Clear (T/H)"}' style="overflow:hidden;padding:0px 3px 0px 3px;vertical-align:bottom;">Clear (T/H)</td> <td data-sheets-numberformat='{"1":2,"2":"0.00","3":1}' data-sheets-value='{"1":3,"3":0.98}' style="overflow:hidden;padding:0px 3px 0px 3px;vertical-align:bottom;text-align:center;">0.98</td> <td data-sheets-numberformat='{"1":2,"2":"0","3":1}' data-sheets-value='{"1":3,"3":18.04}' style="overflow:hidden;padding:0px 3px 0px 3px;vertical-align:bottom;text-align:center;">18</td> <td data-sheets-numberformat='{"1":2,"2":"0","3":1}' data-sheets-value='{"1":3,"3":33.660000000000004}' style="overflow:hidden;padding:0px 3px 0px 3px;vertical-align:bottom;text-align:center;">34</td> <td data-sheets-value='{"1":3,"3":26}' style="border-right:1px solid #000000;overflow:hidden;padding:0px 3px 0px 3px;vertical-align:bottom;text-align:center;">26</td> </tr> <tr style="height:20px;"> <td style="border-bottom:1px solid #000000;border-left:1px solid #000000;overflow:hidden;padding:0px 3px 0px 3px;vertical-align:bottom;"></td> <td style="border-bottom:1px solid #000000;overflow:hidden;padding:0px 3px 0px 3px;vertical-align:bottom;"></td> <td data-sheets-value='{"1":2,"2":"Opal (T/O)"}' style="border-bottom:1px solid #000000;overflow:hidden;padding:0px 3px 0px 3px;vertical-align:bottom;">Opal (T/O)</td> <td data-sheets-numberformat='{"1":2,"2":"0.00","3":1}' data-sheets-value='{"1":3,"3":0.98}' style="border-bottom:1px solid #000000;overflow:hidden;padding:0px 3px 0px 3px;vertical-align:bottom;text-align:center;">0.98</td> <td data-sheets-numberformat='{"1":2,"2":"0","3":1}' data-sheets-value='{"1":3,"3":16.81}' style="border-bottom:1px solid #000000;overflow:hidden;padding:0px 3px 0px 3px;vertical-align:bottom;text-align:center;">17</td> <td data-sheets-numberformat='{"1":2,"2":"0","3":1}' data-sheets-value='{"1":3,"3":29.700000000000003}' style="border-bottom:1px solid #000000;overflow:hidden;padding:0px 3px 0px 3px;vertical-align:bottom;text-align:center;">30</td> <td data-sheets-value='{"1":3,"3":26}' style="border-right:1px solid #000000;border-bottom:1px solid #000000;overflow:hidden;padding:0px 3px 0px 3px;vertical-align:bottom;text-align:center;">26</td> </tr> </tbody></table> | skylux-160-ce-met-koepel-en-pvc-opstand-16-00-met-lm-motor-en-pvc-raam-type-ep25-1600-x-2200-mm | 8586025468237 | 46872335745357
Smoke and heat exhaust (SHEV) | SHE system | Skylux | Skylux 160° CE with skylight and PVC curb 16/00 with double LM-actuator and PVC frame type EP25 1600 x 2300 mm |  | 50310 | 5412970503101 | 9136.75 | Yes | 30-45 | 146.17 | 1600 x 2300 mm | 2300 | 1600 |  | PVC 16/00 (16 cm high & roof opening = daylight size) | Rectangular | 1.19 W/m²K - 0.98 W/m²K | 57% - 30% | 37% - 17% | 24dB - 26dB | 160° CE (for industry) | PVC frame EP25 | without spoiler | E | Double actuator | Maximum double-walled skylight possible for this product | Ut-value LT-value g-value Rw-value EN 1873 : 2014 EN ISO 13468 EN 16153 EN 410 EN 410 EN ISO 140-3 Material Walls Shells (W/m²K) (%) (%) (dB) Acrylic EW Clear (H) 1.19 37 57 24 PMMA Opal (O) 1.19 34 50 24 DW Clear (H/H) 0.98 33 50 26 Opal (O/O) 0.98 28 38 26 Polycarbonate EW Clear (A) 1.19 36 55 24 PC Opal (D) 1.19 24 40 24 DW Clear (A/H) 0.98 32 48 26 Clear (A/A) 0.98 32 46 26 Opal (A/O) 0.98 30 42 26 Opal (A/D) 0.98 21 33 26 Polycarbonate EW Heatstop Opal (T) 1.19 20 39 24 Heatstop PC DW Clear (T/H) 0.98 18 34 26 Opal (T/O) 0.98 17 30 26 | https://skylux.eu/en/products/skylux-160-ce-met-koepel-en-pvc-opstand-16-00-met-lm-motor-en-pvc-raam-type-ep25-1600-x-2300-mm | https://skylux.eu/cdn/shop/files/Skylux-160deg-CE-met-koepel-en-pvc-opstand-1600-met-dubbele-LM-motor-en-pvc-raam-type-EP25-1600-x-2300-mm-RWA-systeem.jpg?v=1702979801&width=1600 | https://skylux.eu/cdn/shop/files/e5a82811-1bb0-48e4-a776-cacb59c7c092_2af80369-cefb-495b-b3df-a0c6b4d6bcc9.jpg?v=1688550983&width=1600 | //skylux.eu/cdn/shop/files/E_MH_Mounting_instructions_Skylux_160_CE_LM.pdf?v=12406716259046007223 | //skylux.eu/cdn/shop/files/E_TD_Technical_File_Skylux_Skylux_160_CE_Electric.pdf?v=3667116872303399239 | <style type="text/css" id="isPasted"><!--td {border: 1px solid #cccccc;}br {mso-data-placement:same-cell;}--></style><table border="1" cellpadding="0" cellspacing="0" dir="ltr" style="table-layout:fixed;font-size:10pt;font-family:Arial;border-collapse:collapse;border:none;"><tbody> <tr style="height:20px;"> <td style="overflow:hidden;padding:0px 3px 0px 3px;vertical-align:bottom;"></td> <td style="overflow:hidden;padding:0px 3px 0px 3px;vertical-align:bottom;"></td> <td style="overflow:hidden;padding:0px 3px 0px 3px;vertical-align:bottom;"></td> <td data-sheets-value='{"1":2,"2":"Ut-value"}' style="overflow:hidden;padding:0px 3px 0px 3px;vertical-align:bottom;font-weight:bold;text-align:center;">Ut-value</td> <td data-sheets-value='{"1":2,"2":"LT-value"}' style="overflow:hidden;padding:0px 3px 0px 3px;vertical-align:bottom;font-weight:bold;text-align:center;">LT-value</td> <td data-sheets-value='{"1":2,"2":"g-value"}' style="overflow:hidden;padding:0px 3px 0px 3px;vertical-align:bottom;font-weight:bold;text-align:center;">g-value</td> <td data-sheets-value='{"1":2,"2":"Rw-value "}' style="overflow:hidden;padding:0px 3px 0px 3px;vertical-align:bottom;font-weight:bold;text-align:center;">Rw-value </td> </tr> <tr style="height:20px;"> <td style="overflow:hidden;padding:0px 3px 0px 3px;vertical-align:bottom;"></td> <td style="overflow:hidden;padding:0px 3px 0px 3px;vertical-align:bottom;"></td> <td style="overflow:hidden;padding:0px 3px 0px 3px;vertical-align:bottom;"></td> <td data-sheets-numberformat='{"1":2,"2":"0.00","3":1}' data-sheets-value='{"1":2,"2":"EN 1873 : 2014"}' style="overflow:hidden;padding:0px 3px 0px 3px;vertical-align:bottom;text-align:center;">EN 1873 : 2014</td> <td data-sheets-numberformat='{"1":2,"2":"0","3":1}' data-sheets-value='{"1":2,"2":"EN ISO 13468 EN 16153 EN 410"}' style="overflow:hidden;padding:0px 3px 0px 3px;vertical-align:bottom;text-align:center;">EN ISO 13468 EN 16153 EN 410</td> <td data-sheets-numberformat='{"1":2,"2":"0","3":1}' data-sheets-value='{"1":2,"2":"EN 410"}' style="overflow:hidden;padding:0px 3px 0px 3px;vertical-align:bottom;text-align:center;">EN 410</td> <td data-sheets-value='{"1":2,"2":"EN ISO 140-3\t\t"}' style="overflow:hidden;padding:0px 3px 0px 3px;vertical-align:bottom;text-align:center;">EN ISO 140-3 </td> </tr> <tr style="height:20px;"> <td data-sheets-value='{"1":2,"2":"Material"}' style="border-bottom:1px solid #000000;overflow:hidden;padding:0px 3px 0px 3px;vertical-align:bottom;background-color:#000000;font-weight:bold;color:#ffffff;">Material</td> <td data-sheets-value='{"1":2,"2":"Walls"}' style="border-bottom:1px solid #000000;overflow:hidden;padding:0px 3px 0px 3px;vertical-align:bottom;background-color:#000000;font-weight:bold;color:#ffffff;">Walls</td> <td data-sheets-value='{"1":2,"2":"Shells"}' style="border-bottom:1px solid #000000;overflow:hidden;padding:0px 3px 0px 3px;vertical-align:bottom;background-color:#000000;font-weight:bold;color:#ffffff;">Shells</td> <td data-sheets-numberformat='{"1":2,"2":"0.00","3":1}' data-sheets-value='{"1":2,"2":"(W/m²K)\t"}' style="border-bottom:1px solid #000000;overflow:hidden;padding:0px 3px 0px 3px;vertical-align:bottom;background-color:#000000;font-weight:bold;color:#ffffff;text-align:center;">(W/m²K) </td> <td data-sheets-numberformat='{"1":2,"2":"0","3":1}' data-sheets-value='{"1":2,"2":"(%)"}' style="border-bottom:1px solid #000000;overflow:hidden;padding:0px 3px 0px 3px;vertical-align:bottom;background-color:#000000;font-weight:bold;color:#ffffff;text-align:center;">(%)</td> <td data-sheets-numberformat='{"1":2,"2":"0","3":1}' data-sheets-value='{"1":2,"2":"(%)"}' style="border-bottom:1px solid #000000;overflow:hidden;padding:0px 3px 0px 3px;vertical-align:bottom;background-color:#000000;font-weight:bold;color:#ffffff;text-align:center;">(%)</td> <td data-sheets-value='{"1":2,"2":"(dB)"}' style="border-bottom:1px solid #000000;overflow:hidden;padding:0px 3px 0px 3px;vertical-align:bottom;background-color:#000000;font-weight:bold;color:#ffffff;text-align:center;">(dB)</td> </tr> <tr style="height:20px;"> <td data-sheets-value='{"1":2,"2":"Acrylic"}' style="border-left:1px solid #000000;overflow:hidden;padding:0px 3px 0px 3px;vertical-align:bottom;">Acrylic</td> <td data-sheets-value='{"1":2,"2":"EW"}' style="overflow:hidden;padding:0px 3px 0px 3px;vertical-align:bottom;">EW</td> <td data-sheets-value='{"1":2,"2":"Clear (H)"}' style="overflow:hidden;padding:0px 3px 0px 3px;vertical-align:bottom;">Clear (H)</td> <td data-sheets-numberformat='{"1":2,"2":"0.00","3":1}' data-sheets-value='{"1":3,"3":1.19}' style="overflow:hidden;padding:0px 3px 0px 3px;vertical-align:bottom;text-align:center;">1.19</td> <td data-sheets-numberformat='{"1":2,"2":"0","3":1}' data-sheets-value='{"1":3,"3":36.9}' style="overflow:hidden;padding:0px 3px 0px 3px;vertical-align:bottom;text-align:center;">37</td> <td data-sheets-numberformat='{"1":2,"2":"0","3":1}' data-sheets-value='{"1":3,"3":57.42}' style="overflow:hidden;padding:0px 3px 0px 3px;vertical-align:bottom;text-align:center;">57</td> <td data-sheets-value='{"1":3,"3":24}' style="border-right:1px solid #000000;overflow:hidden;padding:0px 3px 0px 3px;vertical-align:bottom;text-align:center;">24</td> </tr> <tr style="height:20px;"> <td data-sheets-value='{"1":2,"2":"PMMA"}' style="border-left:1px solid #000000;overflow:hidden;padding:0px 3px 0px 3px;vertical-align:bottom;">PMMA</td> <td style="overflow:hidden;padding:0px 3px 0px 3px;vertical-align:bottom;"></td> <td data-sheets-value='{"1":2,"2":"Opal (O)"}' style="overflow:hidden;padding:0px 3px 0px 3px;vertical-align:bottom;">Opal (O)</td> <td data-sheets-numberformat='{"1":2,"2":"0.00","3":1}' data-sheets-value='{"1":3,"3":1.19}' style="overflow:hidden;padding:0px 3px 0px 3px;vertical-align:bottom;text-align:center;">1.19</td> <td data-sheets-numberformat='{"1":2,"2":"0","3":1}' data-sheets-value='{"1":3,"3":34.03}' style="overflow:hidden;padding:0px 3px 0px 3px;vertical-align:bottom;text-align:center;">34</td> <td data-sheets-numberformat='{"1":2,"2":"0","3":1}' data-sheets-value='{"1":3,"3":50.160000000000004}' style="overflow:hidden;padding:0px 3px 0px 3px;vertical-align:bottom;text-align:center;">50</td> <td data-sheets-value='{"1":3,"3":24}' style="border-right:1px solid #000000;overflow:hidden;padding:0px 3px 0px 3px;vertical-align:bottom;text-align:center;">24</td> </tr> <tr style="height:20px;"> <td style="border-left:1px solid #000000;overflow:hidden;padding:0px 3px 0px 3px;vertical-align:bottom;"></td> <td data-sheets-value='{"1":2,"2":"DW"}' style="overflow:hidden;padding:0px 3px 0px 3px;vertical-align:bottom;">DW</td> <td data-sheets-value='{"1":2,"2":"Clear (H/H)"}' style="overflow:hidden;padding:0px 3px 0px 3px;vertical-align:bottom;">Clear (H/H)</td> <td data-sheets-numberformat='{"1":2,"2":"0.00","3":1}' data-sheets-value='{"1":3,"3":0.98}' style="overflow:hidden;padding:0px 3px 0px 3px;vertical-align:bottom;text-align:center;">0.98</td> <td data-sheets-numberformat='{"1":2,"2":"0","3":1}' data-sheets-value='{"1":3,"3":33.21}' style="overflow:hidden;padding:0px 3px 0px 3px;vertical-align:bottom;text-align:center;">33</td> <td data-sheets-numberformat='{"1":2,"2":"0","3":1}' data-sheets-value='{"1":3,"3":49.5}' style="overflow:hidden;padding:0px 3px 0px 3px;vertical-align:bottom;text-align:center;">50</td> <td data-sheets-value='{"1":3,"3":26}' style="border-right:1px solid #000000;overflow:hidden;padding:0px 3px 0px 3px;vertical-align:bottom;text-align:center;">26</td> </tr> <tr style="height:20px;"> <td style="border-bottom:1px solid #000000;border-left:1px solid #000000;overflow:hidden;padding:0px 3px 0px 3px;vertical-align:bottom;"></td> <td style="border-bottom:1px solid #000000;overflow:hidden;padding:0px 3px 0px 3px;vertical-align:bottom;"></td> <td data-sheets-value='{"1":2,"2":"Opal (O/O)"}' style="border-bottom:1px solid #000000;overflow:hidden;padding:0px 3px 0px 3px;vertical-align:bottom;">Opal (O/O)</td> <td data-sheets-numberformat='{"1":2,"2":"0.00","3":1}' data-sheets-value='{"1":3,"3":0.98}' style="border-bottom:1px solid #000000;overflow:hidden;padding:0px 3px 0px 3px;vertical-align:bottom;text-align:center;">0.98</td> <td data-sheets-numberformat='{"1":2,"2":"0","3":1}' data-sheets-value='{"1":3,"3":28.29}' style="border-bottom:1px solid #000000;overflow:hidden;padding:0px 3px 0px 3px;vertical-align:bottom;text-align:center;">28</td> <td data-sheets-numberformat='{"1":2,"2":"0","3":1}' data-sheets-value='{"1":3,"3":38.28}' style="border-bottom:1px solid #000000;overflow:hidden;padding:0px 3px 0px 3px;vertical-align:bottom;text-align:center;">38</td> <td data-sheets-value='{"1":3,"3":26}' style="border-right:1px solid #000000;border-bottom:1px solid #000000;overflow:hidden;padding:0px 3px 0px 3px;vertical-align:bottom;text-align:center;">26</td> </tr> <tr style="height:20px;"> <td data-sheets-value='{"1":2,"2":"Polycarbonate "}' style="border-left:1px solid #000000;overflow:hidden;padding:0px 3px 0px 3px;vertical-align:bottom;">Polycarbonate </td> <td data-sheets-value='{"1":2,"2":"EW"}' style="overflow:hidden;padding:0px 3px 0px 3px;vertical-align:bottom;">EW</td> <td data-sheets-value='{"1":2,"2":"Clear (A)"}' style="overflow:hidden;padding:0px 3px 0px 3px;vertical-align:bottom;">Clear (A)</td> <td data-sheets-numberformat='{"1":2,"2":"0.00","3":1}' data-sheets-value='{"1":3,"3":1.19}' style="overflow:hidden;padding:0px 3px 0px 3px;vertical-align:bottom;text-align:center;">1.19</td> <td data-sheets-numberformat='{"1":2,"2":"0","3":1}' data-sheets-value='{"1":3,"3":36.08}' style="overflow:hidden;padding:0px 3px 0px 3px;vertical-align:bottom;text-align:center;">36</td> <td data-sheets-numberformat='{"1":2,"2":"0","3":1}' data-sheets-value='{"1":3,"3":54.78}' style="overflow:hidden;padding:0px 3px 0px 3px;vertical-align:bottom;text-align:center;">55</td> <td data-sheets-value='{"1":3,"3":24}' style="border-right:1px solid #000000;overflow:hidden;padding:0px 3px 0px 3px;vertical-align:bottom;text-align:center;">24</td> </tr> <tr style="height:20px;"> <td data-sheets-value='{"1":2,"2":"PC"}' style="border-left:1px solid #000000;overflow:hidden;padding:0px 3px 0px 3px;vertical-align:bottom;">PC</td> <td style="overflow:hidden;padding:0px 3px 0px 3px;vertical-align:bottom;"></td> <td data-sheets-value='{"1":2,"2":"Opal (D)"}' style="overflow:hidden;padding:0px 3px 0px 3px;vertical-align:bottom;">Opal (D)</td> <td data-sheets-numberformat='{"1":2,"2":"0.00","3":1}' data-sheets-value='{"1":3,"3":1.19}' style="overflow:hidden;padding:0px 3px 0px 3px;vertical-align:bottom;text-align:center;">1.19</td> <td data-sheets-numberformat='{"1":2,"2":"0","3":1}' data-sheets-value='{"1":3,"3":23.779999999999998}' style="overflow:hidden;padding:0px 3px 0px 3px;vertical-align:bottom;text-align:center;">24</td> <td data-sheets-numberformat='{"1":2,"2":"0","3":1}' data-sheets-value='{"1":3,"3":39.6}' style="overflow:hidden;padding:0px 3px 0px 3px;vertical-align:bottom;text-align:center;">40</td> <td data-sheets-value='{"1":3,"3":24}' style="border-right:1px solid #000000;overflow:hidden;padding:0px 3px 0px 3px;vertical-align:bottom;text-align:center;">24</td> </tr> <tr style="height:20px;"> <td style="border-left:1px solid #000000;overflow:hidden;padding:0px 3px 0px 3px;vertical-align:bottom;"></td> <td data-sheets-value='{"1":2,"2":"DW"}' style="overflow:hidden;padding:0px 3px 0px 3px;vertical-align:bottom;">DW</td> <td data-sheets-value='{"1":2,"2":"Clear (A/H)"}' style="overflow:hidden;padding:0px 3px 0px 3px;vertical-align:bottom;">Clear (A/H)</td> <td data-sheets-numberformat='{"1":2,"2":"0.00","3":1}' data-sheets-value='{"1":3,"3":0.98}' style="overflow:hidden;padding:0px 3px 0px 3px;vertical-align:bottom;text-align:center;">0.98</td> <td data-sheets-numberformat='{"1":2,"2":"0","3":1}' data-sheets-value='{"1":3,"3":32.39}' style="overflow:hidden;padding:0px 3px 0px 3px;vertical-align:bottom;text-align:center;">32</td> <td data-sheets-numberformat='{"1":2,"2":"0","3":1}' data-sheets-value='{"1":3,"3":47.52}' style="overflow:hidden;padding:0px 3px 0px 3px;vertical-align:bottom;text-align:center;">48</td> <td data-sheets-value='{"1":3,"3":26}' style="border-right:1px solid #000000;overflow:hidden;padding:0px 3px 0px 3px;vertical-align:bottom;text-align:center;">26</td> </tr> <tr style="height:20px;"> <td style="border-left:1px solid #000000;overflow:hidden;padding:0px 3px 0px 3px;vertical-align:bottom;"></td> <td style="overflow:hidden;padding:0px 3px 0px 3px;vertical-align:bottom;"></td> <td data-sheets-value='{"1":2,"2":"Clear (A/A)"}' style="overflow:hidden;padding:0px 3px 0px 3px;vertical-align:bottom;">Clear (A/A)</td> <td data-sheets-numberformat='{"1":2,"2":"0.00","3":1}' data-sheets-value='{"1":3,"3":0.98}' style="overflow:hidden;padding:0px 3px 0px 3px;vertical-align:bottom;text-align:center;">0.98</td> <td data-sheets-numberformat='{"1":2,"2":"0","3":1}' data-sheets-value='{"1":3,"3":31.569999999999997}' style="overflow:hidden;padding:0px 3px 0px 3px;vertical-align:bottom;text-align:center;">32</td> <td data-sheets-numberformat='{"1":2,"2":"0","3":1}' data-sheets-value='{"1":3,"3":45.54}' style="overflow:hidden;padding:0px 3px 0px 3px;vertical-align:bottom;text-align:center;">46</td> <td data-sheets-value='{"1":3,"3":26}' style="border-right:1px solid #000000;overflow:hidden;padding:0px 3px 0px 3px;vertical-align:bottom;text-align:center;">26</td> </tr> <tr style="height:20px;"> <td style="border-left:1px solid #000000;overflow:hidden;padding:0px 3px 0px 3px;vertical-align:bottom;"></td> <td style="overflow:hidden;padding:0px 3px 0px 3px;vertical-align:bottom;"></td> <td data-sheets-value='{"1":2,"2":"Opal (A/O)"}' style="overflow:hidden;padding:0px 3px 0px 3px;vertical-align:bottom;">Opal (A/O)</td> <td data-sheets-numberformat='{"1":2,"2":"0.00","3":1}' data-sheets-value='{"1":3,"3":0.98}' style="overflow:hidden;padding:0px 3px 0px 3px;vertical-align:bottom;text-align:center;">0.98</td> <td data-sheets-numberformat='{"1":2,"2":"0","3":1}' data-sheets-value='{"1":3,"3":29.93}' style="overflow:hidden;padding:0px 3px 0px 3px;vertical-align:bottom;text-align:center;">30</td> <td data-sheets-numberformat='{"1":2,"2":"0","3":1}' data-sheets-value='{"1":3,"3":41.580000000000005}' style="overflow:hidden;padding:0px 3px 0px 3px;vertical-align:bottom;text-align:center;">42</td> <td data-sheets-value='{"1":3,"3":26}' style="border-right:1px solid #000000;overflow:hidden;padding:0px 3px 0px 3px;vertical-align:bottom;text-align:center;">26</td> </tr> <tr style="height:20px;"> <td style="border-bottom:1px solid #000000;border-left:1px solid #000000;overflow:hidden;padding:0px 3px 0px 3px;vertical-align:bottom;"></td> <td style="border-bottom:1px solid #000000;overflow:hidden;padding:0px 3px 0px 3px;vertical-align:bottom;"></td> <td data-sheets-value='{"1":2,"2":"Opal (A/D)"}' style="border-bottom:1px solid #000000;overflow:hidden;padding:0px 3px 0px 3px;vertical-align:bottom;">Opal (A/D)</td> <td data-sheets-numberformat='{"1":2,"2":"0.00","3":1}' data-sheets-value='{"1":3,"3":0.98}' style="border-bottom:1px solid #000000;overflow:hidden;padding:0px 3px 0px 3px;vertical-align:bottom;text-align:center;">0.98</td> <td data-sheets-numberformat='{"1":2,"2":"0","3":1}' data-sheets-value='{"1":3,"3":20.91}' style="border-bottom:1px solid #000000;overflow:hidden;padding:0px 3px 0px 3px;vertical-align:bottom;text-align:center;">21</td> <td data-sheets-numberformat='{"1":2,"2":"0","3":1}' data-sheets-value='{"1":3,"3":33}' style="border-bottom:1px solid #000000;overflow:hidden;padding:0px 3px 0px 3px;vertical-align:bottom;text-align:center;">33</td> <td data-sheets-value='{"1":3,"3":26}' style="border-right:1px solid #000000;border-bottom:1px solid #000000;overflow:hidden;padding:0px 3px 0px 3px;vertical-align:bottom;text-align:center;">26</td> </tr> <tr style="height:20px;"> <td data-sheets-value='{"1":2,"2":"Polycarbonate"}' style="border-left:1px solid #000000;overflow:hidden;padding:0px 3px 0px 3px;vertical-align:bottom;">Polycarbonate</td> <td data-sheets-value='{"1":2,"2":"EW"}' style="overflow:hidden;padding:0px 3px 0px 3px;vertical-align:bottom;">EW</td> <td data-sheets-value='{"1":2,"2":"Heatstop Opal (T)"}' style="overflow:hidden;padding:0px 3px 0px 3px;vertical-align:bottom;">Heatstop Opal (T)</td> <td data-sheets-numberformat='{"1":2,"2":"0.00","3":1}' data-sheets-value='{"1":3,"3":1.19}' style="overflow:hidden;padding:0px 3px 0px 3px;vertical-align:bottom;text-align:center;">1.19</td> <td data-sheets-numberformat='{"1":2,"2":"0","3":1}' data-sheets-value='{"1":3,"3":20.09}' style="overflow:hidden;padding:0px 3px 0px 3px;vertical-align:bottom;text-align:center;">20</td> <td data-sheets-numberformat='{"1":2,"2":"0","3":1}' data-sheets-value='{"1":3,"3":38.940000000000005}' style="overflow:hidden;padding:0px 3px 0px 3px;vertical-align:bottom;text-align:center;">39</td> <td data-sheets-value='{"1":3,"3":24}' style="border-right:1px solid #000000;overflow:hidden;padding:0px 3px 0px 3px;vertical-align:bottom;text-align:center;">24</td> </tr> <tr style="height:20px;"> <td data-sheets-value='{"1":2,"2":"Heatstop PC"}' style="border-left:1px solid #000000;overflow:hidden;padding:0px 3px 0px 3px;vertical-align:bottom;">Heatstop PC</td> <td data-sheets-value='{"1":2,"2":"DW"}' style="overflow:hidden;padding:0px 3px 0px 3px;vertical-align:bottom;">DW</td> <td data-sheets-value='{"1":2,"2":"Clear (T/H)"}' style="overflow:hidden;padding:0px 3px 0px 3px;vertical-align:bottom;">Clear (T/H)</td> <td data-sheets-numberformat='{"1":2,"2":"0.00","3":1}' data-sheets-value='{"1":3,"3":0.98}' style="overflow:hidden;padding:0px 3px 0px 3px;vertical-align:bottom;text-align:center;">0.98</td> <td data-sheets-numberformat='{"1":2,"2":"0","3":1}' data-sheets-value='{"1":3,"3":18.04}' style="overflow:hidden;padding:0px 3px 0px 3px;vertical-align:bottom;text-align:center;">18</td> <td data-sheets-numberformat='{"1":2,"2":"0","3":1}' data-sheets-value='{"1":3,"3":33.660000000000004}' style="overflow:hidden;padding:0px 3px 0px 3px;vertical-align:bottom;text-align:center;">34</td> <td data-sheets-value='{"1":3,"3":26}' style="border-right:1px solid #000000;overflow:hidden;padding:0px 3px 0px 3px;vertical-align:bottom;text-align:center;">26</td> </tr> <tr style="height:20px;"> <td style="border-bottom:1px solid #000000;border-left:1px solid #000000;overflow:hidden;padding:0px 3px 0px 3px;vertical-align:bottom;"></td> <td style="border-bottom:1px solid #000000;overflow:hidden;padding:0px 3px 0px 3px;vertical-align:bottom;"></td> <td data-sheets-value='{"1":2,"2":"Opal (T/O)"}' style="border-bottom:1px solid #000000;overflow:hidden;padding:0px 3px 0px 3px;vertical-align:bottom;">Opal (T/O)</td> <td data-sheets-numberformat='{"1":2,"2":"0.00","3":1}' data-sheets-value='{"1":3,"3":0.98}' style="border-bottom:1px solid #000000;overflow:hidden;padding:0px 3px 0px 3px;vertical-align:bottom;text-align:center;">0.98</td> <td data-sheets-numberformat='{"1":2,"2":"0","3":1}' data-sheets-value='{"1":3,"3":16.81}' style="border-bottom:1px solid #000000;overflow:hidden;padding:0px 3px 0px 3px;vertical-align:bottom;text-align:center;">17</td> <td data-sheets-numberformat='{"1":2,"2":"0","3":1}' data-sheets-value='{"1":3,"3":29.700000000000003}' style="border-bottom:1px solid #000000;overflow:hidden;padding:0px 3px 0px 3px;vertical-align:bottom;text-align:center;">30</td> <td data-sheets-value='{"1":3,"3":26}' style="border-right:1px solid #000000;border-bottom:1px solid #000000;overflow:hidden;padding:0px 3px 0px 3px;vertical-align:bottom;text-align:center;">26</td> </tr> </tbody></table> | skylux-160-ce-met-koepel-en-pvc-opstand-16-00-met-lm-motor-en-pvc-raam-type-ep25-1600-x-2300-mm | 8586025533773 | 46872335778125
Smoke and heat exhaust (SHEV) | SHE system | Skylux | Skylux 160° CE with skylight and PVC curb 16/00 with double LM-actuator and PVC frame type EP25 1600 x 2500 mm |  | 50311 | 5412970503118 | 9638.9 | Yes | 30-45 | 153.63 | 1600 x 2500 mm | 2500 | 1600 |  | PVC 16/00 (16 cm high & roof opening = daylight size) | Rectangular | 1.19 W/m²K - 0.98 W/m²K | 57% - 30% | 37% - 17% | 24dB - 26dB | 160° CE (for industry) | PVC frame EP25 | without spoiler | E | Double actuator | Maximum double-walled skylight possible for this product | Ut-value LT-value g-value Rw-value EN 1873 : 2014 EN ISO 13468 EN 16153 EN 410 EN 410 EN ISO 140-3 Material Walls Shells (W/m²K) (%) (%) (dB) Acrylic EW Clear (H) 1.19 37 57 24 PMMA Opal (O) 1.19 34 50 24 DW Clear (H/H) 0.98 33 50 26 Opal (O/O) 0.98 28 38 26 Polycarbonate EW Clear (A) 1.19 36 55 24 PC Opal (D) 1.19 24 40 24 DW Clear (A/H) 0.98 32 48 26 Clear (A/A) 0.98 32 46 26 Opal (A/O) 0.98 30 42 26 Opal (A/D) 0.98 21 33 26 Polycarbonate EW Heatstop Opal (T) 1.19 20 39 24 Heatstop PC DW Clear (T/H) 0.98 18 34 26 Opal (T/O) 0.98 17 30 26 | https://skylux.eu/en/products/skylux-160-ce-met-koepel-en-pvc-opstand-16-00-met-lm-motor-en-pvc-raam-type-ep25-1600-x-2500-mm | https://skylux.eu/cdn/shop/files/Skylux-160deg-CE-met-koepel-en-pvc-opstand-1600-met-dubbele-LM-motor-en-pvc-raam-type-EP25-1600-x-2500-mm-RWA-systeem.jpg?v=1702979806&width=1600 | https://skylux.eu/cdn/shop/files/e5a82811-1bb0-48e4-a776-cacb59c7c092_cedbbacf-d528-40aa-a369-6e36436d18d5.jpg?v=1688550985&width=1600 | //skylux.eu/cdn/shop/files/E_MH_Mounting_instructions_Skylux_160_CE_LM.pdf?v=12406716259046007223 | //skylux.eu/cdn/shop/files/E_TD_Technical_File_Skylux_Skylux_160_CE_Electric.pdf?v=3667116872303399239 | <style type="text/css" id="isPasted"><!--td {border: 1px solid #cccccc;}br {mso-data-placement:same-cell;}--></style><table border="1" cellpadding="0" cellspacing="0" dir="ltr" style="table-layout:fixed;font-size:10pt;font-family:Arial;border-collapse:collapse;border:none;"><tbody> <tr style="height:20px;"> <td style="overflow:hidden;padding:0px 3px 0px 3px;vertical-align:bottom;"></td> <td style="overflow:hidden;padding:0px 3px 0px 3px;vertical-align:bottom;"></td> <td style="overflow:hidden;padding:0px 3px 0px 3px;vertical-align:bottom;"></td> <td data-sheets-value='{"1":2,"2":"Ut-value"}' style="overflow:hidden;padding:0px 3px 0px 3px;vertical-align:bottom;font-weight:bold;text-align:center;">Ut-value</td> <td data-sheets-value='{"1":2,"2":"LT-value"}' style="overflow:hidden;padding:0px 3px 0px 3px;vertical-align:bottom;font-weight:bold;text-align:center;">LT-value</td> <td data-sheets-value='{"1":2,"2":"g-value"}' style="overflow:hidden;padding:0px 3px 0px 3px;vertical-align:bottom;font-weight:bold;text-align:center;">g-value</td> <td data-sheets-value='{"1":2,"2":"Rw-value "}' style="overflow:hidden;padding:0px 3px 0px 3px;vertical-align:bottom;font-weight:bold;text-align:center;">Rw-value </td> </tr> <tr style="height:20px;"> <td style="overflow:hidden;padding:0px 3px 0px 3px;vertical-align:bottom;"></td> <td style="overflow:hidden;padding:0px 3px 0px 3px;vertical-align:bottom;"></td> <td style="overflow:hidden;padding:0px 3px 0px 3px;vertical-align:bottom;"></td> <td data-sheets-numberformat='{"1":2,"2":"0.00","3":1}' data-sheets-value='{"1":2,"2":"EN 1873 : 2014"}' style="overflow:hidden;padding:0px 3px 0px 3px;vertical-align:bottom;text-align:center;">EN 1873 : 2014</td> <td data-sheets-numberformat='{"1":2,"2":"0","3":1}' data-sheets-value='{"1":2,"2":"EN ISO 13468 EN 16153 EN 410"}' style="overflow:hidden;padding:0px 3px 0px 3px;vertical-align:bottom;text-align:center;">EN ISO 13468 EN 16153 EN 410</td> <td data-sheets-numberformat='{"1":2,"2":"0","3":1}' data-sheets-value='{"1":2,"2":"EN 410"}' style="overflow:hidden;padding:0px 3px 0px 3px;vertical-align:bottom;text-align:center;">EN 410</td> <td data-sheets-value='{"1":2,"2":"EN ISO 140-3\t\t"}' style="overflow:hidden;padding:0px 3px 0px 3px;vertical-align:bottom;text-align:center;">EN ISO 140-3 </td> </tr> <tr style="height:20px;"> <td data-sheets-value='{"1":2,"2":"Material"}' style="border-bottom:1px solid #000000;overflow:hidden;padding:0px 3px 0px 3px;vertical-align:bottom;background-color:#000000;font-weight:bold;color:#ffffff;">Material</td> <td data-sheets-value='{"1":2,"2":"Walls"}' style="border-bottom:1px solid #000000;overflow:hidden;padding:0px 3px 0px 3px;vertical-align:bottom;background-color:#000000;font-weight:bold;color:#ffffff;">Walls</td> <td data-sheets-value='{"1":2,"2":"Shells"}' style="border-bottom:1px solid #000000;overflow:hidden;padding:0px 3px 0px 3px;vertical-align:bottom;background-color:#000000;font-weight:bold;color:#ffffff;">Shells</td> <td data-sheets-numberformat='{"1":2,"2":"0.00","3":1}' data-sheets-value='{"1":2,"2":"(W/m²K)\t"}' style="border-bottom:1px solid #000000;overflow:hidden;padding:0px 3px 0px 3px;vertical-align:bottom;background-color:#000000;font-weight:bold;color:#ffffff;text-align:center;">(W/m²K) </td> <td data-sheets-numberformat='{"1":2,"2":"0","3":1}' data-sheets-value='{"1":2,"2":"(%)"}' style="border-bottom:1px solid #000000;overflow:hidden;padding:0px 3px 0px 3px;vertical-align:bottom;background-color:#000000;font-weight:bold;color:#ffffff;text-align:center;">(%)</td> <td data-sheets-numberformat='{"1":2,"2":"0","3":1}' data-sheets-value='{"1":2,"2":"(%)"}' style="border-bottom:1px solid #000000;overflow:hidden;padding:0px 3px 0px 3px;vertical-align:bottom;background-color:#000000;font-weight:bold;color:#ffffff;text-align:center;">(%)</td> <td data-sheets-value='{"1":2,"2":"(dB)"}' style="border-bottom:1px solid #000000;overflow:hidden;padding:0px 3px 0px 3px;vertical-align:bottom;background-color:#000000;font-weight:bold;color:#ffffff;text-align:center;">(dB)</td> </tr> <tr style="height:20px;"> <td data-sheets-value='{"1":2,"2":"Acrylic"}' style="border-left:1px solid #000000;overflow:hidden;padding:0px 3px 0px 3px;vertical-align:bottom;">Acrylic</td> <td data-sheets-value='{"1":2,"2":"EW"}' style="overflow:hidden;padding:0px 3px 0px 3px;vertical-align:bottom;">EW</td> <td data-sheets-value='{"1":2,"2":"Clear (H)"}' style="overflow:hidden;padding:0px 3px 0px 3px;vertical-align:bottom;">Clear (H)</td> <td data-sheets-numberformat='{"1":2,"2":"0.00","3":1}' data-sheets-value='{"1":3,"3":1.19}' style="overflow:hidden;padding:0px 3px 0px 3px;vertical-align:bottom;text-align:center;">1.19</td> <td data-sheets-numberformat='{"1":2,"2":"0","3":1}' data-sheets-value='{"1":3,"3":36.9}' style="overflow:hidden;padding:0px 3px 0px 3px;vertical-align:bottom;text-align:center;">37</td> <td data-sheets-numberformat='{"1":2,"2":"0","3":1}' data-sheets-value='{"1":3,"3":57.42}' style="overflow:hidden;padding:0px 3px 0px 3px;vertical-align:bottom;text-align:center;">57</td> <td data-sheets-value='{"1":3,"3":24}' style="border-right:1px solid #000000;overflow:hidden;padding:0px 3px 0px 3px;vertical-align:bottom;text-align:center;">24</td> </tr> <tr style="height:20px;"> <td data-sheets-value='{"1":2,"2":"PMMA"}' style="border-left:1px solid #000000;overflow:hidden;padding:0px 3px 0px 3px;vertical-align:bottom;">PMMA</td> <td style="overflow:hidden;padding:0px 3px 0px 3px;vertical-align:bottom;"></td> <td data-sheets-value='{"1":2,"2":"Opal (O)"}' style="overflow:hidden;padding:0px 3px 0px 3px;vertical-align:bottom;">Opal (O)</td> <td data-sheets-numberformat='{"1":2,"2":"0.00","3":1}' data-sheets-value='{"1":3,"3":1.19}' style="overflow:hidden;padding:0px 3px 0px 3px;vertical-align:bottom;text-align:center;">1.19</td> <td data-sheets-numberformat='{"1":2,"2":"0","3":1}' data-sheets-value='{"1":3,"3":34.03}' style="overflow:hidden;padding:0px 3px 0px 3px;vertical-align:bottom;text-align:center;">34</td> <td data-sheets-numberformat='{"1":2,"2":"0","3":1}' data-sheets-value='{"1":3,"3":50.160000000000004}' style="overflow:hidden;padding:0px 3px 0px 3px;vertical-align:bottom;text-align:center;">50</td> <td data-sheets-value='{"1":3,"3":24}' style="border-right:1px solid #000000;overflow:hidden;padding:0px 3px 0px 3px;vertical-align:bottom;text-align:center;">24</td> </tr> <tr style="height:20px;"> <td style="border-left:1px solid #000000;overflow:hidden;padding:0px 3px 0px 3px;vertical-align:bottom;"></td> <td data-sheets-value='{"1":2,"2":"DW"}' style="overflow:hidden;padding:0px 3px 0px 3px;vertical-align:bottom;">DW</td> <td data-sheets-value='{"1":2,"2":"Clear (H/H)"}' style="overflow:hidden;padding:0px 3px 0px 3px;vertical-align:bottom;">Clear (H/H)</td> <td data-sheets-numberformat='{"1":2,"2":"0.00","3":1}' data-sheets-value='{"1":3,"3":0.98}' style="overflow:hidden;padding:0px 3px 0px 3px;vertical-align:bottom;text-align:center;">0.98</td> <td data-sheets-numberformat='{"1":2,"2":"0","3":1}' data-sheets-value='{"1":3,"3":33.21}' style="overflow:hidden;padding:0px 3px 0px 3px;vertical-align:bottom;text-align:center;">33</td> <td data-sheets-numberformat='{"1":2,"2":"0","3":1}' data-sheets-value='{"1":3,"3":49.5}' style="overflow:hidden;padding:0px 3px 0px 3px;vertical-align:bottom;text-align:center;">50</td> <td data-sheets-value='{"1":3,"3":26}' style="border-right:1px solid #000000;overflow:hidden;padding:0px 3px 0px 3px;vertical-align:bottom;text-align:center;">26</td> </tr> <tr style="height:20px;"> <td style="border-bottom:1px solid #000000;border-left:1px solid #000000;overflow:hidden;padding:0px 3px 0px 3px;vertical-align:bottom;"></td> <td style="border-bottom:1px solid #000000;overflow:hidden;padding:0px 3px 0px 3px;vertical-align:bottom;"></td> <td data-sheets-value='{"1":2,"2":"Opal (O/O)"}' style="border-bottom:1px solid #000000;overflow:hidden;padding:0px 3px 0px 3px;vertical-align:bottom;">Opal (O/O)</td> <td data-sheets-numberformat='{"1":2,"2":"0.00","3":1}' data-sheets-value='{"1":3,"3":0.98}' style="border-bottom:1px solid #000000;overflow:hidden;padding:0px 3px 0px 3px;vertical-align:bottom;text-align:center;">0.98</td> <td data-sheets-numberformat='{"1":2,"2":"0","3":1}' data-sheets-value='{"1":3,"3":28.29}' style="border-bottom:1px solid #000000;overflow:hidden;padding:0px 3px 0px 3px;vertical-align:bottom;text-align:center;">28</td> <td data-sheets-numberformat='{"1":2,"2":"0","3":1}' data-sheets-value='{"1":3,"3":38.28}' style="border-bottom:1px solid #000000;overflow:hidden;padding:0px 3px 0px 3px;vertical-align:bottom;text-align:center;">38</td> <td data-sheets-value='{"1":3,"3":26}' style="border-right:1px solid #000000;border-bottom:1px solid #000000;overflow:hidden;padding:0px 3px 0px 3px;vertical-align:bottom;text-align:center;">26</td> </tr> <tr style="height:20px;"> <td data-sheets-value='{"1":2,"2":"Polycarbonate "}' style="border-left:1px solid #000000;overflow:hidden;padding:0px 3px 0px 3px;vertical-align:bottom;">Polycarbonate </td> <td data-sheets-value='{"1":2,"2":"EW"}' style="overflow:hidden;padding:0px 3px 0px 3px;vertical-align:bottom;">EW</td> <td data-sheets-value='{"1":2,"2":"Clear (A)"}' style="overflow:hidden;padding:0px 3px 0px 3px;vertical-align:bottom;">Clear (A)</td> <td data-sheets-numberformat='{"1":2,"2":"0.00","3":1}' data-sheets-value='{"1":3,"3":1.19}' style="overflow:hidden;padding:0px 3px 0px 3px;vertical-align:bottom;text-align:center;">1.19</td> <td data-sheets-numberformat='{"1":2,"2":"0","3":1}' data-sheets-value='{"1":3,"3":36.08}' style="overflow:hidden;padding:0px 3px 0px 3px;vertical-align:bottom;text-align:center;">36</td> <td data-sheets-numberformat='{"1":2,"2":"0","3":1}' data-sheets-value='{"1":3,"3":54.78}' style="overflow:hidden;padding:0px 3px 0px 3px;vertical-align:bottom;text-align:center;">55</td> <td data-sheets-value='{"1":3,"3":24}' style="border-right:1px solid #000000;overflow:hidden;padding:0px 3px 0px 3px;vertical-align:bottom;text-align:center;">24</td> </tr> <tr style="height:20px;"> <td data-sheets-value='{"1":2,"2":"PC"}' style="border-left:1px solid #000000;overflow:hidden;padding:0px 3px 0px 3px;vertical-align:bottom;">PC</td> <td style="overflow:hidden;padding:0px 3px 0px 3px;vertical-align:bottom;"></td> <td data-sheets-value='{"1":2,"2":"Opal (D)"}' style="overflow:hidden;padding:0px 3px 0px 3px;vertical-align:bottom;">Opal (D)</td> <td data-sheets-numberformat='{"1":2,"2":"0.00","3":1}' data-sheets-value='{"1":3,"3":1.19}' style="overflow:hidden;padding:0px 3px 0px 3px;vertical-align:bottom;text-align:center;">1.19</td> <td data-sheets-numberformat='{"1":2,"2":"0","3":1}' data-sheets-value='{"1":3,"3":23.779999999999998}' style="overflow:hidden;padding:0px 3px 0px 3px;vertical-align:bottom;text-align:center;">24</td> <td data-sheets-numberformat='{"1":2,"2":"0","3":1}' data-sheets-value='{"1":3,"3":39.6}' style="overflow:hidden;padding:0px 3px 0px 3px;vertical-align:bottom;text-align:center;">40</td> <td data-sheets-value='{"1":3,"3":24}' style="border-right:1px solid #000000;overflow:hidden;padding:0px 3px 0px 3px;vertical-align:bottom;text-align:center;">24</td> </tr> <tr style="height:20px;"> <td style="border-left:1px solid #000000;overflow:hidden;padding:0px 3px 0px 3px;vertical-align:bottom;"></td> <td data-sheets-value='{"1":2,"2":"DW"}' style="overflow:hidden;padding:0px 3px 0px 3px;vertical-align:bottom;">DW</td> <td data-sheets-value='{"1":2,"2":"Clear (A/H)"}' style="overflow:hidden;padding:0px 3px 0px 3px;vertical-align:bottom;">Clear (A/H)</td> <td data-sheets-numberformat='{"1":2,"2":"0.00","3":1}' data-sheets-value='{"1":3,"3":0.98}' style="overflow:hidden;padding:0px 3px 0px 3px;vertical-align:bottom;text-align:center;">0.98</td> <td data-sheets-numberformat='{"1":2,"2":"0","3":1}' data-sheets-value='{"1":3,"3":32.39}' style="overflow:hidden;padding:0px 3px 0px 3px;vertical-align:bottom;text-align:center;">32</td> <td data-sheets-numberformat='{"1":2,"2":"0","3":1}' data-sheets-value='{"1":3,"3":47.52}' style="overflow:hidden;padding:0px 3px 0px 3px;vertical-align:bottom;text-align:center;">48</td> <td data-sheets-value='{"1":3,"3":26}' style="border-right:1px solid #000000;overflow:hidden;padding:0px 3px 0px 3px;vertical-align:bottom;text-align:center;">26</td> </tr> <tr style="height:20px;"> <td style="border-left:1px solid #000000;overflow:hidden;padding:0px 3px 0px 3px;vertical-align:bottom;"></td> <td style="overflow:hidden;padding:0px 3px 0px 3px;vertical-align:bottom;"></td> <td data-sheets-value='{"1":2,"2":"Clear (A/A)"}' style="overflow:hidden;padding:0px 3px 0px 3px;vertical-align:bottom;">Clear (A/A)</td> <td data-sheets-numberformat='{"1":2,"2":"0.00","3":1}' data-sheets-value='{"1":3,"3":0.98}' style="overflow:hidden;padding:0px 3px 0px 3px;vertical-align:bottom;text-align:center;">0.98</td> <td data-sheets-numberformat='{"1":2,"2":"0","3":1}' data-sheets-value='{"1":3,"3":31.569999999999997}' style="overflow:hidden;padding:0px 3px 0px 3px;vertical-align:bottom;text-align:center;">32</td> <td data-sheets-numberformat='{"1":2,"2":"0","3":1}' data-sheets-value='{"1":3,"3":45.54}' style="overflow:hidden;padding:0px 3px 0px 3px;vertical-align:bottom;text-align:center;">46</td> <td data-sheets-value='{"1":3,"3":26}' style="border-right:1px solid #000000;overflow:hidden;padding:0px 3px 0px 3px;vertical-align:bottom;text-align:center;">26</td> </tr> <tr style="height:20px;"> <td style="border-left:1px solid #000000;overflow:hidden;padding:0px 3px 0px 3px;vertical-align:bottom;"></td> <td style="overflow:hidden;padding:0px 3px 0px 3px;vertical-align:bottom;"></td> <td data-sheets-value='{"1":2,"2":"Opal (A/O)"}' style="overflow:hidden;padding:0px 3px 0px 3px;vertical-align:bottom;">Opal (A/O)</td> <td data-sheets-numberformat='{"1":2,"2":"0.00","3":1}' data-sheets-value='{"1":3,"3":0.98}' style="overflow:hidden;padding:0px 3px 0px 3px;vertical-align:bottom;text-align:center;">0.98</td> <td data-sheets-numberformat='{"1":2,"2":"0","3":1}' data-sheets-value='{"1":3,"3":29.93}' style="overflow:hidden;padding:0px 3px 0px 3px;vertical-align:bottom;text-align:center;">30</td> <td data-sheets-numberformat='{"1":2,"2":"0","3":1}' data-sheets-value='{"1":3,"3":41.580000000000005}' style="overflow:hidden;padding:0px 3px 0px 3px;vertical-align:bottom;text-align:center;">42</td> <td data-sheets-value='{"1":3,"3":26}' style="border-right:1px solid #000000;overflow:hidden;padding:0px 3px 0px 3px;vertical-align:bottom;text-align:center;">26</td> </tr> <tr style="height:20px;"> <td style="border-bottom:1px solid #000000;border-left:1px solid #000000;overflow:hidden;padding:0px 3px 0px 3px;vertical-align:bottom;"></td> <td style="border-bottom:1px solid #000000;overflow:hidden;padding:0px 3px 0px 3px;vertical-align:bottom;"></td> <td data-sheets-value='{"1":2,"2":"Opal (A/D)"}' style="border-bottom:1px solid #000000;overflow:hidden;padding:0px 3px 0px 3px;vertical-align:bottom;">Opal (A/D)</td> <td data-sheets-numberformat='{"1":2,"2":"0.00","3":1}' data-sheets-value='{"1":3,"3":0.98}' style="border-bottom:1px solid #000000;overflow:hidden;padding:0px 3px 0px 3px;vertical-align:bottom;text-align:center;">0.98</td> <td data-sheets-numberformat='{"1":2,"2":"0","3":1}' data-sheets-value='{"1":3,"3":20.91}' style="border-bottom:1px solid #000000;overflow:hidden;padding:0px 3px 0px 3px;vertical-align:bottom;text-align:center;">21</td> <td data-sheets-numberformat='{"1":2,"2":"0","3":1}' data-sheets-value='{"1":3,"3":33}' style="border-bottom:1px solid #000000;overflow:hidden;padding:0px 3px 0px 3px;vertical-align:bottom;text-align:center;">33</td> <td data-sheets-value='{"1":3,"3":26}' style="border-right:1px solid #000000;border-bottom:1px solid #000000;overflow:hidden;padding:0px 3px 0px 3px;vertical-align:bottom;text-align:center;">26</td> </tr> <tr style="height:20px;"> <td data-sheets-value='{"1":2,"2":"Polycarbonate"}' style="border-left:1px solid #000000;overflow:hidden;padding:0px 3px 0px 3px;vertical-align:bottom;">Polycarbonate</td> <td data-sheets-value='{"1":2,"2":"EW"}' style="overflow:hidden;padding:0px 3px 0px 3px;vertical-align:bottom;">EW</td> <td data-sheets-value='{"1":2,"2":"Heatstop Opal (T)"}' style="overflow:hidden;padding:0px 3px 0px 3px;vertical-align:bottom;">Heatstop Opal (T)</td> <td data-sheets-numberformat='{"1":2,"2":"0.00","3":1}' data-sheets-value='{"1":3,"3":1.19}' style="overflow:hidden;padding:0px 3px 0px 3px;vertical-align:bottom;text-align:center;">1.19</td> <td data-sheets-numberformat='{"1":2,"2":"0","3":1}' data-sheets-value='{"1":3,"3":20.09}' style="overflow:hidden;padding:0px 3px 0px 3px;vertical-align:bottom;text-align:center;">20</td> <td data-sheets-numberformat='{"1":2,"2":"0","3":1}' data-sheets-value='{"1":3,"3":38.940000000000005}' style="overflow:hidden;padding:0px 3px 0px 3px;vertical-align:bottom;text-align:center;">39</td> <td data-sheets-value='{"1":3,"3":24}' style="border-right:1px solid #000000;overflow:hidden;padding:0px 3px 0px 3px;vertical-align:bottom;text-align:center;">24</td> </tr> <tr style="height:20px;"> <td data-sheets-value='{"1":2,"2":"Heatstop PC"}' style="border-left:1px solid #000000;overflow:hidden;padding:0px 3px 0px 3px;vertical-align:bottom;">Heatstop PC</td> <td data-sheets-value='{"1":2,"2":"DW"}' style="overflow:hidden;padding:0px 3px 0px 3px;vertical-align:bottom;">DW</td> <td data-sheets-value='{"1":2,"2":"Clear (T/H)"}' style="overflow:hidden;padding:0px 3px 0px 3px;vertical-align:bottom;">Clear (T/H)</td> <td data-sheets-numberformat='{"1":2,"2":"0.00","3":1}' data-sheets-value='{"1":3,"3":0.98}' style="overflow:hidden;padding:0px 3px 0px 3px;vertical-align:bottom;text-align:center;">0.98</td> <td data-sheets-numberformat='{"1":2,"2":"0","3":1}' data-sheets-value='{"1":3,"3":18.04}' style="overflow:hidden;padding:0px 3px 0px 3px;vertical-align:bottom;text-align:center;">18</td> <td data-sheets-numberformat='{"1":2,"2":"0","3":1}' data-sheets-value='{"1":3,"3":33.660000000000004}' style="overflow:hidden;padding:0px 3px 0px 3px;vertical-align:bottom;text-align:center;">34</td> <td data-sheets-value='{"1":3,"3":26}' style="border-right:1px solid #000000;overflow:hidden;padding:0px 3px 0px 3px;vertical-align:bottom;text-align:center;">26</td> </tr> <tr style="height:20px;"> <td style="border-bottom:1px solid #000000;border-left:1px solid #000000;overflow:hidden;padding:0px 3px 0px 3px;vertical-align:bottom;"></td> <td style="border-bottom:1px solid #000000;overflow:hidden;padding:0px 3px 0px 3px;vertical-align:bottom;"></td> <td data-sheets-value='{"1":2,"2":"Opal (T/O)"}' style="border-bottom:1px solid #000000;overflow:hidden;padding:0px 3px 0px 3px;vertical-align:bottom;">Opal (T/O)</td> <td data-sheets-numberformat='{"1":2,"2":"0.00","3":1}' data-sheets-value='{"1":3,"3":0.98}' style="border-bottom:1px solid #000000;overflow:hidden;padding:0px 3px 0px 3px;vertical-align:bottom;text-align:center;">0.98</td> <td data-sheets-numberformat='{"1":2,"2":"0","3":1}' data-sheets-value='{"1":3,"3":16.81}' style="border-bottom:1px solid #000000;overflow:hidden;padding:0px 3px 0px 3px;vertical-align:bottom;text-align:center;">17</td> <td data-sheets-numberformat='{"1":2,"2":"0","3":1}' data-sheets-value='{"1":3,"3":29.700000000000003}' style="border-bottom:1px solid #000000;overflow:hidden;padding:0px 3px 0px 3px;vertical-align:bottom;text-align:center;">30</td> <td data-sheets-value='{"1":3,"3":26}' style="border-right:1px solid #000000;border-bottom:1px solid #000000;overflow:hidden;padding:0px 3px 0px 3px;vertical-align:bottom;text-align:center;">26</td> </tr> </tbody></table> | skylux-160-ce-met-koepel-en-pvc-opstand-16-00-met-lm-motor-en-pvc-raam-type-ep25-1600-x-2500-mm | 8586025566541 | 46872335876429
Smoke and heat exhaust (SHEV) | SHE system | Skylux | Skylux 160° CE with skylight and PVC curb 16/00 with double LM-actuator and PVC frame type EP25 1600 x 2800 mm |  | 50312 | 5412970503125 | 10052.7 | Yes | 30-45 | 162.96 | 1600 x 2800 mm | 2800 | 1600 |  | PVC 16/00 (16 cm high & roof opening = daylight size) | Rectangular | 1.19 W/m²K - 0.98 W/m²K | 57% - 30% | 37% - 17% | 24dB - 26dB | 160° CE (for industry) | PVC frame EP25 | without spoiler | E | Double actuator | Maximum double-walled skylight possible for this product | Ut-value LT-value g-value Rw-value EN 1873 : 2014 EN ISO 13468 EN 16153 EN 410 EN 410 EN ISO 140-3 Material Walls Shells (W/m²K) (%) (%) (dB) Acrylic EW Clear (H) 1.19 37 57 24 PMMA Opal (O) 1.19 34 50 24 DW Clear (H/H) 0.98 33 50 26 Opal (O/O) 0.98 28 38 26 Polycarbonate EW Clear (A) 1.19 36 55 24 PC Opal (D) 1.19 24 40 24 DW Clear (A/H) 0.98 32 48 26 Clear (A/A) 0.98 32 46 26 Opal (A/O) 0.98 30 42 26 Opal (A/D) 0.98 21 33 26 Polycarbonate EW Heatstop Opal (T) 1.19 20 39 24 Heatstop PC DW Clear (T/H) 0.98 18 34 26 Opal (T/O) 0.98 17 30 26 | https://skylux.eu/en/products/skylux-160-ce-met-koepel-en-pvc-opstand-16-00-met-lm-motor-en-pvc-raam-type-ep25-1600-x-2800-mm | https://skylux.eu/cdn/shop/files/Skylux-160deg-CE-met-koepel-en-pvc-opstand-1600-met-dubbele-LM-motor-en-pvc-raam-type-EP25-1600-x-2800-mm-RWA-systeem.jpg?v=1702979811&width=1600 | https://skylux.eu/cdn/shop/files/e5a82811-1bb0-48e4-a776-cacb59c7c092_f7a37830-9641-4859-818c-725c8c874c42.jpg?v=1688550987&width=1600 | //skylux.eu/cdn/shop/files/E_MH_Mounting_instructions_Skylux_160_CE_LM.pdf?v=12406716259046007223 | //skylux.eu/cdn/shop/files/E_TD_Technical_File_Skylux_Skylux_160_CE_Electric.pdf?v=3667116872303399239 | <style type="text/css" id="isPasted"><!--td {border: 1px solid #cccccc;}br {mso-data-placement:same-cell;}--></style><table border="1" cellpadding="0" cellspacing="0" dir="ltr" style="table-layout:fixed;font-size:10pt;font-family:Arial;border-collapse:collapse;border:none;"><tbody> <tr style="height:20px;"> <td style="overflow:hidden;padding:0px 3px 0px 3px;vertical-align:bottom;"></td> <td style="overflow:hidden;padding:0px 3px 0px 3px;vertical-align:bottom;"></td> <td style="overflow:hidden;padding:0px 3px 0px 3px;vertical-align:bottom;"></td> <td data-sheets-value='{"1":2,"2":"Ut-value"}' style="overflow:hidden;padding:0px 3px 0px 3px;vertical-align:bottom;font-weight:bold;text-align:center;">Ut-value</td> <td data-sheets-value='{"1":2,"2":"LT-value"}' style="overflow:hidden;padding:0px 3px 0px 3px;vertical-align:bottom;font-weight:bold;text-align:center;">LT-value</td> <td data-sheets-value='{"1":2,"2":"g-value"}' style="overflow:hidden;padding:0px 3px 0px 3px;vertical-align:bottom;font-weight:bold;text-align:center;">g-value</td> <td data-sheets-value='{"1":2,"2":"Rw-value "}' style="overflow:hidden;padding:0px 3px 0px 3px;vertical-align:bottom;font-weight:bold;text-align:center;">Rw-value </td> </tr> <tr style="height:20px;"> <td style="overflow:hidden;padding:0px 3px 0px 3px;vertical-align:bottom;"></td> <td style="overflow:hidden;padding:0px 3px 0px 3px;vertical-align:bottom;"></td> <td style="overflow:hidden;padding:0px 3px 0px 3px;vertical-align:bottom;"></td> <td data-sheets-numberformat='{"1":2,"2":"0.00","3":1}' data-sheets-value='{"1":2,"2":"EN 1873 : 2014"}' style="overflow:hidden;padding:0px 3px 0px 3px;vertical-align:bottom;text-align:center;">EN 1873 : 2014</td> <td data-sheets-numberformat='{"1":2,"2":"0","3":1}' data-sheets-value='{"1":2,"2":"EN ISO 13468 EN 16153 EN 410"}' style="overflow:hidden;padding:0px 3px 0px 3px;vertical-align:bottom;text-align:center;">EN ISO 13468 EN 16153 EN 410</td> <td data-sheets-numberformat='{"1":2,"2":"0","3":1}' data-sheets-value='{"1":2,"2":"EN 410"}' style="overflow:hidden;padding:0px 3px 0px 3px;vertical-align:bottom;text-align:center;">EN 410</td> <td data-sheets-value='{"1":2,"2":"EN ISO 140-3\t\t"}' style="overflow:hidden;padding:0px 3px 0px 3px;vertical-align:bottom;text-align:center;">EN ISO 140-3 </td> </tr> <tr style="height:20px;"> <td data-sheets-value='{"1":2,"2":"Material"}' style="border-bottom:1px solid #000000;overflow:hidden;padding:0px 3px 0px 3px;vertical-align:bottom;background-color:#000000;font-weight:bold;color:#ffffff;">Material</td> <td data-sheets-value='{"1":2,"2":"Walls"}' style="border-bottom:1px solid #000000;overflow:hidden;padding:0px 3px 0px 3px;vertical-align:bottom;background-color:#000000;font-weight:bold;color:#ffffff;">Walls</td> <td data-sheets-value='{"1":2,"2":"Shells"}' style="border-bottom:1px solid #000000;overflow:hidden;padding:0px 3px 0px 3px;vertical-align:bottom;background-color:#000000;font-weight:bold;color:#ffffff;">Shells</td> <td data-sheets-numberformat='{"1":2,"2":"0.00","3":1}' data-sheets-value='{"1":2,"2":"(W/m²K)\t"}' style="border-bottom:1px solid #000000;overflow:hidden;padding:0px 3px 0px 3px;vertical-align:bottom;background-color:#000000;font-weight:bold;color:#ffffff;text-align:center;">(W/m²K) </td> <td data-sheets-numberformat='{"1":2,"2":"0","3":1}' data-sheets-value='{"1":2,"2":"(%)"}' style="border-bottom:1px solid #000000;overflow:hidden;padding:0px 3px 0px 3px;vertical-align:bottom;background-color:#000000;font-weight:bold;color:#ffffff;text-align:center;">(%)</td> <td data-sheets-numberformat='{"1":2,"2":"0","3":1}' data-sheets-value='{"1":2,"2":"(%)"}' style="border-bottom:1px solid #000000;overflow:hidden;padding:0px 3px 0px 3px;vertical-align:bottom;background-color:#000000;font-weight:bold;color:#ffffff;text-align:center;">(%)</td> <td data-sheets-value='{"1":2,"2":"(dB)"}' style="border-bottom:1px solid #000000;overflow:hidden;padding:0px 3px 0px 3px;vertical-align:bottom;background-color:#000000;font-weight:bold;color:#ffffff;text-align:center;">(dB)</td> </tr> <tr style="height:20px;"> <td data-sheets-value='{"1":2,"2":"Acrylic"}' style="border-left:1px solid #000000;overflow:hidden;padding:0px 3px 0px 3px;vertical-align:bottom;">Acrylic</td> <td data-sheets-value='{"1":2,"2":"EW"}' style="overflow:hidden;padding:0px 3px 0px 3px;vertical-align:bottom;">EW</td> <td data-sheets-value='{"1":2,"2":"Clear (H)"}' style="overflow:hidden;padding:0px 3px 0px 3px;vertical-align:bottom;">Clear (H)</td> <td data-sheets-numberformat='{"1":2,"2":"0.00","3":1}' data-sheets-value='{"1":3,"3":1.19}' style="overflow:hidden;padding:0px 3px 0px 3px;vertical-align:bottom;text-align:center;">1.19</td> <td data-sheets-numberformat='{"1":2,"2":"0","3":1}' data-sheets-value='{"1":3,"3":36.9}' style="overflow:hidden;padding:0px 3px 0px 3px;vertical-align:bottom;text-align:center;">37</td> <td data-sheets-numberformat='{"1":2,"2":"0","3":1}' data-sheets-value='{"1":3,"3":57.42}' style="overflow:hidden;padding:0px 3px 0px 3px;vertical-align:bottom;text-align:center;">57</td> <td data-sheets-value='{"1":3,"3":24}' style="border-right:1px solid #000000;overflow:hidden;padding:0px 3px 0px 3px;vertical-align:bottom;text-align:center;">24</td> </tr> <tr style="height:20px;"> <td data-sheets-value='{"1":2,"2":"PMMA"}' style="border-left:1px solid #000000;overflow:hidden;padding:0px 3px 0px 3px;vertical-align:bottom;">PMMA</td> <td style="overflow:hidden;padding:0px 3px 0px 3px;vertical-align:bottom;"></td> <td data-sheets-value='{"1":2,"2":"Opal (O)"}' style="overflow:hidden;padding:0px 3px 0px 3px;vertical-align:bottom;">Opal (O)</td> <td data-sheets-numberformat='{"1":2,"2":"0.00","3":1}' data-sheets-value='{"1":3,"3":1.19}' style="overflow:hidden;padding:0px 3px 0px 3px;vertical-align:bottom;text-align:center;">1.19</td> <td data-sheets-numberformat='{"1":2,"2":"0","3":1}' data-sheets-value='{"1":3,"3":34.03}' style="overflow:hidden;padding:0px 3px 0px 3px;vertical-align:bottom;text-align:center;">34</td> <td data-sheets-numberformat='{"1":2,"2":"0","3":1}' data-sheets-value='{"1":3,"3":50.160000000000004}' style="overflow:hidden;padding:0px 3px 0px 3px;vertical-align:bottom;text-align:center;">50</td> <td data-sheets-value='{"1":3,"3":24}' style="border-right:1px solid #000000;overflow:hidden;padding:0px 3px 0px 3px;vertical-align:bottom;text-align:center;">24</td> </tr> <tr style="height:20px;"> <td style="border-left:1px solid #000000;overflow:hidden;padding:0px 3px 0px 3px;vertical-align:bottom;"></td> <td data-sheets-value='{"1":2,"2":"DW"}' style="overflow:hidden;padding:0px 3px 0px 3px;vertical-align:bottom;">DW</td> <td data-sheets-value='{"1":2,"2":"Clear (H/H)"}' style="overflow:hidden;padding:0px 3px 0px 3px;vertical-align:bottom;">Clear (H/H)</td> <td data-sheets-numberformat='{"1":2,"2":"0.00","3":1}' data-sheets-value='{"1":3,"3":0.98}' style="overflow:hidden;padding:0px 3px 0px 3px;vertical-align:bottom;text-align:center;">0.98</td> <td data-sheets-numberformat='{"1":2,"2":"0","3":1}' data-sheets-value='{"1":3,"3":33.21}' style="overflow:hidden;padding:0px 3px 0px 3px;vertical-align:bottom;text-align:center;">33</td> <td data-sheets-numberformat='{"1":2,"2":"0","3":1}' data-sheets-value='{"1":3,"3":49.5}' style="overflow:hidden;padding:0px 3px 0px 3px;vertical-align:bottom;text-align:center;">50</td> <td data-sheets-value='{"1":3,"3":26}' style="border-right:1px solid #000000;overflow:hidden;padding:0px 3px 0px 3px;vertical-align:bottom;text-align:center;">26</td> </tr> <tr style="height:20px;"> <td style="border-bottom:1px solid #000000;border-left:1px solid #000000;overflow:hidden;padding:0px 3px 0px 3px;vertical-align:bottom;"></td> <td style="border-bottom:1px solid #000000;overflow:hidden;padding:0px 3px 0px 3px;vertical-align:bottom;"></td> <td data-sheets-value='{"1":2,"2":"Opal (O/O)"}' style="border-bottom:1px solid #000000;overflow:hidden;padding:0px 3px 0px 3px;vertical-align:bottom;">Opal (O/O)</td> <td data-sheets-numberformat='{"1":2,"2":"0.00","3":1}' data-sheets-value='{"1":3,"3":0.98}' style="border-bottom:1px solid #000000;overflow:hidden;padding:0px 3px 0px 3px;vertical-align:bottom;text-align:center;">0.98</td> <td data-sheets-numberformat='{"1":2,"2":"0","3":1}' data-sheets-value='{"1":3,"3":28.29}' style="border-bottom:1px solid #000000;overflow:hidden;padding:0px 3px 0px 3px;vertical-align:bottom;text-align:center;">28</td> <td data-sheets-numberformat='{"1":2,"2":"0","3":1}' data-sheets-value='{"1":3,"3":38.28}' style="border-bottom:1px solid #000000;overflow:hidden;padding:0px 3px 0px 3px;vertical-align:bottom;text-align:center;">38</td> <td data-sheets-value='{"1":3,"3":26}' style="border-right:1px solid #000000;border-bottom:1px solid #000000;overflow:hidden;padding:0px 3px 0px 3px;vertical-align:bottom;text-align:center;">26</td> </tr> <tr style="height:20px;"> <td data-sheets-value='{"1":2,"2":"Polycarbonate "}' style="border-left:1px solid #000000;overflow:hidden;padding:0px 3px 0px 3px;vertical-align:bottom;">Polycarbonate </td> <td data-sheets-value='{"1":2,"2":"EW"}' style="overflow:hidden;padding:0px 3px 0px 3px;vertical-align:bottom;">EW</td> <td data-sheets-value='{"1":2,"2":"Clear (A)"}' style="overflow:hidden;padding:0px 3px 0px 3px;vertical-align:bottom;">Clear (A)</td> <td data-sheets-numberformat='{"1":2,"2":"0.00","3":1}' data-sheets-value='{"1":3,"3":1.19}' style="overflow:hidden;padding:0px 3px 0px 3px;vertical-align:bottom;text-align:center;">1.19</td> <td data-sheets-numberformat='{"1":2,"2":"0","3":1}' data-sheets-value='{"1":3,"3":36.08}' style="overflow:hidden;padding:0px 3px 0px 3px;vertical-align:bottom;text-align:center;">36</td> <td data-sheets-numberformat='{"1":2,"2":"0","3":1}' data-sheets-value='{"1":3,"3":54.78}' style="overflow:hidden;padding:0px 3px 0px 3px;vertical-align:bottom;text-align:center;">55</td> <td data-sheets-value='{"1":3,"3":24}' style="border-right:1px solid #000000;overflow:hidden;padding:0px 3px 0px 3px;vertical-align:bottom;text-align:center;">24</td> </tr> <tr style="height:20px;"> <td data-sheets-value='{"1":2,"2":"PC"}' style="border-left:1px solid #000000;overflow:hidden;padding:0px 3px 0px 3px;vertical-align:bottom;">PC</td> <td style="overflow:hidden;padding:0px 3px 0px 3px;vertical-align:bottom;"></td> <td data-sheets-value='{"1":2,"2":"Opal (D)"}' style="overflow:hidden;padding:0px 3px 0px 3px;vertical-align:bottom;">Opal (D)</td> <td data-sheets-numberformat='{"1":2,"2":"0.00","3":1}' data-sheets-value='{"1":3,"3":1.19}' style="overflow:hidden;padding:0px 3px 0px 3px;vertical-align:bottom;text-align:center;">1.19</td> <td data-sheets-numberformat='{"1":2,"2":"0","3":1}' data-sheets-value='{"1":3,"3":23.779999999999998}' style="overflow:hidden;padding:0px 3px 0px 3px;vertical-align:bottom;text-align:center;">24</td> <td data-sheets-numberformat='{"1":2,"2":"0","3":1}' data-sheets-value='{"1":3,"3":39.6}' style="overflow:hidden;padding:0px 3px 0px 3px;vertical-align:bottom;text-align:center;">40</td> <td data-sheets-value='{"1":3,"3":24}' style="border-right:1px solid #000000;overflow:hidden;padding:0px 3px 0px 3px;vertical-align:bottom;text-align:center;">24</td> </tr> <tr style="height:20px;"> <td style="border-left:1px solid #000000;overflow:hidden;padding:0px 3px 0px 3px;vertical-align:bottom;"></td> <td data-sheets-value='{"1":2,"2":"DW"}' style="overflow:hidden;padding:0px 3px 0px 3px;vertical-align:bottom;">DW</td> <td data-sheets-value='{"1":2,"2":"Clear (A/H)"}' style="overflow:hidden;padding:0px 3px 0px 3px;vertical-align:bottom;">Clear (A/H)</td> <td data-sheets-numberformat='{"1":2,"2":"0.00","3":1}' data-sheets-value='{"1":3,"3":0.98}' style="overflow:hidden;padding:0px 3px 0px 3px;vertical-align:bottom;text-align:center;">0.98</td> <td data-sheets-numberformat='{"1":2,"2":"0","3":1}' data-sheets-value='{"1":3,"3":32.39}' style="overflow:hidden;padding:0px 3px 0px 3px;vertical-align:bottom;text-align:center;">32</td> <td data-sheets-numberformat='{"1":2,"2":"0","3":1}' data-sheets-value='{"1":3,"3":47.52}' style="overflow:hidden;padding:0px 3px 0px 3px;vertical-align:bottom;text-align:center;">48</td> <td data-sheets-value='{"1":3,"3":26}' style="border-right:1px solid #000000;overflow:hidden;padding:0px 3px 0px 3px;vertical-align:bottom;text-align:center;">26</td> </tr> <tr style="height:20px;"> <td style="border-left:1px solid #000000;overflow:hidden;padding:0px 3px 0px 3px;vertical-align:bottom;"></td> <td style="overflow:hidden;padding:0px 3px 0px 3px;vertical-align:bottom;"></td> <td data-sheets-value='{"1":2,"2":"Clear (A/A)"}' style="overflow:hidden;padding:0px 3px 0px 3px;vertical-align:bottom;">Clear (A/A)</td> <td data-sheets-numberformat='{"1":2,"2":"0.00","3":1}' data-sheets-value='{"1":3,"3":0.98}' style="overflow:hidden;padding:0px 3px 0px 3px;vertical-align:bottom;text-align:center;">0.98</td> <td data-sheets-numberformat='{"1":2,"2":"0","3":1}' data-sheets-value='{"1":3,"3":31.569999999999997}' style="overflow:hidden;padding:0px 3px 0px 3px;vertical-align:bottom;text-align:center;">32</td> <td data-sheets-numberformat='{"1":2,"2":"0","3":1}' data-sheets-value='{"1":3,"3":45.54}' style="overflow:hidden;padding:0px 3px 0px 3px;vertical-align:bottom;text-align:center;">46</td> <td data-sheets-value='{"1":3,"3":26}' style="border-right:1px solid #000000;overflow:hidden;padding:0px 3px 0px 3px;vertical-align:bottom;text-align:center;">26</td> </tr> <tr style="height:20px;"> <td style="border-left:1px solid #000000;overflow:hidden;padding:0px 3px 0px 3px;vertical-align:bottom;"></td> <td style="overflow:hidden;padding:0px 3px 0px 3px;vertical-align:bottom;"></td> <td data-sheets-value='{"1":2,"2":"Opal (A/O)"}' style="overflow:hidden;padding:0px 3px 0px 3px;vertical-align:bottom;">Opal (A/O)</td> <td data-sheets-numberformat='{"1":2,"2":"0.00","3":1}' data-sheets-value='{"1":3,"3":0.98}' style="overflow:hidden;padding:0px 3px 0px 3px;vertical-align:bottom;text-align:center;">0.98</td> <td data-sheets-numberformat='{"1":2,"2":"0","3":1}' data-sheets-value='{"1":3,"3":29.93}' style="overflow:hidden;padding:0px 3px 0px 3px;vertical-align:bottom;text-align:center;">30</td> <td data-sheets-numberformat='{"1":2,"2":"0","3":1}' data-sheets-value='{"1":3,"3":41.580000000000005}' style="overflow:hidden;padding:0px 3px 0px 3px;vertical-align:bottom;text-align:center;">42</td> <td data-sheets-value='{"1":3,"3":26}' style="border-right:1px solid #000000;overflow:hidden;padding:0px 3px 0px 3px;vertical-align:bottom;text-align:center;">26</td> </tr> <tr style="height:20px;"> <td style="border-bottom:1px solid #000000;border-left:1px solid #000000;overflow:hidden;padding:0px 3px 0px 3px;vertical-align:bottom;"></td> <td style="border-bottom:1px solid #000000;overflow:hidden;padding:0px 3px 0px 3px;vertical-align:bottom;"></td> <td data-sheets-value='{"1":2,"2":"Opal (A/D)"}' style="border-bottom:1px solid #000000;overflow:hidden;padding:0px 3px 0px 3px;vertical-align:bottom;">Opal (A/D)</td> <td data-sheets-numberformat='{"1":2,"2":"0.00","3":1}' data-sheets-value='{"1":3,"3":0.98}' style="border-bottom:1px solid #000000;overflow:hidden;padding:0px 3px 0px 3px;vertical-align:bottom;text-align:center;">0.98</td> <td data-sheets-numberformat='{"1":2,"2":"0","3":1}' data-sheets-value='{"1":3,"3":20.91}' style="border-bottom:1px solid #000000;overflow:hidden;padding:0px 3px 0px 3px;vertical-align:bottom;text-align:center;">21</td> <td data-sheets-numberformat='{"1":2,"2":"0","3":1}' data-sheets-value='{"1":3,"3":33}' style="border-bottom:1px solid #000000;overflow:hidden;padding:0px 3px 0px 3px;vertical-align:bottom;text-align:center;">33</td> <td data-sheets-value='{"1":3,"3":26}' style="border-right:1px solid #000000;border-bottom:1px solid #000000;overflow:hidden;padding:0px 3px 0px 3px;vertical-align:bottom;text-align:center;">26</td> </tr> <tr style="height:20px;"> <td data-sheets-value='{"1":2,"2":"Polycarbonate"}' style="border-left:1px solid #000000;overflow:hidden;padding:0px 3px 0px 3px;vertical-align:bottom;">Polycarbonate</td> <td data-sheets-value='{"1":2,"2":"EW"}' style="overflow:hidden;padding:0px 3px 0px 3px;vertical-align:bottom;">EW</td> <td data-sheets-value='{"1":2,"2":"Heatstop Opal (T)"}' style="overflow:hidden;padding:0px 3px 0px 3px;vertical-align:bottom;">Heatstop Opal (T)</td> <td data-sheets-numberformat='{"1":2,"2":"0.00","3":1}' data-sheets-value='{"1":3,"3":1.19}' style="overflow:hidden;padding:0px 3px 0px 3px;vertical-align:bottom;text-align:center;">1.19</td> <td data-sheets-numberformat='{"1":2,"2":"0","3":1}' data-sheets-value='{"1":3,"3":20.09}' style="overflow:hidden;padding:0px 3px 0px 3px;vertical-align:bottom;text-align:center;">20</td> <td data-sheets-numberformat='{"1":2,"2":"0","3":1}' data-sheets-value='{"1":3,"3":38.940000000000005}' style="overflow:hidden;padding:0px 3px 0px 3px;vertical-align:bottom;text-align:center;">39</td> <td data-sheets-value='{"1":3,"3":24}' style="border-right:1px solid #000000;overflow:hidden;padding:0px 3px 0px 3px;vertical-align:bottom;text-align:center;">24</td> </tr> <tr style="height:20px;"> <td data-sheets-value='{"1":2,"2":"Heatstop PC"}' style="border-left:1px solid #000000;overflow:hidden;padding:0px 3px 0px 3px;vertical-align:bottom;">Heatstop PC</td> <td data-sheets-value='{"1":2,"2":"DW"}' style="overflow:hidden;padding:0px 3px 0px 3px;vertical-align:bottom;">DW</td> <td data-sheets-value='{"1":2,"2":"Clear (T/H)"}' style="overflow:hidden;padding:0px 3px 0px 3px;vertical-align:bottom;">Clear (T/H)</td> <td data-sheets-numberformat='{"1":2,"2":"0.00","3":1}' data-sheets-value='{"1":3,"3":0.98}' style="overflow:hidden;padding:0px 3px 0px 3px;vertical-align:bottom;text-align:center;">0.98</td> <td data-sheets-numberformat='{"1":2,"2":"0","3":1}' data-sheets-value='{"1":3,"3":18.04}' style="overflow:hidden;padding:0px 3px 0px 3px;vertical-align:bottom;text-align:center;">18</td> <td data-sheets-numberformat='{"1":2,"2":"0","3":1}' data-sheets-value='{"1":3,"3":33.660000000000004}' style="overflow:hidden;padding:0px 3px 0px 3px;vertical-align:bottom;text-align:center;">34</td> <td data-sheets-value='{"1":3,"3":26}' style="border-right:1px solid #000000;overflow:hidden;padding:0px 3px 0px 3px;vertical-align:bottom;text-align:center;">26</td> </tr> <tr style="height:20px;"> <td style="border-bottom:1px solid #000000;border-left:1px solid #000000;overflow:hidden;padding:0px 3px 0px 3px;vertical-align:bottom;"></td> <td style="border-bottom:1px solid #000000;overflow:hidden;padding:0px 3px 0px 3px;vertical-align:bottom;"></td> <td data-sheets-value='{"1":2,"2":"Opal (T/O)"}' style="border-bottom:1px solid #000000;overflow:hidden;padding:0px 3px 0px 3px;vertical-align:bottom;">Opal (T/O)</td> <td data-sheets-numberformat='{"1":2,"2":"0.00","3":1}' data-sheets-value='{"1":3,"3":0.98}' style="border-bottom:1px solid #000000;overflow:hidden;padding:0px 3px 0px 3px;vertical-align:bottom;text-align:center;">0.98</td> <td data-sheets-numberformat='{"1":2,"2":"0","3":1}' data-sheets-value='{"1":3,"3":16.81}' style="border-bottom:1px solid #000000;overflow:hidden;padding:0px 3px 0px 3px;vertical-align:bottom;text-align:center;">17</td> <td data-sheets-numberformat='{"1":2,"2":"0","3":1}' data-sheets-value='{"1":3,"3":29.700000000000003}' style="border-bottom:1px solid #000000;overflow:hidden;padding:0px 3px 0px 3px;vertical-align:bottom;text-align:center;">30</td> <td data-sheets-value='{"1":3,"3":26}' style="border-right:1px solid #000000;border-bottom:1px solid #000000;overflow:hidden;padding:0px 3px 0px 3px;vertical-align:bottom;text-align:center;">26</td> </tr> </tbody></table> | skylux-160-ce-met-koepel-en-pvc-opstand-16-00-met-lm-motor-en-pvc-raam-type-ep25-1600-x-2800-mm | 8586025599309 | 46872335941965
Smoke and heat exhaust (SHEV) | SHE system | Skylux | Skylux 160° CE with skylight and PVC curb 16/00 with double LM-actuator and spoiler 1000 x 2500 mm |  | 50375 | 5412970503750 | 7751.3 | Yes | 30-45 | 119.91 | 1000 x 2500 mm | 2500 | 1000 |  | PVC 16/00 (16 cm high & roof opening = daylight size) | Rectangular | 5.17 W/m²K - 1.28 W/m²K | 87% - 32% | 90% - 32% | 20dB - 23dB | 160° CE (for industry) | skylight | with spoiler | E | Double actuator | Maximum four-walled skylight possible for this product | Ut-value LT-value g-value Rw-value EN 1873 : 2014 EN ISO 13468 EN 16153 EN 410 EN 410 EN ISO 140-3 Material Walls Shells (W/m²K) (%) (%) (dB) Acrylic Single-walled Clear (H) 5.17 90 87 - PMMA Single-walled Opal (O) 5.17 83 76 - Double-walled Clear (H/H) 2.90 81 75 20 Double-walled Opal (O/O) 2.90 69 58 20 Triple-walled Clear (H/H/H) 1.70 73 65 22 Triple-walled Opal (O/H/O) 1.70 62 51 22 Four-walled Clear (H/H/H/H) 1.28 64 54 23 Four-walled Opal (H/H/O/H) 1.28 59 48 23 Polycarbonate Single-walled Clear (A) 5.17 88 83 - PC Single-walled Opal (D) 5.17 58 60 - Double-walled Clear (A/H) 2.90 79 72 20 Double-walled Clear (A/A) 2.90 77 69 20 Double-walled Opal (A/O) 2.90 73 63 20 Double-walled Opal (A/D) 2.90 51 50 20 Triple-walled Clear (A/H/H) 1.70 71 63 22 Triple-walled Opal (A/O/O) 1.70 61 48 22 Four-walled Clear (A/H/H/H) 1.28 64 52 23 Four-walled Opal (A/H/O/H) 1.28 59 46 23 Polycarbonate Single-walled Heatstop Opal (T) 5.17 49 59 - Heatstop PC Double-walled Clear (T/H) 2.90 44 51 20 Double-walled Opal (T/O) 2.90 41 45 20 Triple-walled Clear (T/H/H) 1.70 40 <td data-sheets-numberformat='{"1":2,"2":"0","3":1}' data-sheets-value='{"1":3,"3":44}' style="overflow:hidden;paddin | https://skylux.eu/en/products/skylux-160-ce-met-koepel-en-pvc-opstand-16-00-met-lm-motor-en-windvang-1000-x-2500-mm | https://skylux.eu/cdn/shop/files/Skylux-160deg-CE-met-koepel-en-pvc-opstand-1600-met-dubbele-LM-motor-en-windvang-1000-x-2500-mm-RWA-systeem.jpg?v=1702980186&width=1600 | https://skylux.eu/cdn/shop/files/e5a82811-1bb0-48e4-a776-cacb59c7c092_3a277563-3c9e-49e4-8682-7a8bbb06a316.jpg?v=1688551071&width=1600 | //skylux.eu/cdn/shop/files/E_MH_Mounting_instructions_Skylux_160_CE_LM.pdf?v=12406716259046007223 | //skylux.eu/cdn/shop/files/E_TD_Technical_File_Skylux_Skylux_160_CE_Electric.pdf?v=3667116872303399239 | <style type="text/css" id="isPasted"> <!--td { border: 1px solid #cccccc; } br { mso-data-placement: same-cell; } --> </style> <table border="1" cellpadding="0" cellspacing="0" dir="ltr" style="table-layout:fixed;font-size:10pt;font-family:Arial;border-collapse:collapse;border:none;"><tbody> <tr style="height:20px;"> <td style="overflow:hidden;padding:0px 3px 0px 3px;vertical-align:bottom;"></td> <td style="overflow:hidden;padding:0px 3px 0px 3px;vertical-align:bottom;"></td> <td style="overflow:hidden;padding:0px 3px 0px 3px;vertical-align:bottom;"></td> <td data-sheets-value='{"1":2,"2":"Ut-value"}' style="overflow:hidden;padding:0px 3px 0px 3px;vertical-align:bottom;font-weight:bold;text-align:center;">Ut-value</td> <td data-sheets-value='{"1":2,"2":"LT-value"}' style="overflow:hidden;padding:0px 3px 0px 3px;vertical-align:bottom;font-weight:bold;text-align:center;">LT-value</td> <td data-sheets-value='{"1":2,"2":"g-value"}' style="overflow:hidden;padding:0px 3px 0px 3px;vertical-align:bottom;font-weight:bold;text-align:center;">g-value</td> <td data-sheets-value='{"1":2,"2":"Rw-value "}' style="overflow:hidden;padding:0px 3px 0px 3px;vertical-align:bottom;font-weight:bold;text-align:center;">Rw-value </td> </tr> <tr style="height:20px;"> <td style="overflow:hidden;padding:0px 3px 0px 3px;vertical-align:bottom;"></td> <td style="overflow:hidden;padding:0px 3px 0px 3px;vertical-align:bottom;"></td> <td style="overflow:hidden;padding:0px 3px 0px 3px;vertical-align:bottom;"></td> <td data-sheets-numberformat='{"1":2,"2":"0.00","3":1}' data-sheets-value='{"1":2,"2":"EN 1873 : 2014"}' style="overflow:hidden;padding:0px 3px 0px 3px;vertical-align:bottom;text-align:center;">EN 1873 : 2014</td> <td data-sheets-numberformat='{"1":2,"2":"0","3":1}' data-sheets-value='{"1":2,"2":"EN ISO 13468 EN 16153 EN 410"}' style="overflow:hidden;padding:0px 3px 0px 3px;vertical-align:bottom;text-align:center;">EN ISO 13468 EN 16153 EN 410</td> <td data-sheets-numberformat='{"1":2,"2":"0","3":1}' data-sheets-value='{"1":2,"2":"EN 410"}' style="overflow:hidden;padding:0px 3px 0px 3px;vertical-align:bottom;text-align:center;">EN 410</td> <td data-sheets-value='{"1":2,"2":"EN ISO 140-3\t\t"}' style="overflow:hidden;padding:0px 3px 0px 3px;vertical-align:bottom;text-align:center;">EN ISO 140-3 </td> </tr> <tr style="height:20px;"> <td data-sheets-value='{"1":2,"2":"Material"}' style="border-bottom:1px solid #000000;overflow:hidden;padding:0px 3px 0px 3px;vertical-align:bottom;background-color:#000000;font-weight:bold;color:#ffffff;">Material</td> <td data-sheets-value='{"1":2,"2":"Walls"}' style="border-bottom:1px solid #000000;overflow:hidden;padding:0px 3px 0px 3px;vertical-align:bottom;background-color:#000000;font-weight:bold;color:#ffffff;">Walls</td> <td data-sheets-value='{"1":2,"2":"Shells"}' style="border-bottom:1px solid #000000;overflow:hidden;padding:0px 3px 0px 3px;vertical-align:bottom;background-color:#000000;font-weight:bold;color:#ffffff;">Shells</td> <td data-sheets-numberformat='{"1":2,"2":"0.00","3":1}' data-sheets-value='{"1":2,"2":"(W/m²K)\t"}' style="border-bottom:1px solid #000000;overflow:hidden;padding:0px 3px 0px 3px;vertical-align:bottom;background-color:#000000;font-weight:bold;color:#ffffff;text-align:center;">(W/m²K) </td> <td data-sheets-numberformat='{"1":2,"2":"0","3":1}' data-sheets-value='{"1":2,"2":"(%)"}' style="border-bottom:1px solid #000000;overflow:hidden;padding:0px 3px 0px 3px;vertical-align:bottom;background-color:#000000;font-weight:bold;color:#ffffff;text-align:center;">(%)</td> <td data-sheets-numberformat='{"1":2,"2":"0","3":1}' data-sheets-value='{"1":2,"2":"(%)"}' style="border-bottom:1px solid #000000;overflow:hidden;padding:0px 3px 0px 3px;vertical-align:bottom;background-color:#000000;font-weight:bold;color:#ffffff;text-align:center;">(%)</td> <td data-sheets-value='{"1":2,"2":"(dB)"}' style="border-bottom:1px solid #000000;overflow:hidden;padding:0px 3px 0px 3px;vertical-align:bottom;background-color:#000000;font-weight:bold;color:#ffffff;text-align:center;">(dB)</td> </tr> <tr style="height:20px;"> <td data-sheets-value='{"1":2,"2":"Acrylic"}' style="border-left:1px solid #000000;overflow:hidden;padding:0px 3px 0px 3px;vertical-align:bottom;font-weight:bold;">Acrylic</td> <td data-sheets-value='{"1":2,"2":"Single-walled"}' style="overflow:hidden;padding:0px 3px 0px 3px;vertical-align:bottom;font-weight:bold;">Single-walled</td> <td data-sheets-value='{"1":2,"2":"Clear (H)"}' style="border-right:1px solid #000000;overflow:hidden;padding:0px 3px 0px 3px;vertical-align:bottom;font-weight:bold;">Clear (H)</td> <td data-sheets-numberformat='{"1":2,"2":"0.00","3":1}' data-sheets-value='{"1":3,"3":5.17}' style="overflow:hidden;padding:0px 3px 0px 3px;vertical-align:bottom;text-align:center;">5.17</td> <td data-sheets-numberformat='{"1":2,"2":"0","3":1}' data-sheets-value='{"1":3,"3":90}' style="overflow:hidden;padding:0px 3px 0px 3px;vertical-align:bottom;text-align:center;">90</td> <td data-sheets-numberformat='{"1":2,"2":"0","3":1}' data-sheets-value='{"1":3,"3":87}' style="overflow:hidden;padding:0px 3px 0px 3px;vertical-align:bottom;text-align:center;">87</td> <td data-sheets-numberformat='{"1":2,"2":"0","3":1}' data-sheets-value='{"1":2,"2":"-"}' style="border-right:1px solid #000000;overflow:hidden;padding:0px 3px 0px 3px;vertical-align:bottom;text-align:center;">-</td> </tr> <tr style="height:20px;"> <td data-sheets-value='{"1":2,"2":"PMMA"}' style="border-left:1px solid #000000;overflow:hidden;padding:0px 3px 0px 3px;vertical-align:bottom;font-weight:bold;">PMMA</td> <td data-sheets-value='{"1":2,"2":"Single-walled"}' style="overflow:hidden;padding:0px 3px 0px 3px;vertical-align:bottom;font-weight:bold;">Single-walled</td> <td data-sheets-value='{"1":2,"2":"Opal (O)"}' style="border-right:1px solid #000000;overflow:hidden;padding:0px 3px 0px 3px;vertical-align:bottom;font-weight:bold;">Opal (O)</td> <td data-sheets-numberformat='{"1":2,"2":"0.00","3":1}' data-sheets-value='{"1":3,"3":5.17}' style="overflow:hidden;padding:0px 3px 0px 3px;vertical-align:bottom;text-align:center;">5.17</td> <td data-sheets-numberformat='{"1":2,"2":"0","3":1}' data-sheets-value='{"1":3,"3":83}' style="overflow:hidden;padding:0px 3px 0px 3px;vertical-align:bottom;text-align:center;">83</td> <td data-sheets-numberformat='{"1":2,"2":"0","3":1}' data-sheets-value='{"1":3,"3":76}' style="overflow:hidden;padding:0px 3px 0px 3px;vertical-align:bottom;text-align:center;">76</td> <td data-sheets-numberformat='{"1":2,"2":"0","3":1}' data-sheets-value='{"1":2,"2":"-"}' style="border-right:1px solid #000000;overflow:hidden;padding:0px 3px 0px 3px;vertical-align:bottom;text-align:center;">-</td> </tr> <tr style="height:20px;"> <td style="border-left:1px solid #000000;overflow:hidden;padding:0px 3px 0px 3px;vertical-align:bottom;font-weight:bold;"></td> <td data-sheets-value='{"1":2,"2":"Double-walled"}' style="overflow:hidden;padding:0px 3px 0px 3px;vertical-align:bottom;font-weight:bold;">Double-walled</td> <td data-sheets-value='{"1":2,"2":"Clear (H/H)"}' style="border-right:1px solid #000000;overflow:hidden;padding:0px 3px 0px 3px;vertical-align:bottom;font-weight:bold;">Clear (H/H)</td> <td data-sheets-numberformat='{"1":2,"2":"0.00","3":1}' data-sheets-value='{"1":3,"3":2.9}' style="overflow:hidden;padding:0px 3px 0px 3px;vertical-align:bottom;text-align:center;">2.90</td> <td data-sheets-numberformat='{"1":2,"2":"0","3":1}' data-sheets-value='{"1":3,"3":81}' style="overflow:hidden;padding:0px 3px 0px 3px;vertical-align:bottom;text-align:center;">81</td> <td data-sheets-numberformat='{"1":2,"2":"0","3":1}' data-sheets-value='{"1":3,"3":75}' style="overflow:hidden;padding:0px 3px 0px 3px;vertical-align:bottom;text-align:center;">75</td> <td data-sheets-numberformat='{"1":2,"2":"0","3":1}' data-sheets-value='{"1":3,"3":20}' style="border-right:1px solid #000000;overflow:hidden;padding:0px 3px 0px 3px;vertical-align:bottom;text-align:center;">20</td> </tr> <tr style="height:20px;"> <td style="border-left:1px solid #000000;overflow:hidden;padding:0px 3px 0px 3px;vertical-align:bottom;font-weight:bold;"></td> <td data-sheets-value='{"1":2,"2":"Double-walled"}' style="overflow:hidden;padding:0px 3px 0px 3px;vertical-align:bottom;font-weight:bold;">Double-walled</td> <td data-sheets-value='{"1":2,"2":"Opal (O/O)"}' style="border-right:1px solid #000000;overflow:hidden;padding:0px 3px 0px 3px;vertical-align:bottom;font-weight:bold;">Opal (O/O)</td> <td data-sheets-numberformat='{"1":2,"2":"0.00","3":1}' data-sheets-value='{"1":3,"3":2.9}' style="overflow:hidden;padding:0px 3px 0px 3px;vertical-align:bottom;text-align:center;">2.90</td> <td data-sheets-numberformat='{"1":2,"2":"0","3":1}' data-sheets-value='{"1":3,"3":69}' style="overflow:hidden;padding:0px 3px 0px 3px;vertical-align:bottom;text-align:center;">69</td> <td data-sheets-numberformat='{"1":2,"2":"0","3":1}' data-sheets-value='{"1":3,"3":58}' style="overflow:hidden;padding:0px 3px 0px 3px;vertical-align:bottom;text-align:center;">58</td> <td data-sheets-numberformat='{"1":2,"2":"0","3":1}' data-sheets-value='{"1":3,"3":20}' style="border-right:1px solid #000000;overflow:hidden;padding:0px 3px 0px 3px;vertical-align:bottom;text-align:center;">20</td> </tr> <tr style="height:20px;"> <td style="border-left:1px solid #000000;overflow:hidden;padding:0px 3px 0px 3px;vertical-align:bottom;font-weight:bold;"></td> <td data-sheets-value='{"1":2,"2":"Triple-walled"}' style="overflow:hidden;padding:0px 3px 0px 3px;vertical-align:bottom;font-weight:bold;">Triple-walled</td> <td data-sheets-value='{"1":2,"2":"Clear (H/H/H)"}' style="border-right:1px solid #000000;overflow:hidden;padding:0px 3px 0px 3px;vertical-align:bottom;font-weight:bold;">Clear (H/H/H)</td> <td data-sheets-numberformat='{"1":2,"2":"0.00","3":1}' data-sheets-value='{"1":3,"3":1.7}' style="overflow:hidden;padding:0px 3px 0px 3px;vertical-align:bottom;text-align:center;">1.70</td> <td data-sheets-numberformat='{"1":2,"2":"0","3":1}' data-sheets-value='{"1":3,"3":73}' style="overflow:hidden;padding:0px 3px 0px 3px;vertical-align:bottom;text-align:center;">73</td> <td data-sheets-numberformat='{"1":2,"2":"0","3":1}' data-sheets-value='{"1":3,"3":65}' style="overflow:hidden;padding:0px 3px 0px 3px;vertical-align:bottom;text-align:center;">65</td> <td data-sheets-numberformat='{"1":2,"2":"0","3":1}' data-sheets-value='{"1":3,"3":22}' style="border-right:1px solid #000000;overflow:hidden;padding:0px 3px 0px 3px;vertical-align:bottom;text-align:center;">22</td> </tr> <tr style="height:20px;"> <td style="border-left:1px solid #000000;overflow:hidden;padding:0px 3px 0px 3px;vertical-align:bottom;font-weight:bold;"></td> <td data-sheets-value='{"1":2,"2":"Triple-walled"}' style="overflow:hidden;padding:0px 3px 0px 3px;vertical-align:bottom;font-weight:bold;">Triple-walled</td> <td data-sheets-value='{"1":2,"2":"Opal (O/H/O)"}' style="border-right:1px solid #000000;overflow:hidden;padding:0px 3px 0px 3px;vertical-align:bottom;font-weight:bold;">Opal (O/H/O)</td> <td data-sheets-numberformat='{"1":2,"2":"0.00","3":1}' data-sheets-value='{"1":3,"3":1.7}' style="overflow:hidden;padding:0px 3px 0px 3px;vertical-align:bottom;text-align:center;">1.70</td> <td data-sheets-numberformat='{"1":2,"2":"0","3":1}' data-sheets-value='{"1":3,"3":62}' style="overflow:hidden;padding:0px 3px 0px 3px;vertical-align:bottom;text-align:center;">62</td> <td data-sheets-numberformat='{"1":2,"2":"0","3":1}' data-sheets-value='{"1":3,"3":51}' style="overflow:hidden;padding:0px 3px 0px 3px;vertical-align:bottom;text-align:center;">51</td> <td data-sheets-numberformat='{"1":2,"2":"0","3":1}' data-sheets-value='{"1":3,"3":22}' style="border-right:1px solid #000000;overflow:hidden;padding:0px 3px 0px 3px;vertical-align:bottom;text-align:center;">22</td> </tr> <tr style="height:20px;"> <td style="border-left:1px solid #000000;overflow:hidden;padding:0px 3px 0px 3px;vertical-align:bottom;font-weight:bold;"></td> <td data-sheets-value='{"1":2,"2":"Four-walled"}' style="overflow:hidden;padding:0px 3px 0px 3px;vertical-align:bottom;font-weight:bold;">Four-walled</td> <td data-sheets-value='{"1":2,"2":"Clear (H/H/H/H)"}' style="border-right:1px solid #000000;overflow:hidden;padding:0px 3px 0px 3px;vertical-align:bottom;font-weight:bold;">Clear (H/H/H/H)</td> <td data-sheets-numberformat='{"1":2,"2":"0.00","3":1}' data-sheets-value='{"1":3,"3":1.28}' style="overflow:hidden;padding:0px 3px 0px 3px;vertical-align:bottom;text-align:center;">1.28</td> <td data-sheets-numberformat='{"1":2,"2":"0","3":1}' data-sheets-value='{"1":3,"3":64}' style="overflow:hidden;padding:0px 3px 0px 3px;vertical-align:bottom;text-align:center;">64</td> <td data-sheets-numberformat='{"1":2,"2":"0","3":1}' data-sheets-value='{"1":3,"3":54}' style="overflow:hidden;padding:0px 3px 0px 3px;vertical-align:bottom;text-align:center;">54</td> <td data-sheets-numberformat='{"1":2,"2":"0","3":1}' data-sheets-value='{"1":3,"3":23}' style="border-right:1px solid #000000;overflow:hidden;padding:0px 3px 0px 3px;vertical-align:bottom;text-align:center;">23</td> </tr> <tr style="height:20px;"> <td style="border-bottom:1px solid #000000;border-left:1px solid #000000;overflow:hidden;padding:0px 3px 0px 3px;vertical-align:bottom;"></td> <td data-sheets-value='{"1":2,"2":"Four-walled"}' style="border-bottom:1px solid #000000;overflow:hidden;padding:0px 3px 0px 3px;vertical-align:bottom;font-weight:bold;">Four-walled</td> <td data-sheets-value='{"1":2,"2":"Opal (H/H/O/H)"}' style="border-right:1px solid #000000;border-bottom:1px solid #000000;overflow:hidden;padding:0px 3px 0px 3px;vertical-align:bottom;font-weight:bold;">Opal (H/H/O/H)</td> <td data-sheets-numberformat='{"1":2,"2":"0.00","3":1}' data-sheets-value='{"1":3,"3":1.28}' style="border-bottom:1px solid #000000;overflow:hidden;padding:0px 3px 0px 3px;vertical-align:bottom;text-align:center;">1.28</td> <td data-sheets-numberformat='{"1":2,"2":"0","3":1}' data-sheets-value='{"1":3,"3":59}' style="border-bottom:1px solid #000000;overflow:hidden;padding:0px 3px 0px 3px;vertical-align:bottom;text-align:center;">59</td> <td data-sheets-numberformat='{"1":2,"2":"0","3":1}' data-sheets-value='{"1":3,"3":48}' style="border-bottom:1px solid #000000;overflow:hidden;padding:0px 3px 0px 3px;vertical-align:bottom;text-align:center;">48</td> <td data-sheets-numberformat='{"1":2,"2":"0","3":1}' data-sheets-value='{"1":3,"3":23}' style="border-right:1px solid #000000;border-bottom:1px solid #000000;overflow:hidden;padding:0px 3px 0px 3px;vertical-align:bottom;text-align:center;">23</td> </tr> <tr style="height:20px;"> <td data-sheets-value='{"1":2,"2":"Polycarbonate "}' style="border-left:1px solid #000000;overflow:hidden;padding:0px 3px 0px 3px;vertical-align:bottom;font-weight:bold;">Polycarbonate </td> <td data-sheets-value='{"1":2,"2":"Single-walled"}' style="overflow:hidden;padding:0px 3px 0px 3px;vertical-align:bottom;font-weight:bold;">Single-walled</td> <td data-sheets-value='{"1":2,"2":"Clear (A)"}' style="border-right:1px solid #000000;overflow:hidden;padding:0px 3px 0px 3px;vertical-align:bottom;font-weight:bold;">Clear (A)</td> <td data-sheets-numberformat='{"1":2,"2":"0.00","3":1}' data-sheets-value='{"1":3,"3":5.17}' style="overflow:hidden;padding:0px 3px 0px 3px;vertical-align:bottom;text-align:center;">5.17</td> <td data-sheets-numberformat='{"1":2,"2":"0","3":1}' data-sheets-value='{"1":3,"3":88}' style="overflow:hidden;padding:0px 3px 0px 3px;vertical-align:bottom;text-align:center;">88</td> <td data-sheets-numberformat='{"1":2,"2":"0","3":1}' data-sheets-value='{"1":3,"3":83}' style="overflow:hidden;padding:0px 3px 0px 3px;vertical-align:bottom;text-align:center;">83</td> <td data-sheets-numberformat='{"1":2,"2":"0","3":1}' data-sheets-value='{"1":2,"2":"-"}' style="border-right:1px solid #000000;overflow:hidden;padding:0px 3px 0px 3px;vertical-align:bottom;text-align:center;">-</td> </tr> <tr style="height:20px;"> <td data-sheets-value='{"1":2,"2":"PC"}' style="border-left:1px solid #000000;overflow:hidden;padding:0px 3px 0px 3px;vertical-align:bottom;font-weight:bold;">PC</td> <td data-sheets-value='{"1":2,"2":"Single-walled"}' style="overflow:hidden;padding:0px 3px 0px 3px;vertical-align:bottom;font-weight:bold;">Single-walled</td> <td data-sheets-value='{"1":2,"2":"Opal (D)"}' style="border-right:1px solid #000000;overflow:hidden;padding:0px 3px 0px 3px;vertical-align:bottom;font-weight:bold;">Opal (D)</td> <td data-sheets-numberformat='{"1":2,"2":"0.00","3":1}' data-sheets-value='{"1":3,"3":5.17}' style="overflow:hidden;padding:0px 3px 0px 3px;vertical-align:bottom;text-align:center;">5.17</td> <td data-sheets-numberformat='{"1":2,"2":"0","3":1}' data-sheets-value='{"1":3,"3":58}' style="overflow:hidden;padding:0px 3px 0px 3px;vertical-align:bottom;text-align:center;">58</td> <td data-sheets-numberformat='{"1":2,"2":"0","3":1}' data-sheets-value='{"1":3,"3":60}' style="overflow:hidden;padding:0px 3px 0px 3px;vertical-align:bottom;text-align:center;">60</td> <td data-sheets-numberformat='{"1":2,"2":"0","3":1}' data-sheets-value='{"1":2,"2":"-"}' style="border-right:1px solid #000000;overflow:hidden;padding:0px 3px 0px 3px;vertical-align:bottom;text-align:center;">-</td> </tr> <tr style="height:20px;"> <td style="border-left:1px solid #000000;overflow:hidden;padding:0px 3px 0px 3px;vertical-align:bottom;font-weight:bold;"></td> <td data-sheets-value='{"1":2,"2":"Double-walled"}' style="overflow:hidden;padding:0px 3px 0px 3px;vertical-align:bottom;font-weight:bold;">Double-walled</td> <td data-sheets-value='{"1":2,"2":"Clear (A/H)"}' style="border-right:1px solid #000000;overflow:hidden;padding:0px 3px 0px 3px;vertical-align:bottom;font-weight:bold;">Clear (A/H)</td> <td data-sheets-numberformat='{"1":2,"2":"0.00","3":1}' data-sheets-value='{"1":3,"3":2.9}' style="overflow:hidden;padding:0px 3px 0px 3px;vertical-align:bottom;text-align:center;">2.90</td> <td data-sheets-numberformat='{"1":2,"2":"0","3":1}' data-sheets-value='{"1":3,"3":79}' style="overflow:hidden;padding:0px 3px 0px 3px;vertical-align:bottom;text-align:center;">79</td> <td data-sheets-numberformat='{"1":2,"2":"0","3":1}' data-sheets-value='{"1":3,"3":72}' style="overflow:hidden;padding:0px 3px 0px 3px;vertical-align:bottom;text-align:center;">72</td> <td data-sheets-numberformat='{"1":2,"2":"0","3":1}' data-sheets-value='{"1":3,"3":20}' style="border-right:1px solid #000000;overflow:hidden;padding:0px 3px 0px 3px;vertical-align:bottom;text-align:center;">20</td> </tr> <tr style="height:20px;"> <td style="border-left:1px solid #000000;overflow:hidden;padding:0px 3px 0px 3px;vertical-align:bottom;font-weight:bold;"></td> <td data-sheets-value='{"1":2,"2":"Double-walled"}' style="overflow:hidden;padding:0px 3px 0px 3px;vertical-align:bottom;font-weight:bold;">Double-walled</td> <td data-sheets-value='{"1":2,"2":"Clear (A/A)"}' style="border-right:1px solid #000000;overflow:hidden;padding:0px 3px 0px 3px;vertical-align:bottom;font-weight:bold;">Clear (A/A)</td> <td data-sheets-numberformat='{"1":2,"2":"0.00","3":1}' data-sheets-value='{"1":3,"3":2.9}' style="overflow:hidden;padding:0px 3px 0px 3px;vertical-align:bottom;text-align:center;">2.90</td> <td data-sheets-numberformat='{"1":2,"2":"0","3":1}' data-sheets-value='{"1":3,"3":77}' style="overflow:hidden;padding:0px 3px 0px 3px;vertical-align:bottom;text-align:center;">77</td> <td data-sheets-numberformat='{"1":2,"2":"0","3":1}' data-sheets-value='{"1":3,"3":69}' style="overflow:hidden;padding:0px 3px 0px 3px;vertical-align:bottom;text-align:center;">69</td> <td data-sheets-numberformat='{"1":2,"2":"0","3":1}' data-sheets-value='{"1":3,"3":20}' style="border-right:1px solid #000000;overflow:hidden;padding:0px 3px 0px 3px;vertical-align:bottom;text-align:center;">20</td> </tr> <tr style="height:20px;"> <td style="border-left:1px solid #000000;overflow:hidden;padding:0px 3px 0px 3px;vertical-align:bottom;font-weight:bold;"></td> <td data-sheets-value='{"1":2,"2":"Double-walled"}' style="overflow:hidden;padding:0px 3px 0px 3px;vertical-align:bottom;font-weight:bold;">Double-walled</td> <td data-sheets-value='{"1":2,"2":"Opal (A/O)"}' style="border-right:1px solid #000000;overflow:hidden;padding:0px 3px 0px 3px;vertical-align:bottom;font-weight:bold;">Opal (A/O)</td> <td data-sheets-numberformat='{"1":2,"2":"0.00","3":1}' data-sheets-value='{"1":3,"3":2.9}' style="overflow:hidden;padding:0px 3px 0px 3px;vertical-align:bottom;text-align:center;">2.90</td> <td data-sheets-numberformat='{"1":2,"2":"0","3":1}' data-sheets-value='{"1":3,"3":73}' style="overflow:hidden;padding:0px 3px 0px 3px;vertical-align:bottom;text-align:center;">73</td> <td data-sheets-numberformat='{"1":2,"2":"0","3":1}' data-sheets-value='{"1":3,"3":63}' style="overflow:hidden;padding:0px 3px 0px 3px;vertical-align:bottom;text-align:center;">63</td> <td data-sheets-numberformat='{"1":2,"2":"0","3":1}' data-sheets-value='{"1":3,"3":20}' style="border-right:1px solid #000000;overflow:hidden;padding:0px 3px 0px 3px;vertical-align:bottom;text-align:center;">20</td> </tr> <tr style="height:20px;"> <td style="border-left:1px solid #000000;overflow:hidden;padding:0px 3px 0px 3px;vertical-align:bottom;font-weight:bold;"></td> <td data-sheets-value='{"1":2,"2":"Double-walled"}' style="overflow:hidden;padding:0px 3px 0px 3px;vertical-align:bottom;font-weight:bold;">Double-walled</td> <td data-sheets-value='{"1":2,"2":"Opal (A/D)"}' style="border-right:1px solid #000000;overflow:hidden;padding:0px 3px 0px 3px;vertical-align:bottom;font-weight:bold;">Opal (A/D)</td> <td data-sheets-numberformat='{"1":2,"2":"0.00","3":1}' data-sheets-value='{"1":3,"3":2.9}' style="overflow:hidden;padding:0px 3px 0px 3px;vertical-align:bottom;text-align:center;">2.90</td> <td data-sheets-numberformat='{"1":2,"2":"0","3":1}' data-sheets-value='{"1":3,"3":51}' style="overflow:hidden;padding:0px 3px 0px 3px;vertical-align:bottom;text-align:center;">51</td> <td data-sheets-numberformat='{"1":2,"2":"0","3":1}' data-sheets-value='{"1":3,"3":50}' style="overflow:hidden;padding:0px 3px 0px 3px;vertical-align:bottom;text-align:center;">50</td> <td data-sheets-numberformat='{"1":2,"2":"0","3":1}' data-sheets-value='{"1":3,"3":20}' style="border-right:1px solid #000000;overflow:hidden;padding:0px 3px 0px 3px;vertical-align:bottom;text-align:center;">20</td> </tr> <tr style="height:20px;"> <td style="border-left:1px solid #000000;overflow:hidden;padding:0px 3px 0px 3px;vertical-align:bottom;font-weight:bold;"></td> <td data-sheets-value='{"1":2,"2":"Triple-walled"}' style="overflow:hidden;padding:0px 3px 0px 3px;vertical-align:bottom;font-weight:bold;">Triple-walled</td> <td data-sheets-value='{"1":2,"2":"Clear (A/H/H)"}' style="border-right:1px solid #000000;overflow:hidden;padding:0px 3px 0px 3px;vertical-align:bottom;font-weight:bold;">Clear (A/H/H)</td> <td data-sheets-numberformat='{"1":2,"2":"0.00","3":1}' data-sheets-value='{"1":3,"3":1.7}' style="overflow:hidden;padding:0px 3px 0px 3px;vertical-align:bottom;text-align:center;">1.70</td> <td data-sheets-numberformat='{"1":2,"2":"0","3":1}' data-sheets-value='{"1":3,"3":71}' style="overflow:hidden;padding:0px 3px 0px 3px;vertical-align:bottom;text-align:center;">71</td> <td data-sheets-numberformat='{"1":2,"2":"0","3":1}' data-sheets-value='{"1":3,"3":63}' style="overflow:hidden;padding:0px 3px 0px 3px;vertical-align:bottom;text-align:center;">63</td> <td data-sheets-numberformat='{"1":2,"2":"0","3":1}' data-sheets-value='{"1":3,"3":22}' style="border-right:1px solid #000000;overflow:hidden;padding:0px 3px 0px 3px;vertical-align:bottom;text-align:center;">22</td> </tr> <tr style="height:20px;"> <td style="border-left:1px solid #000000;overflow:hidden;padding:0px 3px 0px 3px;vertical-align:bottom;font-weight:bold;"></td> <td data-sheets-value='{"1":2,"2":"Triple-walled"}' style="overflow:hidden;padding:0px 3px 0px 3px;vertical-align:bottom;font-weight:bold;">Triple-walled</td> <td data-sheets-value='{"1":2,"2":"Opal (A/O/O)"}' style="border-right:1px solid #000000;overflow:hidden;padding:0px 3px 0px 3px;vertical-align:bottom;font-weight:bold;">Opal (A/O/O)</td> <td data-sheets-numberformat='{"1":2,"2":"0.00","3":1}' data-sheets-value='{"1":3,"3":1.7}' style="overflow:hidden;padding:0px 3px 0px 3px;vertical-align:bottom;text-align:center;">1.70</td> <td data-sheets-numberformat='{"1":2,"2":"0","3":1}' data-sheets-value='{"1":3,"3":61}' style="overflow:hidden;padding:0px 3px 0px 3px;vertical-align:bottom;text-align:center;">61</td> <td data-sheets-numberformat='{"1":2,"2":"0","3":1}' data-sheets-value='{"1":3,"3":48}' style="overflow:hidden;padding:0px 3px 0px 3px;vertical-align:bottom;text-align:center;">48</td> <td data-sheets-numberformat='{"1":2,"2":"0","3":1}' data-sheets-value='{"1":3,"3":22}' style="border-right:1px solid #000000;overflow:hidden;padding:0px 3px 0px 3px;vertical-align:bottom;text-align:center;">22</td> </tr> <tr style="height:20px;"> <td style="border-left:1px solid #000000;overflow:hidden;padding:0px 3px 0px 3px;vertical-align:bottom;font-weight:bold;"></td> <td data-sheets-value='{"1":2,"2":"Four-walled"}' style="overflow:hidden;padding:0px 3px 0px 3px;vertical-align:bottom;font-weight:bold;">Four-walled</td> <td data-sheets-value='{"1":2,"2":"Clear (A/H/H/H)"}' style="border-right:1px solid #000000;overflow:hidden;padding:0px 3px 0px 3px;vertical-align:bottom;font-weight:bold;">Clear (A/H/H/H)</td> <td data-sheets-numberformat='{"1":2,"2":"0.00","3":1}' data-sheets-value='{"1":3,"3":1.28}' style="overflow:hidden;padding:0px 3px 0px 3px;vertical-align:bottom;text-align:center;">1.28</td> <td data-sheets-numberformat='{"1":2,"2":"0","3":1}' data-sheets-value='{"1":3,"3":64}' style="overflow:hidden;padding:0px 3px 0px 3px;vertical-align:bottom;text-align:center;">64</td> <td data-sheets-numberformat='{"1":2,"2":"0","3":1}' data-sheets-value='{"1":3,"3":52}' style="overflow:hidden;padding:0px 3px 0px 3px;vertical-align:bottom;text-align:center;">52</td> <td data-sheets-numberformat='{"1":2,"2":"0","3":1}' data-sheets-value='{"1":3,"3":23}' style="border-right:1px solid #000000;overflow:hidden;padding:0px 3px 0px 3px;vertical-align:bottom;text-align:center;">23</td> </tr> <tr style="height:20px;"> <td style="border-bottom:1px solid #000000;border-left:1px solid #000000;overflow:hidden;padding:0px 3px 0px 3px;vertical-align:bottom;"></td> <td data-sheets-value='{"1":2,"2":"Four-walled"}' style="border-bottom:1px solid #000000;overflow:hidden;padding:0px 3px 0px 3px;vertical-align:bottom;font-weight:bold;">Four-walled</td> <td data-sheets-value='{"1":2,"2":"Opal (A/H/O/H)"}' style="border-right:1px solid #000000;border-bottom:1px solid #000000;overflow:hidden;padding:0px 3px 0px 3px;vertical-align:bottom;font-weight:bold;">Opal (A/H/O/H)</td> <td data-sheets-numberformat='{"1":2,"2":"0.00","3":1}' data-sheets-value='{"1":3,"3":1.28}' style="border-bottom:1px solid #000000;overflow:hidden;padding:0px 3px 0px 3px;vertical-align:bottom;text-align:center;">1.28</td> <td data-sheets-numberformat='{"1":2,"2":"0","3":1}' data-sheets-value='{"1":3,"3":59}' style="border-bottom:1px solid #000000;overflow:hidden;padding:0px 3px 0px 3px;vertical-align:bottom;text-align:center;">59</td> <td data-sheets-numberformat='{"1":2,"2":"0","3":1}' data-sheets-value='{"1":3,"3":46}' style="border-bottom:1px solid #000000;overflow:hidden;padding:0px 3px 0px 3px;vertical-align:bottom;text-align:center;">46</td> <td data-sheets-numberformat='{"1":2,"2":"0","3":1}' data-sheets-value='{"1":3,"3":23}' style="border-right:1px solid #000000;border-bottom:1px solid #000000;overflow:hidden;padding:0px 3px 0px 3px;vertical-align:bottom;text-align:center;">23</td> </tr> <tr style="height:20px;"> <td data-sheets-value='{"1":2,"2":"Polycarbonate"}' style="border-left:1px solid #000000;overflow:hidden;padding:0px 3px 0px 3px;vertical-align:bottom;font-weight:bold;">Polycarbonate</td> <td data-sheets-value='{"1":2,"2":"Single-walled"}' style="overflow:hidden;padding:0px 3px 0px 3px;vertical-align:bottom;font-weight:bold;">Single-walled</td> <td data-sheets-value='{"1":2,"2":"Heatstop Opal (T)"}' style="border-right:1px solid #000000;overflow:hidden;padding:0px 3px 0px 3px;vertical-align:bottom;font-weight:bold;">Heatstop Opal (T)</td> <td data-sheets-numberformat='{"1":2,"2":"0.00","3":1}' data-sheets-value='{"1":3,"3":5.17}' style="overflow:hidden;padding:0px 3px 0px 3px;vertical-align:bottom;text-align:center;">5.17</td> <td data-sheets-numberformat='{"1":2,"2":"0","3":1}' data-sheets-value='{"1":3,"3":49}' style="overflow:hidden;padding:0px 3px 0px 3px;vertical-align:bottom;text-align:center;">49</td> <td data-sheets-numberformat='{"1":2,"2":"0","3":1}' data-sheets-value='{"1":3,"3":59}' style="overflow:hidden;padding:0px 3px 0px 3px;vertical-align:bottom;text-align:center;">59</td> <td data-sheets-numberformat='{"1":2,"2":"0","3":1}' data-sheets-value='{"1":2,"2":"-"}' style="border-right:1px solid #000000;overflow:hidden;padding:0px 3px 0px 3px;vertical-align:bottom;text-align:center;">-</td> </tr> <tr style="height:20px;"> <td data-sheets-value='{"1":2,"2":"Heatstop PC"}' style="border-left:1px solid #000000;overflow:hidden;padding:0px 3px 0px 3px;vertical-align:bottom;font-weight:bold;">Heatstop PC</td> <td data-sheets-value='{"1":2,"2":"Double-walled"}' style="overflow:hidden;padding:0px 3px 0px 3px;vertical-align:bottom;font-weight:bold;">Double-walled</td> <td data-sheets-value='{"1":2,"2":"Clear (T/H)"}' style="border-right:1px solid #000000;overflow:hidden;padding:0px 3px 0px 3px;vertical-align:bottom;font-weight:bold;">Clear (T/H)</td> <td data-sheets-numberformat='{"1":2,"2":"0.00","3":1}' data-sheets-value='{"1":3,"3":2.9}' style="overflow:hidden;padding:0px 3px 0px 3px;vertical-align:bottom;text-align:center;">2.90</td> <td data-sheets-numberformat='{"1":2,"2":"0","3":1}' data-sheets-value='{"1":3,"3":44}' style="overflow:hidden;padding:0px 3px 0px 3px;vertical-align:bottom;text-align:center;">44</td> <td data-sheets-numberformat='{"1":2,"2":"0","3":1}' data-sheets-value='{"1":3,"3":51}' style="overflow:hidden;padding:0px 3px 0px 3px;vertical-align:bottom;text-align:center;">51</td> <td data-sheets-numberformat='{"1":2,"2":"0","3":1}' data-sheets-value='{"1":3,"3":20}' style="border-right:1px solid #000000;overflow:hidden;padding:0px 3px 0px 3px;vertical-align:bottom;text-align:center;">20</td> </tr> <tr style="height:20px;"> <td style="border-left:1px solid #000000;overflow:hidden;padding:0px 3px 0px 3px;vertical-align:bottom;font-weight:bold;"></td> <td data-sheets-value='{"1":2,"2":"Double-walled"}' style="overflow:hidden;padding:0px 3px 0px 3px;vertical-align:bottom;font-weight:bold;">Double-walled</td> <td data-sheets-value='{"1":2,"2":"Opal (T/O)"}' style="border-right:1px solid #000000;overflow:hidden;padding:0px 3px 0px 3px;vertical-align:bottom;font-weight:bold;">Opal (T/O)</td> <td data-sheets-numberformat='{"1":2,"2":"0.00","3":1}' data-sheets-value='{"1":3,"3":2.9}' style="overflow:hidden;padding:0px 3px 0px 3px;vertical-align:bottom;text-align:center;">2.90</td> <td data-sheets-numberformat='{"1":2,"2":"0","3":1}' data-sheets-value='{"1":3,"3":41}' style="overflow:hidden;padding:0px 3px 0px 3px;vertical-align:bottom;text-align:center;">41</td> <td data-sheets-numberformat='{"1":2,"2":"0","3":1}' data-sheets-value='{"1":3,"3":45}' style="overflow:hidden;padding:0px 3px 0px 3px;vertical-align:bottom;text-align:center;">45</td> <td data-sheets-numberformat='{"1":2,"2":"0","3":1}' data-sheets-value='{"1":3,"3":20}' style="border-right:1px solid #000000;overflow:hidden;padding:0px 3px 0px 3px;vertical-align:bottom;text-align:center;">20</td> </tr> <tr style="height:20px;"> <td style="border-left:1px solid #000000;overflow:hidden;padding:0px 3px 0px 3px;vertical-align:bottom;font-weight:bold;"></td> <td data-sheets-value='{"1":2,"2":"Triple-walled"}' style="overflow:hidden; | skylux-160-ce-met-koepel-en-pvc-opstand-16-00-met-lm-motor-en-windvang-1000-x-2500-mm | 8586028548429 | 46872341774669
Smoke and heat exhaust (SHEV) | SHE system | Skylux | Skylux 160° CE with skylight and PVC curb 16/00 with double LM-actuator and spoiler 1000 x 2800 mm |  | 36546 | 5412970365464 | 8067.1 | Yes | 30-45 | 121.76 | 1000 x 2800 mm | 2800 | 1000 |  | PVC 16/00 (16 cm high & roof opening = daylight size) | Rectangular | 5.17 W/m²K - 1.28 W/m²K | 87% - 32% | 90% - 32% | 20dB - 23dB | 160° CE (for industry) | skylight | with spoiler | E | Double actuator | Maximum four-walled skylight possible for this product | Ut-value LT-value g-value Rw-value EN 1873 : 2014 EN ISO 13468 EN 16153 EN 410 EN 410 EN ISO 140-3 Material Walls Shells (W/m²K) (%) (%) (dB) Acrylic Single-walled Clear (H) 5.17 90 87 - PMMA Single-walled Opal (O) 5.17 83 76 - Double-walled Clear (H/H) 2.90 81 75 20 Double-walled Opal (O/O) 2.90 69 58 20 Triple-walled Clear (H/H/H) 1.70 73 65 22 Triple-walled Opal (O/H/O) 1.70 62 51 22 Four-walled Clear (H/H/H/H) 1.28 64 54 23 Four-walled Opal (H/H/O/H) 1.28 59 48 23 Polycarbonate Single-walled Clear (A) 5.17 88 83 - PC Single-walled Opal (D) 5.17 58 60 - Double-walled Clear (A/H) 2.90 79 72 20 Double-walled Clear (A/A) 2.90 77 69 20 Double-walled Opal (A/O) 2.90 73 63 20 Double-walled Opal (A/D) 2.90 51 50 20 Triple-walled Clear (A/H/H) 1.70 71 63 22 Triple-walled Opal (A/O/O) 1.70 61 48 22 Four-walled Clear (A/H/H/H) 1.28 64 52 23 Four-walled Opal (A/H/O/H) 1.28 59 46 23 Polycarbonate Single-walled Heatstop Opal (T) 5.17 49 59 - Heatstop PC Double-walled Clear (T/H) 2.90 44 51 20 Double-walled Opal (T/O) 2.90 41 45 20 Triple-walled Clear (T/H/H) 1.70 40 <td data-sheets-numberformat='{"1":2,"2":"0","3":1}' data-sheets-value='{"1":3,"3":44}' style="overflow:hidden;paddin | https://skylux.eu/en/products/skylux-160-ce-met-koepel-en-pvc-opstand-16-00-met-lm-motor-en-windvang-1000-x-2800-mm | https://skylux.eu/cdn/shop/files/Skylux-160deg-CE-met-koepel-en-pvc-opstand-1600-met-dubbele-LM-motor-en-windvang-1000-x-2800-mm-RWA-systeem.jpg?v=1702980191&width=1600 | https://skylux.eu/cdn/shop/files/e5a82811-1bb0-48e4-a776-cacb59c7c092_6ee976d9-8f7a-424c-bc68-df166bb0bddb.jpg?v=1688551073&width=1600 | //skylux.eu/cdn/shop/files/E_MH_Mounting_instructions_Skylux_160_CE_LM.pdf?v=12406716259046007223 | //skylux.eu/cdn/shop/files/E_TD_Technical_File_Skylux_Skylux_160_CE_Electric.pdf?v=3667116872303399239 | <style type="text/css" id="isPasted"> <!--td { border: 1px solid #cccccc; } br { mso-data-placement: same-cell; } --> </style> <table border="1" cellpadding="0" cellspacing="0" dir="ltr" style="table-layout:fixed;font-size:10pt;font-family:Arial;border-collapse:collapse;border:none;"><tbody> <tr style="height:20px;"> <td style="overflow:hidden;padding:0px 3px 0px 3px;vertical-align:bottom;"></td> <td style="overflow:hidden;padding:0px 3px 0px 3px;vertical-align:bottom;"></td> <td style="overflow:hidden;padding:0px 3px 0px 3px;vertical-align:bottom;"></td> <td data-sheets-value='{"1":2,"2":"Ut-value"}' style="overflow:hidden;padding:0px 3px 0px 3px;vertical-align:bottom;font-weight:bold;text-align:center;">Ut-value</td> <td data-sheets-value='{"1":2,"2":"LT-value"}' style="overflow:hidden;padding:0px 3px 0px 3px;vertical-align:bottom;font-weight:bold;text-align:center;">LT-value</td> <td data-sheets-value='{"1":2,"2":"g-value"}' style="overflow:hidden;padding:0px 3px 0px 3px;vertical-align:bottom;font-weight:bold;text-align:center;">g-value</td> <td data-sheets-value='{"1":2,"2":"Rw-value "}' style="overflow:hidden;padding:0px 3px 0px 3px;vertical-align:bottom;font-weight:bold;text-align:center;">Rw-value </td> </tr> <tr style="height:20px;"> <td style="overflow:hidden;padding:0px 3px 0px 3px;vertical-align:bottom;"></td> <td style="overflow:hidden;padding:0px 3px 0px 3px;vertical-align:bottom;"></td> <td style="overflow:hidden;padding:0px 3px 0px 3px;vertical-align:bottom;"></td> <td data-sheets-numberformat='{"1":2,"2":"0.00","3":1}' data-sheets-value='{"1":2,"2":"EN 1873 : 2014"}' style="overflow:hidden;padding:0px 3px 0px 3px;vertical-align:bottom;text-align:center;">EN 1873 : 2014</td> <td data-sheets-numberformat='{"1":2,"2":"0","3":1}' data-sheets-value='{"1":2,"2":"EN ISO 13468 EN 16153 EN 410"}' style="overflow:hidden;padding:0px 3px 0px 3px;vertical-align:bottom;text-align:center;">EN ISO 13468 EN 16153 EN 410</td> <td data-sheets-numberformat='{"1":2,"2":"0","3":1}' data-sheets-value='{"1":2,"2":"EN 410"}' style="overflow:hidden;padding:0px 3px 0px 3px;vertical-align:bottom;text-align:center;">EN 410</td> <td data-sheets-value='{"1":2,"2":"EN ISO 140-3\t\t"}' style="overflow:hidden;padding:0px 3px 0px 3px;vertical-align:bottom;text-align:center;">EN ISO 140-3 </td> </tr> <tr style="height:20px;"> <td data-sheets-value='{"1":2,"2":"Material"}' style="border-bottom:1px solid #000000;overflow:hidden;padding:0px 3px 0px 3px;vertical-align:bottom;background-color:#000000;font-weight:bold;color:#ffffff;">Material</td> <td data-sheets-value='{"1":2,"2":"Walls"}' style="border-bottom:1px solid #000000;overflow:hidden;padding:0px 3px 0px 3px;vertical-align:bottom;background-color:#000000;font-weight:bold;color:#ffffff;">Walls</td> <td data-sheets-value='{"1":2,"2":"Shells"}' style="border-bottom:1px solid #000000;overflow:hidden;padding:0px 3px 0px 3px;vertical-align:bottom;background-color:#000000;font-weight:bold;color:#ffffff;">Shells</td> <td data-sheets-numberformat='{"1":2,"2":"0.00","3":1}' data-sheets-value='{"1":2,"2":"(W/m²K)\t"}' style="border-bottom:1px solid #000000;overflow:hidden;padding:0px 3px 0px 3px;vertical-align:bottom;background-color:#000000;font-weight:bold;color:#ffffff;text-align:center;">(W/m²K) </td> <td data-sheets-numberformat='{"1":2,"2":"0","3":1}' data-sheets-value='{"1":2,"2":"(%)"}' style="border-bottom:1px solid #000000;overflow:hidden;padding:0px 3px 0px 3px;vertical-align:bottom;background-color:#000000;font-weight:bold;color:#ffffff;text-align:center;">(%)</td> <td data-sheets-numberformat='{"1":2,"2":"0","3":1}' data-sheets-value='{"1":2,"2":"(%)"}' style="border-bottom:1px solid #000000;overflow:hidden;padding:0px 3px 0px 3px;vertical-align:bottom;background-color:#000000;font-weight:bold;color:#ffffff;text-align:center;">(%)</td> <td data-sheets-value='{"1":2,"2":"(dB)"}' style="border-bottom:1px solid #000000;overflow:hidden;padding:0px 3px 0px 3px;vertical-align:bottom;background-color:#000000;font-weight:bold;color:#ffffff;text-align:center;">(dB)</td> </tr> <tr style="height:20px;"> <td data-sheets-value='{"1":2,"2":"Acrylic"}' style="border-left:1px solid #000000;overflow:hidden;padding:0px 3px 0px 3px;vertical-align:bottom;font-weight:bold;">Acrylic</td> <td data-sheets-value='{"1":2,"2":"Single-walled"}' style="overflow:hidden;padding:0px 3px 0px 3px;vertical-align:bottom;font-weight:bold;">Single-walled</td> <td data-sheets-value='{"1":2,"2":"Clear (H)"}' style="border-right:1px solid #000000;overflow:hidden;padding:0px 3px 0px 3px;vertical-align:bottom;font-weight:bold;">Clear (H)</td> <td data-sheets-numberformat='{"1":2,"2":"0.00","3":1}' data-sheets-value='{"1":3,"3":5.17}' style="overflow:hidden;padding:0px 3px 0px 3px;vertical-align:bottom;text-align:center;">5.17</td> <td data-sheets-numberformat='{"1":2,"2":"0","3":1}' data-sheets-value='{"1":3,"3":90}' style="overflow:hidden;padding:0px 3px 0px 3px;vertical-align:bottom;text-align:center;">90</td> <td data-sheets-numberformat='{"1":2,"2":"0","3":1}' data-sheets-value='{"1":3,"3":87}' style="overflow:hidden;padding:0px 3px 0px 3px;vertical-align:bottom;text-align:center;">87</td> <td data-sheets-numberformat='{"1":2,"2":"0","3":1}' data-sheets-value='{"1":2,"2":"-"}' style="border-right:1px solid #000000;overflow:hidden;padding:0px 3px 0px 3px;vertical-align:bottom;text-align:center;">-</td> </tr> <tr style="height:20px;"> <td data-sheets-value='{"1":2,"2":"PMMA"}' style="border-left:1px solid #000000;overflow:hidden;padding:0px 3px 0px 3px;vertical-align:bottom;font-weight:bold;">PMMA</td> <td data-sheets-value='{"1":2,"2":"Single-walled"}' style="overflow:hidden;padding:0px 3px 0px 3px;vertical-align:bottom;font-weight:bold;">Single-walled</td> <td data-sheets-value='{"1":2,"2":"Opal (O)"}' style="border-right:1px solid #000000;overflow:hidden;padding:0px 3px 0px 3px;vertical-align:bottom;font-weight:bold;">Opal (O)</td> <td data-sheets-numberformat='{"1":2,"2":"0.00","3":1}' data-sheets-value='{"1":3,"3":5.17}' style="overflow:hidden;padding:0px 3px 0px 3px;vertical-align:bottom;text-align:center;">5.17</td> <td data-sheets-numberformat='{"1":2,"2":"0","3":1}' data-sheets-value='{"1":3,"3":83}' style="overflow:hidden;padding:0px 3px 0px 3px;vertical-align:bottom;text-align:center;">83</td> <td data-sheets-numberformat='{"1":2,"2":"0","3":1}' data-sheets-value='{"1":3,"3":76}' style="overflow:hidden;padding:0px 3px 0px 3px;vertical-align:bottom;text-align:center;">76</td> <td data-sheets-numberformat='{"1":2,"2":"0","3":1}' data-sheets-value='{"1":2,"2":"-"}' style="border-right:1px solid #000000;overflow:hidden;padding:0px 3px 0px 3px;vertical-align:bottom;text-align:center;">-</td> </tr> <tr style="height:20px;"> <td style="border-left:1px solid #000000;overflow:hidden;padding:0px 3px 0px 3px;vertical-align:bottom;font-weight:bold;"></td> <td data-sheets-value='{"1":2,"2":"Double-walled"}' style="overflow:hidden;padding:0px 3px 0px 3px;vertical-align:bottom;font-weight:bold;">Double-walled</td> <td data-sheets-value='{"1":2,"2":"Clear (H/H)"}' style="border-right:1px solid #000000;overflow:hidden;padding:0px 3px 0px 3px;vertical-align:bottom;font-weight:bold;">Clear (H/H)</td> <td data-sheets-numberformat='{"1":2,"2":"0.00","3":1}' data-sheets-value='{"1":3,"3":2.9}' style="overflow:hidden;padding:0px 3px 0px 3px;vertical-align:bottom;text-align:center;">2.90</td> <td data-sheets-numberformat='{"1":2,"2":"0","3":1}' data-sheets-value='{"1":3,"3":81}' style="overflow:hidden;padding:0px 3px 0px 3px;vertical-align:bottom;text-align:center;">81</td> <td data-sheets-numberformat='{"1":2,"2":"0","3":1}' data-sheets-value='{"1":3,"3":75}' style="overflow:hidden;padding:0px 3px 0px 3px;vertical-align:bottom;text-align:center;">75</td> <td data-sheets-numberformat='{"1":2,"2":"0","3":1}' data-sheets-value='{"1":3,"3":20}' style="border-right:1px solid #000000;overflow:hidden;padding:0px 3px 0px 3px;vertical-align:bottom;text-align:center;">20</td> </tr> <tr style="height:20px;"> <td style="border-left:1px solid #000000;overflow:hidden;padding:0px 3px 0px 3px;vertical-align:bottom;font-weight:bold;"></td> <td data-sheets-value='{"1":2,"2":"Double-walled"}' style="overflow:hidden;padding:0px 3px 0px 3px;vertical-align:bottom;font-weight:bold;">Double-walled</td> <td data-sheets-value='{"1":2,"2":"Opal (O/O)"}' style="border-right:1px solid #000000;overflow:hidden;padding:0px 3px 0px 3px;vertical-align:bottom;font-weight:bold;">Opal (O/O)</td> <td data-sheets-numberformat='{"1":2,"2":"0.00","3":1}' data-sheets-value='{"1":3,"3":2.9}' style="overflow:hidden;padding:0px 3px 0px 3px;vertical-align:bottom;text-align:center;">2.90</td> <td data-sheets-numberformat='{"1":2,"2":"0","3":1}' data-sheets-value='{"1":3,"3":69}' style="overflow:hidden;padding:0px 3px 0px 3px;vertical-align:bottom;text-align:center;">69</td> <td data-sheets-numberformat='{"1":2,"2":"0","3":1}' data-sheets-value='{"1":3,"3":58}' style="overflow:hidden;padding:0px 3px 0px 3px;vertical-align:bottom;text-align:center;">58</td> <td data-sheets-numberformat='{"1":2,"2":"0","3":1}' data-sheets-value='{"1":3,"3":20}' style="border-right:1px solid #000000;overflow:hidden;padding:0px 3px 0px 3px;vertical-align:bottom;text-align:center;">20</td> </tr> <tr style="height:20px;"> <td style="border-left:1px solid #000000;overflow:hidden;padding:0px 3px 0px 3px;vertical-align:bottom;font-weight:bold;"></td> <td data-sheets-value='{"1":2,"2":"Triple-walled"}' style="overflow:hidden;padding:0px 3px 0px 3px;vertical-align:bottom;font-weight:bold;">Triple-walled</td> <td data-sheets-value='{"1":2,"2":"Clear (H/H/H)"}' style="border-right:1px solid #000000;overflow:hidden;padding:0px 3px 0px 3px;vertical-align:bottom;font-weight:bold;">Clear (H/H/H)</td> <td data-sheets-numberformat='{"1":2,"2":"0.00","3":1}' data-sheets-value='{"1":3,"3":1.7}' style="overflow:hidden;padding:0px 3px 0px 3px;vertical-align:bottom;text-align:center;">1.70</td> <td data-sheets-numberformat='{"1":2,"2":"0","3":1}' data-sheets-value='{"1":3,"3":73}' style="overflow:hidden;padding:0px 3px 0px 3px;vertical-align:bottom;text-align:center;">73</td> <td data-sheets-numberformat='{"1":2,"2":"0","3":1}' data-sheets-value='{"1":3,"3":65}' style="overflow:hidden;padding:0px 3px 0px 3px;vertical-align:bottom;text-align:center;">65</td> <td data-sheets-numberformat='{"1":2,"2":"0","3":1}' data-sheets-value='{"1":3,"3":22}' style="border-right:1px solid #000000;overflow:hidden;padding:0px 3px 0px 3px;vertical-align:bottom;text-align:center;">22</td> </tr> <tr style="height:20px;"> <td style="border-left:1px solid #000000;overflow:hidden;padding:0px 3px 0px 3px;vertical-align:bottom;font-weight:bold;"></td> <td data-sheets-value='{"1":2,"2":"Triple-walled"}' style="overflow:hidden;padding:0px 3px 0px 3px;vertical-align:bottom;font-weight:bold;">Triple-walled</td> <td data-sheets-value='{"1":2,"2":"Opal (O/H/O)"}' style="border-right:1px solid #000000;overflow:hidden;padding:0px 3px 0px 3px;vertical-align:bottom;font-weight:bold;">Opal (O/H/O)</td> <td data-sheets-numberformat='{"1":2,"2":"0.00","3":1}' data-sheets-value='{"1":3,"3":1.7}' style="overflow:hidden;padding:0px 3px 0px 3px;vertical-align:bottom;text-align:center;">1.70</td> <td data-sheets-numberformat='{"1":2,"2":"0","3":1}' data-sheets-value='{"1":3,"3":62}' style="overflow:hidden;padding:0px 3px 0px 3px;vertical-align:bottom;text-align:center;">62</td> <td data-sheets-numberformat='{"1":2,"2":"0","3":1}' data-sheets-value='{"1":3,"3":51}' style="overflow:hidden;padding:0px 3px 0px 3px;vertical-align:bottom;text-align:center;">51</td> <td data-sheets-numberformat='{"1":2,"2":"0","3":1}' data-sheets-value='{"1":3,"3":22}' style="border-right:1px solid #000000;overflow:hidden;padding:0px 3px 0px 3px;vertical-align:bottom;text-align:center;">22</td> </tr> <tr style="height:20px;"> <td style="border-left:1px solid #000000;overflow:hidden;padding:0px 3px 0px 3px;vertical-align:bottom;font-weight:bold;"></td> <td data-sheets-value='{"1":2,"2":"Four-walled"}' style="overflow:hidden;padding:0px 3px 0px 3px;vertical-align:bottom;font-weight:bold;">Four-walled</td> <td data-sheets-value='{"1":2,"2":"Clear (H/H/H/H)"}' style="border-right:1px solid #000000;overflow:hidden;padding:0px 3px 0px 3px;vertical-align:bottom;font-weight:bold;">Clear (H/H/H/H)</td> <td data-sheets-numberformat='{"1":2,"2":"0.00","3":1}' data-sheets-value='{"1":3,"3":1.28}' style="overflow:hidden;padding:0px 3px 0px 3px;vertical-align:bottom;text-align:center;">1.28</td> <td data-sheets-numberformat='{"1":2,"2":"0","3":1}' data-sheets-value='{"1":3,"3":64}' style="overflow:hidden;padding:0px 3px 0px 3px;vertical-align:bottom;text-align:center;">64</td> <td data-sheets-numberformat='{"1":2,"2":"0","3":1}' data-sheets-value='{"1":3,"3":54}' style="overflow:hidden;padding:0px 3px 0px 3px;vertical-align:bottom;text-align:center;">54</td> <td data-sheets-numberformat='{"1":2,"2":"0","3":1}' data-sheets-value='{"1":3,"3":23}' style="border-right:1px solid #000000;overflow:hidden;padding:0px 3px 0px 3px;vertical-align:bottom;text-align:center;">23</td> </tr> <tr style="height:20px;"> <td style="border-bottom:1px solid #000000;border-left:1px solid #000000;overflow:hidden;padding:0px 3px 0px 3px;vertical-align:bottom;"></td> <td data-sheets-value='{"1":2,"2":"Four-walled"}' style="border-bottom:1px solid #000000;overflow:hidden;padding:0px 3px 0px 3px;vertical-align:bottom;font-weight:bold;">Four-walled</td> <td data-sheets-value='{"1":2,"2":"Opal (H/H/O/H)"}' style="border-right:1px solid #000000;border-bottom:1px solid #000000;overflow:hidden;padding:0px 3px 0px 3px;vertical-align:bottom;font-weight:bold;">Opal (H/H/O/H)</td> <td data-sheets-numberformat='{"1":2,"2":"0.00","3":1}' data-sheets-value='{"1":3,"3":1.28}' style="border-bottom:1px solid #000000;overflow:hidden;padding:0px 3px 0px 3px;vertical-align:bottom;text-align:center;">1.28</td> <td data-sheets-numberformat='{"1":2,"2":"0","3":1}' data-sheets-value='{"1":3,"3":59}' style="border-bottom:1px solid #000000;overflow:hidden;padding:0px 3px 0px 3px;vertical-align:bottom;text-align:center;">59</td> <td data-sheets-numberformat='{"1":2,"2":"0","3":1}' data-sheets-value='{"1":3,"3":48}' style="border-bottom:1px solid #000000;overflow:hidden;padding:0px 3px 0px 3px;vertical-align:bottom;text-align:center;">48</td> <td data-sheets-numberformat='{"1":2,"2":"0","3":1}' data-sheets-value='{"1":3,"3":23}' style="border-right:1px solid #000000;border-bottom:1px solid #000000;overflow:hidden;padding:0px 3px 0px 3px;vertical-align:bottom;text-align:center;">23</td> </tr> <tr style="height:20px;"> <td data-sheets-value='{"1":2,"2":"Polycarbonate "}' style="border-left:1px solid #000000;overflow:hidden;padding:0px 3px 0px 3px;vertical-align:bottom;font-weight:bold;">Polycarbonate </td> <td data-sheets-value='{"1":2,"2":"Single-walled"}' style="overflow:hidden;padding:0px 3px 0px 3px;vertical-align:bottom;font-weight:bold;">Single-walled</td> <td data-sheets-value='{"1":2,"2":"Clear (A)"}' style="border-right:1px solid #000000;overflow:hidden;padding:0px 3px 0px 3px;vertical-align:bottom;font-weight:bold;">Clear (A)</td> <td data-sheets-numberformat='{"1":2,"2":"0.00","3":1}' data-sheets-value='{"1":3,"3":5.17}' style="overflow:hidden;padding:0px 3px 0px 3px;vertical-align:bottom;text-align:center;">5.17</td> <td data-sheets-numberformat='{"1":2,"2":"0","3":1}' data-sheets-value='{"1":3,"3":88}' style="overflow:hidden;padding:0px 3px 0px 3px;vertical-align:bottom;text-align:center;">88</td> <td data-sheets-numberformat='{"1":2,"2":"0","3":1}' data-sheets-value='{"1":3,"3":83}' style="overflow:hidden;padding:0px 3px 0px 3px;vertical-align:bottom;text-align:center;">83</td> <td data-sheets-numberformat='{"1":2,"2":"0","3":1}' data-sheets-value='{"1":2,"2":"-"}' style="border-right:1px solid #000000;overflow:hidden;padding:0px 3px 0px 3px;vertical-align:bottom;text-align:center;">-</td> </tr> <tr style="height:20px;"> <td data-sheets-value='{"1":2,"2":"PC"}' style="border-left:1px solid #000000;overflow:hidden;padding:0px 3px 0px 3px;vertical-align:bottom;font-weight:bold;">PC</td> <td data-sheets-value='{"1":2,"2":"Single-walled"}' style="overflow:hidden;padding:0px 3px 0px 3px;vertical-align:bottom;font-weight:bold;">Single-walled</td> <td data-sheets-value='{"1":2,"2":"Opal (D)"}' style="border-right:1px solid #000000;overflow:hidden;padding:0px 3px 0px 3px;vertical-align:bottom;font-weight:bold;">Opal (D)</td> <td data-sheets-numberformat='{"1":2,"2":"0.00","3":1}' data-sheets-value='{"1":3,"3":5.17}' style="overflow:hidden;padding:0px 3px 0px 3px;vertical-align:bottom;text-align:center;">5.17</td> <td data-sheets-numberformat='{"1":2,"2":"0","3":1}' data-sheets-value='{"1":3,"3":58}' style="overflow:hidden;padding:0px 3px 0px 3px;vertical-align:bottom;text-align:center;">58</td> <td data-sheets-numberformat='{"1":2,"2":"0","3":1}' data-sheets-value='{"1":3,"3":60}' style="overflow:hidden;padding:0px 3px 0px 3px;vertical-align:bottom;text-align:center;">60</td> <td data-sheets-numberformat='{"1":2,"2":"0","3":1}' data-sheets-value='{"1":2,"2":"-"}' style="border-right:1px solid #000000;overflow:hidden;padding:0px 3px 0px 3px;vertical-align:bottom;text-align:center;">-</td> </tr> <tr style="height:20px;"> <td style="border-left:1px solid #000000;overflow:hidden;padding:0px 3px 0px 3px;vertical-align:bottom;font-weight:bold;"></td> <td data-sheets-value='{"1":2,"2":"Double-walled"}' style="overflow:hidden;padding:0px 3px 0px 3px;vertical-align:bottom;font-weight:bold;">Double-walled</td> <td data-sheets-value='{"1":2,"2":"Clear (A/H)"}' style="border-right:1px solid #000000;overflow:hidden;padding:0px 3px 0px 3px;vertical-align:bottom;font-weight:bold;">Clear (A/H)</td> <td data-sheets-numberformat='{"1":2,"2":"0.00","3":1}' data-sheets-value='{"1":3,"3":2.9}' style="overflow:hidden;padding:0px 3px 0px 3px;vertical-align:bottom;text-align:center;">2.90</td> <td data-sheets-numberformat='{"1":2,"2":"0","3":1}' data-sheets-value='{"1":3,"3":79}' style="overflow:hidden;padding:0px 3px 0px 3px;vertical-align:bottom;text-align:center;">79</td> <td data-sheets-numberformat='{"1":2,"2":"0","3":1}' data-sheets-value='{"1":3,"3":72}' style="overflow:hidden;padding:0px 3px 0px 3px;vertical-align:bottom;text-align:center;">72</td> <td data-sheets-numberformat='{"1":2,"2":"0","3":1}' data-sheets-value='{"1":3,"3":20}' style="border-right:1px solid #000000;overflow:hidden;padding:0px 3px 0px 3px;vertical-align:bottom;text-align:center;">20</td> </tr> <tr style="height:20px;"> <td style="border-left:1px solid #000000;overflow:hidden;padding:0px 3px 0px 3px;vertical-align:bottom;font-weight:bold;"></td> <td data-sheets-value='{"1":2,"2":"Double-walled"}' style="overflow:hidden;padding:0px 3px 0px 3px;vertical-align:bottom;font-weight:bold;">Double-walled</td> <td data-sheets-value='{"1":2,"2":"Clear (A/A)"}' style="border-right:1px solid #000000;overflow:hidden;padding:0px 3px 0px 3px;vertical-align:bottom;font-weight:bold;">Clear (A/A)</td> <td data-sheets-numberformat='{"1":2,"2":"0.00","3":1}' data-sheets-value='{"1":3,"3":2.9}' style="overflow:hidden;padding:0px 3px 0px 3px;vertical-align:bottom;text-align:center;">2.90</td> <td data-sheets-numberformat='{"1":2,"2":"0","3":1}' data-sheets-value='{"1":3,"3":77}' style="overflow:hidden;padding:0px 3px 0px 3px;vertical-align:bottom;text-align:center;">77</td> <td data-sheets-numberformat='{"1":2,"2":"0","3":1}' data-sheets-value='{"1":3,"3":69}' style="overflow:hidden;padding:0px 3px 0px 3px;vertical-align:bottom;text-align:center;">69</td> <td data-sheets-numberformat='{"1":2,"2":"0","3":1}' data-sheets-value='{"1":3,"3":20}' style="border-right:1px solid #000000;overflow:hidden;padding:0px 3px 0px 3px;vertical-align:bottom;text-align:center;">20</td> </tr> <tr style="height:20px;"> <td style="border-left:1px solid #000000;overflow:hidden;padding:0px 3px 0px 3px;vertical-align:bottom;font-weight:bold;"></td> <td data-sheets-value='{"1":2,"2":"Double-walled"}' style="overflow:hidden;padding:0px 3px 0px 3px;vertical-align:bottom;font-weight:bold;">Double-walled</td> <td data-sheets-value='{"1":2,"2":"Opal (A/O)"}' style="border-right:1px solid #000000;overflow:hidden;padding:0px 3px 0px 3px;vertical-align:bottom;font-weight:bold;">Opal (A/O)</td> <td data-sheets-numberformat='{"1":2,"2":"0.00","3":1}' data-sheets-value='{"1":3,"3":2.9}' style="overflow:hidden;padding:0px 3px 0px 3px;vertical-align:bottom;text-align:center;">2.90</td> <td data-sheets-numberformat='{"1":2,"2":"0","3":1}' data-sheets-value='{"1":3,"3":73}' style="overflow:hidden;padding:0px 3px 0px 3px;vertical-align:bottom;text-align:center;">73</td> <td data-sheets-numberformat='{"1":2,"2":"0","3":1}' data-sheets-value='{"1":3,"3":63}' style="overflow:hidden;padding:0px 3px 0px 3px;vertical-align:bottom;text-align:center;">63</td> <td data-sheets-numberformat='{"1":2,"2":"0","3":1}' data-sheets-value='{"1":3,"3":20}' style="border-right:1px solid #000000;overflow:hidden;padding:0px 3px 0px 3px;vertical-align:bottom;text-align:center;">20</td> </tr> <tr style="height:20px;"> <td style="border-left:1px solid #000000;overflow:hidden;padding:0px 3px 0px 3px;vertical-align:bottom;font-weight:bold;"></td> <td data-sheets-value='{"1":2,"2":"Double-walled"}' style="overflow:hidden;padding:0px 3px 0px 3px;vertical-align:bottom;font-weight:bold;">Double-walled</td> <td data-sheets-value='{"1":2,"2":"Opal (A/D)"}' style="border-right:1px solid #000000;overflow:hidden;padding:0px 3px 0px 3px;vertical-align:bottom;font-weight:bold;">Opal (A/D)</td> <td data-sheets-numberformat='{"1":2,"2":"0.00","3":1}' data-sheets-value='{"1":3,"3":2.9}' style="overflow:hidden;padding:0px 3px 0px 3px;vertical-align:bottom;text-align:center;">2.90</td> <td data-sheets-numberformat='{"1":2,"2":"0","3":1}' data-sheets-value='{"1":3,"3":51}' style="overflow:hidden;padding:0px 3px 0px 3px;vertical-align:bottom;text-align:center;">51</td> <td data-sheets-numberformat='{"1":2,"2":"0","3":1}' data-sheets-value='{"1":3,"3":50}' style="overflow:hidden;padding:0px 3px 0px 3px;vertical-align:bottom;text-align:center;">50</td> <td data-sheets-numberformat='{"1":2,"2":"0","3":1}' data-sheets-value='{"1":3,"3":20}' style="border-right:1px solid #000000;overflow:hidden;padding:0px 3px 0px 3px;vertical-align:bottom;text-align:center;">20</td> </tr> <tr style="height:20px;"> <td style="border-left:1px solid #000000;overflow:hidden;padding:0px 3px 0px 3px;vertical-align:bottom;font-weight:bold;"></td> <td data-sheets-value='{"1":2,"2":"Triple-walled"}' style="overflow:hidden;padding:0px 3px 0px 3px;vertical-align:bottom;font-weight:bold;">Triple-walled</td> <td data-sheets-value='{"1":2,"2":"Clear (A/H/H)"}' style="border-right:1px solid #000000;overflow:hidden;padding:0px 3px 0px 3px;vertical-align:bottom;font-weight:bold;">Clear (A/H/H)</td> <td data-sheets-numberformat='{"1":2,"2":"0.00","3":1}' data-sheets-value='{"1":3,"3":1.7}' style="overflow:hidden;padding:0px 3px 0px 3px;vertical-align:bottom;text-align:center;">1.70</td> <td data-sheets-numberformat='{"1":2,"2":"0","3":1}' data-sheets-value='{"1":3,"3":71}' style="overflow:hidden;padding:0px 3px 0px 3px;vertical-align:bottom;text-align:center;">71</td> <td data-sheets-numberformat='{"1":2,"2":"0","3":1}' data-sheets-value='{"1":3,"3":63}' style="overflow:hidden;padding:0px 3px 0px 3px;vertical-align:bottom;text-align:center;">63</td> <td data-sheets-numberformat='{"1":2,"2":"0","3":1}' data-sheets-value='{"1":3,"3":22}' style="border-right:1px solid #000000;overflow:hidden;padding:0px 3px 0px 3px;vertical-align:bottom;text-align:center;">22</td> </tr> <tr style="height:20px;"> <td style="border-left:1px solid #000000;overflow:hidden;padding:0px 3px 0px 3px;vertical-align:bottom;font-weight:bold;"></td> <td data-sheets-value='{"1":2,"2":"Triple-walled"}' style="overflow:hidden;padding:0px 3px 0px 3px;vertical-align:bottom;font-weight:bold;">Triple-walled</td> <td data-sheets-value='{"1":2,"2":"Opal (A/O/O)"}' style="border-right:1px solid #000000;overflow:hidden;padding:0px 3px 0px 3px;vertical-align:bottom;font-weight:bold;">Opal (A/O/O)</td> <td data-sheets-numberformat='{"1":2,"2":"0.00","3":1}' data-sheets-value='{"1":3,"3":1.7}' style="overflow:hidden;padding:0px 3px 0px 3px;vertical-align:bottom;text-align:center;">1.70</td> <td data-sheets-numberformat='{"1":2,"2":"0","3":1}' data-sheets-value='{"1":3,"3":61}' style="overflow:hidden;padding:0px 3px 0px 3px;vertical-align:bottom;text-align:center;">61</td> <td data-sheets-numberformat='{"1":2,"2":"0","3":1}' data-sheets-value='{"1":3,"3":48}' style="overflow:hidden;padding:0px 3px 0px 3px;vertical-align:bottom;text-align:center;">48</td> <td data-sheets-numberformat='{"1":2,"2":"0","3":1}' data-sheets-value='{"1":3,"3":22}' style="border-right:1px solid #000000;overflow:hidden;padding:0px 3px 0px 3px;vertical-align:bottom;text-align:center;">22</td> </tr> <tr style="height:20px;"> <td style="border-left:1px solid #000000;overflow:hidden;padding:0px 3px 0px 3px;vertical-align:bottom;font-weight:bold;"></td> <td data-sheets-value='{"1":2,"2":"Four-walled"}' style="overflow:hidden;padding:0px 3px 0px 3px;vertical-align:bottom;font-weight:bold;">Four-walled</td> <td data-sheets-value='{"1":2,"2":"Clear (A/H/H/H)"}' style="border-right:1px solid #000000;overflow:hidden;padding:0px 3px 0px 3px;vertical-align:bottom;font-weight:bold;">Clear (A/H/H/H)</td> <td data-sheets-numberformat='{"1":2,"2":"0.00","3":1}' data-sheets-value='{"1":3,"3":1.28}' style="overflow:hidden;padding:0px 3px 0px 3px;vertical-align:bottom;text-align:center;">1.28</td> <td data-sheets-numberformat='{"1":2,"2":"0","3":1}' data-sheets-value='{"1":3,"3":64}' style="overflow:hidden;padding:0px 3px 0px 3px;vertical-align:bottom;text-align:center;">64</td> <td data-sheets-numberformat='{"1":2,"2":"0","3":1}' data-sheets-value='{"1":3,"3":52}' style="overflow:hidden;padding:0px 3px 0px 3px;vertical-align:bottom;text-align:center;">52</td> <td data-sheets-numberformat='{"1":2,"2":"0","3":1}' data-sheets-value='{"1":3,"3":23}' style="border-right:1px solid #000000;overflow:hidden;padding:0px 3px 0px 3px;vertical-align:bottom;text-align:center;">23</td> </tr> <tr style="height:20px;"> <td style="border-bottom:1px solid #000000;border-left:1px solid #000000;overflow:hidden;padding:0px 3px 0px 3px;vertical-align:bottom;"></td> <td data-sheets-value='{"1":2,"2":"Four-walled"}' style="border-bottom:1px solid #000000;overflow:hidden;padding:0px 3px 0px 3px;vertical-align:bottom;font-weight:bold;">Four-walled</td> <td data-sheets-value='{"1":2,"2":"Opal (A/H/O/H)"}' style="border-right:1px solid #000000;border-bottom:1px solid #000000;overflow:hidden;padding:0px 3px 0px 3px;vertical-align:bottom;font-weight:bold;">Opal (A/H/O/H)</td> <td data-sheets-numberformat='{"1":2,"2":"0.00","3":1}' data-sheets-value='{"1":3,"3":1.28}' style="border-bottom:1px solid #000000;overflow:hidden;padding:0px 3px 0px 3px;vertical-align:bottom;text-align:center;">1.28</td> <td data-sheets-numberformat='{"1":2,"2":"0","3":1}' data-sheets-value='{"1":3,"3":59}' style="border-bottom:1px solid #000000;overflow:hidden;padding:0px 3px 0px 3px;vertical-align:bottom;text-align:center;">59</td> <td data-sheets-numberformat='{"1":2,"2":"0","3":1}' data-sheets-value='{"1":3,"3":46}' style="border-bottom:1px solid #000000;overflow:hidden;padding:0px 3px 0px 3px;vertical-align:bottom;text-align:center;">46</td> <td data-sheets-numberformat='{"1":2,"2":"0","3":1}' data-sheets-value='{"1":3,"3":23}' style="border-right:1px solid #000000;border-bottom:1px solid #000000;overflow:hidden;padding:0px 3px 0px 3px;vertical-align:bottom;text-align:center;">23</td> </tr> <tr style="height:20px;"> <td data-sheets-value='{"1":2,"2":"Polycarbonate"}' style="border-left:1px solid #000000;overflow:hidden;padding:0px 3px 0px 3px;vertical-align:bottom;font-weight:bold;">Polycarbonate</td> <td data-sheets-value='{"1":2,"2":"Single-walled"}' style="overflow:hidden;padding:0px 3px 0px 3px;vertical-align:bottom;font-weight:bold;">Single-walled</td> <td data-sheets-value='{"1":2,"2":"Heatstop Opal (T)"}' style="border-right:1px solid #000000;overflow:hidden;padding:0px 3px 0px 3px;vertical-align:bottom;font-weight:bold;">Heatstop Opal (T)</td> <td data-sheets-numberformat='{"1":2,"2":"0.00","3":1}' data-sheets-value='{"1":3,"3":5.17}' style="overflow:hidden;padding:0px 3px 0px 3px;vertical-align:bottom;text-align:center;">5.17</td> <td data-sheets-numberformat='{"1":2,"2":"0","3":1}' data-sheets-value='{"1":3,"3":49}' style="overflow:hidden;padding:0px 3px 0px 3px;vertical-align:bottom;text-align:center;">49</td> <td data-sheets-numberformat='{"1":2,"2":"0","3":1}' data-sheets-value='{"1":3,"3":59}' style="overflow:hidden;padding:0px 3px 0px 3px;vertical-align:bottom;text-align:center;">59</td> <td data-sheets-numberformat='{"1":2,"2":"0","3":1}' data-sheets-value='{"1":2,"2":"-"}' style="border-right:1px solid #000000;overflow:hidden;padding:0px 3px 0px 3px;vertical-align:bottom;text-align:center;">-</td> </tr> <tr style="height:20px;"> <td data-sheets-value='{"1":2,"2":"Heatstop PC"}' style="border-left:1px solid #000000;overflow:hidden;padding:0px 3px 0px 3px;vertical-align:bottom;font-weight:bold;">Heatstop PC</td> <td data-sheets-value='{"1":2,"2":"Double-walled"}' style="overflow:hidden;padding:0px 3px 0px 3px;vertical-align:bottom;font-weight:bold;">Double-walled</td> <td data-sheets-value='{"1":2,"2":"Clear (T/H)"}' style="border-right:1px solid #000000;overflow:hidden;padding:0px 3px 0px 3px;vertical-align:bottom;font-weight:bold;">Clear (T/H)</td> <td data-sheets-numberformat='{"1":2,"2":"0.00","3":1}' data-sheets-value='{"1":3,"3":2.9}' style="overflow:hidden;padding:0px 3px 0px 3px;vertical-align:bottom;text-align:center;">2.90</td> <td data-sheets-numberformat='{"1":2,"2":"0","3":1}' data-sheets-value='{"1":3,"3":44}' style="overflow:hidden;padding:0px 3px 0px 3px;vertical-align:bottom;text-align:center;">44</td> <td data-sheets-numberformat='{"1":2,"2":"0","3":1}' data-sheets-value='{"1":3,"3":51}' style="overflow:hidden;padding:0px 3px 0px 3px;vertical-align:bottom;text-align:center;">51</td> <td data-sheets-numberformat='{"1":2,"2":"0","3":1}' data-sheets-value='{"1":3,"3":20}' style="border-right:1px solid #000000;overflow:hidden;padding:0px 3px 0px 3px;vertical-align:bottom;text-align:center;">20</td> </tr> <tr style="height:20px;"> <td style="border-left:1px solid #000000;overflow:hidden;padding:0px 3px 0px 3px;vertical-align:bottom;font-weight:bold;"></td> <td data-sheets-value='{"1":2,"2":"Double-walled"}' style="overflow:hidden;padding:0px 3px 0px 3px;vertical-align:bottom;font-weight:bold;">Double-walled</td> <td data-sheets-value='{"1":2,"2":"Opal (T/O)"}' style="border-right:1px solid #000000;overflow:hidden;padding:0px 3px 0px 3px;vertical-align:bottom;font-weight:bold;">Opal (T/O)</td> <td data-sheets-numberformat='{"1":2,"2":"0.00","3":1}' data-sheets-value='{"1":3,"3":2.9}' style="overflow:hidden;padding:0px 3px 0px 3px;vertical-align:bottom;text-align:center;">2.90</td> <td data-sheets-numberformat='{"1":2,"2":"0","3":1}' data-sheets-value='{"1":3,"3":41}' style="overflow:hidden;padding:0px 3px 0px 3px;vertical-align:bottom;text-align:center;">41</td> <td data-sheets-numberformat='{"1":2,"2":"0","3":1}' data-sheets-value='{"1":3,"3":45}' style="overflow:hidden;padding:0px 3px 0px 3px;vertical-align:bottom;text-align:center;">45</td> <td data-sheets-numberformat='{"1":2,"2":"0","3":1}' data-sheets-value='{"1":3,"3":20}' style="border-right:1px solid #000000;overflow:hidden;padding:0px 3px 0px 3px;vertical-align:bottom;text-align:center;">20</td> </tr> <tr style="height:20px;"> <td style="border-left:1px solid #000000;overflow:hidden;padding:0px 3px 0px 3px;vertical-align:bottom;font-weight:bold;"></td> <td data-sheets-value='{"1":2,"2":"Triple-walled"}' style="overflow:hidden; | skylux-160-ce-met-koepel-en-pvc-opstand-16-00-met-lm-motor-en-windvang-1000-x-2800-mm | 8586028613965 | 46872342266189
Smoke and heat exhaust (SHEV) | SHE system | Skylux | Skylux 160° CE with skylight and PVC curb 16/00 with double LM-actuator and spoiler 1200 x 2400 mm |  | 50384 | 5412970503842 | 8019.9 | Yes | 30-45 | 131.24 | 1200 x 2400 mm | 2400 | 1200 |  | PVC 16/00 (16 cm high & roof opening = daylight size) | Rectangular | 5.17 W/m²K - 1.28 W/m²K | 87% - 32% | 90% - 32% | 20dB - 23dB | 160° CE (for industry) | skylight | with spoiler | E | Double actuator | Maximum four-walled skylight possible for this product | Ut-value LT-value g-value Rw-value EN 1873 : 2014 EN ISO 13468 EN 16153 EN 410 EN 410 EN ISO 140-3 Material Walls Shells (W/m²K) (%) (%) (dB) Acrylic Single-walled Clear (H) 5.17 90 87 - PMMA Single-walled Opal (O) 5.17 83 76 - Double-walled Clear (H/H) 2.90 81 75 20 Double-walled Opal (O/O) 2.90 69 58 20 Triple-walled Clear (H/H/H) 1.70 73 65 22 Triple-walled Opal (O/H/O) 1.70 62 51 22 Four-walled Clear (H/H/H/H) 1.28 64 54 23 Four-walled Opal (H/H/O/H) 1.28 59 48 23 Polycarbonate Single-walled Clear (A) 5.17 88 83 - PC Single-walled Opal (D) 5.17 58 60 - Double-walled Clear (A/H) 2.90 79 72 20 Double-walled Clear (A/A) 2.90 77 69 20 Double-walled Opal (A/O) 2.90 73 63 20 Double-walled Opal (A/D) 2.90 51 50 20 Triple-walled Clear (A/H/H) 1.70 71 63 22 Triple-walled Opal (A/O/O) 1.70 61 48 22 Four-walled Clear (A/H/H/H) 1.28 64 52 23 Four-walled Opal (A/H/O/H) 1.28 59 46 23 Polycarbonate Single-walled Heatstop Opal (T) 5.17 49 59 - Heatstop PC Double-walled Clear (T/H) 2.90 44 51 20 Double-walled Opal (T/O) 2.90 41 45 20 Triple-walled Clear (T/H/H) 1.70 40 <td data-sheets-numberformat='{"1":2,"2":"0","3":1}' data-sheets-value='{"1":3,"3":44}' style="overflow:hidden;paddin | https://skylux.eu/en/products/skylux-160-ce-met-koepel-en-pvc-opstand-16-00-met-lm-motor-en-windvang-1200-x-2400-mm | https://skylux.eu/cdn/shop/files/Skylux-160deg-CE-met-koepel-en-pvc-opstand-1600-met-dubbele-LM-motor-en-windvang-1200-x-2400-mm-RWA-systeem.jpg?v=1702980260&width=1600 | https://skylux.eu/cdn/shop/files/e5a82811-1bb0-48e4-a776-cacb59c7c092_f39539f2-d3fb-4461-bc20-c47f41fc4e93.jpg?v=1688551087&width=1600 | //skylux.eu/cdn/shop/files/E_MH_Mounting_instructions_Skylux_160_CE_LM.pdf?v=12406716259046007223 | //skylux.eu/cdn/shop/files/E_TD_Technical_File_Skylux_Skylux_160_CE_Electric.pdf?v=3667116872303399239 | <style type="text/css" id="isPasted"> <!--td { border: 1px solid #cccccc; } br { mso-data-placement: same-cell; } --> </style> <table border="1" cellpadding="0" cellspacing="0" dir="ltr" style="table-layout:fixed;font-size:10pt;font-family:Arial;border-collapse:collapse;border:none;"><tbody> <tr style="height:20px;"> <td style="overflow:hidden;padding:0px 3px 0px 3px;vertical-align:bottom;"></td> <td style="overflow:hidden;padding:0px 3px 0px 3px;vertical-align:bottom;"></td> <td style="overflow:hidden;padding:0px 3px 0px 3px;vertical-align:bottom;"></td> <td data-sheets-value='{"1":2,"2":"Ut-value"}' style="overflow:hidden;padding:0px 3px 0px 3px;vertical-align:bottom;font-weight:bold;text-align:center;">Ut-value</td> <td data-sheets-value='{"1":2,"2":"LT-value"}' style="overflow:hidden;padding:0px 3px 0px 3px;vertical-align:bottom;font-weight:bold;text-align:center;">LT-value</td> <td data-sheets-value='{"1":2,"2":"g-value"}' style="overflow:hidden;padding:0px 3px 0px 3px;vertical-align:bottom;font-weight:bold;text-align:center;">g-value</td> <td data-sheets-value='{"1":2,"2":"Rw-value "}' style="overflow:hidden;padding:0px 3px 0px 3px;vertical-align:bottom;font-weight:bold;text-align:center;">Rw-value </td> </tr> <tr style="height:20px;"> <td style="overflow:hidden;padding:0px 3px 0px 3px;vertical-align:bottom;"></td> <td style="overflow:hidden;padding:0px 3px 0px 3px;vertical-align:bottom;"></td> <td style="overflow:hidden;padding:0px 3px 0px 3px;vertical-align:bottom;"></td> <td data-sheets-numberformat='{"1":2,"2":"0.00","3":1}' data-sheets-value='{"1":2,"2":"EN 1873 : 2014"}' style="overflow:hidden;padding:0px 3px 0px 3px;vertical-align:bottom;text-align:center;">EN 1873 : 2014</td> <td data-sheets-numberformat='{"1":2,"2":"0","3":1}' data-sheets-value='{"1":2,"2":"EN ISO 13468 EN 16153 EN 410"}' style="overflow:hidden;padding:0px 3px 0px 3px;vertical-align:bottom;text-align:center;">EN ISO 13468 EN 16153 EN 410</td> <td data-sheets-numberformat='{"1":2,"2":"0","3":1}' data-sheets-value='{"1":2,"2":"EN 410"}' style="overflow:hidden;padding:0px 3px 0px 3px;vertical-align:bottom;text-align:center;">EN 410</td> <td data-sheets-value='{"1":2,"2":"EN ISO 140-3\t\t"}' style="overflow:hidden;padding:0px 3px 0px 3px;vertical-align:bottom;text-align:center;">EN ISO 140-3 </td> </tr> <tr style="height:20px;"> <td data-sheets-value='{"1":2,"2":"Material"}' style="border-bottom:1px solid #000000;overflow:hidden;padding:0px 3px 0px 3px;vertical-align:bottom;background-color:#000000;font-weight:bold;color:#ffffff;">Material</td> <td data-sheets-value='{"1":2,"2":"Walls"}' style="border-bottom:1px solid #000000;overflow:hidden;padding:0px 3px 0px 3px;vertical-align:bottom;background-color:#000000;font-weight:bold;color:#ffffff;">Walls</td> <td data-sheets-value='{"1":2,"2":"Shells"}' style="border-bottom:1px solid #000000;overflow:hidden;padding:0px 3px 0px 3px;vertical-align:bottom;background-color:#000000;font-weight:bold;color:#ffffff;">Shells</td> <td data-sheets-numberformat='{"1":2,"2":"0.00","3":1}' data-sheets-value='{"1":2,"2":"(W/m²K)\t"}' style="border-bottom:1px solid #000000;overflow:hidden;padding:0px 3px 0px 3px;vertical-align:bottom;background-color:#000000;font-weight:bold;color:#ffffff;text-align:center;">(W/m²K) </td> <td data-sheets-numberformat='{"1":2,"2":"0","3":1}' data-sheets-value='{"1":2,"2":"(%)"}' style="border-bottom:1px solid #000000;overflow:hidden;padding:0px 3px 0px 3px;vertical-align:bottom;background-color:#000000;font-weight:bold;color:#ffffff;text-align:center;">(%)</td> <td data-sheets-numberformat='{"1":2,"2":"0","3":1}' data-sheets-value='{"1":2,"2":"(%)"}' style="border-bottom:1px solid #000000;overflow:hidden;padding:0px 3px 0px 3px;vertical-align:bottom;background-color:#000000;font-weight:bold;color:#ffffff;text-align:center;">(%)</td> <td data-sheets-value='{"1":2,"2":"(dB)"}' style="border-bottom:1px solid #000000;overflow:hidden;padding:0px 3px 0px 3px;vertical-align:bottom;background-color:#000000;font-weight:bold;color:#ffffff;text-align:center;">(dB)</td> </tr> <tr style="height:20px;"> <td data-sheets-value='{"1":2,"2":"Acrylic"}' style="border-left:1px solid #000000;overflow:hidden;padding:0px 3px 0px 3px;vertical-align:bottom;font-weight:bold;">Acrylic</td> <td data-sheets-value='{"1":2,"2":"Single-walled"}' style="overflow:hidden;padding:0px 3px 0px 3px;vertical-align:bottom;font-weight:bold;">Single-walled</td> <td data-sheets-value='{"1":2,"2":"Clear (H)"}' style="border-right:1px solid #000000;overflow:hidden;padding:0px 3px 0px 3px;vertical-align:bottom;font-weight:bold;">Clear (H)</td> <td data-sheets-numberformat='{"1":2,"2":"0.00","3":1}' data-sheets-value='{"1":3,"3":5.17}' style="overflow:hidden;padding:0px 3px 0px 3px;vertical-align:bottom;text-align:center;">5.17</td> <td data-sheets-numberformat='{"1":2,"2":"0","3":1}' data-sheets-value='{"1":3,"3":90}' style="overflow:hidden;padding:0px 3px 0px 3px;vertical-align:bottom;text-align:center;">90</td> <td data-sheets-numberformat='{"1":2,"2":"0","3":1}' data-sheets-value='{"1":3,"3":87}' style="overflow:hidden;padding:0px 3px 0px 3px;vertical-align:bottom;text-align:center;">87</td> <td data-sheets-numberformat='{"1":2,"2":"0","3":1}' data-sheets-value='{"1":2,"2":"-"}' style="border-right:1px solid #000000;overflow:hidden;padding:0px 3px 0px 3px;vertical-align:bottom;text-align:center;">-</td> </tr> <tr style="height:20px;"> <td data-sheets-value='{"1":2,"2":"PMMA"}' style="border-left:1px solid #000000;overflow:hidden;padding:0px 3px 0px 3px;vertical-align:bottom;font-weight:bold;">PMMA</td> <td data-sheets-value='{"1":2,"2":"Single-walled"}' style="overflow:hidden;padding:0px 3px 0px 3px;vertical-align:bottom;font-weight:bold;">Single-walled</td> <td data-sheets-value='{"1":2,"2":"Opal (O)"}' style="border-right:1px solid #000000;overflow:hidden;padding:0px 3px 0px 3px;vertical-align:bottom;font-weight:bold;">Opal (O)</td> <td data-sheets-numberformat='{"1":2,"2":"0.00","3":1}' data-sheets-value='{"1":3,"3":5.17}' style="overflow:hidden;padding:0px 3px 0px 3px;vertical-align:bottom;text-align:center;">5.17</td> <td data-sheets-numberformat='{"1":2,"2":"0","3":1}' data-sheets-value='{"1":3,"3":83}' style="overflow:hidden;padding:0px 3px 0px 3px;vertical-align:bottom;text-align:center;">83</td> <td data-sheets-numberformat='{"1":2,"2":"0","3":1}' data-sheets-value='{"1":3,"3":76}' style="overflow:hidden;padding:0px 3px 0px 3px;vertical-align:bottom;text-align:center;">76</td> <td data-sheets-numberformat='{"1":2,"2":"0","3":1}' data-sheets-value='{"1":2,"2":"-"}' style="border-right:1px solid #000000;overflow:hidden;padding:0px 3px 0px 3px;vertical-align:bottom;text-align:center;">-</td> </tr> <tr style="height:20px;"> <td style="border-left:1px solid #000000;overflow:hidden;padding:0px 3px 0px 3px;vertical-align:bottom;font-weight:bold;"></td> <td data-sheets-value='{"1":2,"2":"Double-walled"}' style="overflow:hidden;padding:0px 3px 0px 3px;vertical-align:bottom;font-weight:bold;">Double-walled</td> <td data-sheets-value='{"1":2,"2":"Clear (H/H)"}' style="border-right:1px solid #000000;overflow:hidden;padding:0px 3px 0px 3px;vertical-align:bottom;font-weight:bold;">Clear (H/H)</td> <td data-sheets-numberformat='{"1":2,"2":"0.00","3":1}' data-sheets-value='{"1":3,"3":2.9}' style="overflow:hidden;padding:0px 3px 0px 3px;vertical-align:bottom;text-align:center;">2.90</td> <td data-sheets-numberformat='{"1":2,"2":"0","3":1}' data-sheets-value='{"1":3,"3":81}' style="overflow:hidden;padding:0px 3px 0px 3px;vertical-align:bottom;text-align:center;">81</td> <td data-sheets-numberformat='{"1":2,"2":"0","3":1}' data-sheets-value='{"1":3,"3":75}' style="overflow:hidden;padding:0px 3px 0px 3px;vertical-align:bottom;text-align:center;">75</td> <td data-sheets-numberformat='{"1":2,"2":"0","3":1}' data-sheets-value='{"1":3,"3":20}' style="border-right:1px solid #000000;overflow:hidden;padding:0px 3px 0px 3px;vertical-align:bottom;text-align:center;">20</td> </tr> <tr style="height:20px;"> <td style="border-left:1px solid #000000;overflow:hidden;padding:0px 3px 0px 3px;vertical-align:bottom;font-weight:bold;"></td> <td data-sheets-value='{"1":2,"2":"Double-walled"}' style="overflow:hidden;padding:0px 3px 0px 3px;vertical-align:bottom;font-weight:bold;">Double-walled</td> <td data-sheets-value='{"1":2,"2":"Opal (O/O)"}' style="border-right:1px solid #000000;overflow:hidden;padding:0px 3px 0px 3px;vertical-align:bottom;font-weight:bold;">Opal (O/O)</td> <td data-sheets-numberformat='{"1":2,"2":"0.00","3":1}' data-sheets-value='{"1":3,"3":2.9}' style="overflow:hidden;padding:0px 3px 0px 3px;vertical-align:bottom;text-align:center;">2.90</td> <td data-sheets-numberformat='{"1":2,"2":"0","3":1}' data-sheets-value='{"1":3,"3":69}' style="overflow:hidden;padding:0px 3px 0px 3px;vertical-align:bottom;text-align:center;">69</td> <td data-sheets-numberformat='{"1":2,"2":"0","3":1}' data-sheets-value='{"1":3,"3":58}' style="overflow:hidden;padding:0px 3px 0px 3px;vertical-align:bottom;text-align:center;">58</td> <td data-sheets-numberformat='{"1":2,"2":"0","3":1}' data-sheets-value='{"1":3,"3":20}' style="border-right:1px solid #000000;overflow:hidden;padding:0px 3px 0px 3px;vertical-align:bottom;text-align:center;">20</td> </tr> <tr style="height:20px;"> <td style="border-left:1px solid #000000;overflow:hidden;padding:0px 3px 0px 3px;vertical-align:bottom;font-weight:bold;"></td> <td data-sheets-value='{"1":2,"2":"Triple-walled"}' style="overflow:hidden;padding:0px 3px 0px 3px;vertical-align:bottom;font-weight:bold;">Triple-walled</td> <td data-sheets-value='{"1":2,"2":"Clear (H/H/H)"}' style="border-right:1px solid #000000;overflow:hidden;padding:0px 3px 0px 3px;vertical-align:bottom;font-weight:bold;">Clear (H/H/H)</td> <td data-sheets-numberformat='{"1":2,"2":"0.00","3":1}' data-sheets-value='{"1":3,"3":1.7}' style="overflow:hidden;padding:0px 3px 0px 3px;vertical-align:bottom;text-align:center;">1.70</td> <td data-sheets-numberformat='{"1":2,"2":"0","3":1}' data-sheets-value='{"1":3,"3":73}' style="overflow:hidden;padding:0px 3px 0px 3px;vertical-align:bottom;text-align:center;">73</td> <td data-sheets-numberformat='{"1":2,"2":"0","3":1}' data-sheets-value='{"1":3,"3":65}' style="overflow:hidden;padding:0px 3px 0px 3px;vertical-align:bottom;text-align:center;">65</td> <td data-sheets-numberformat='{"1":2,"2":"0","3":1}' data-sheets-value='{"1":3,"3":22}' style="border-right:1px solid #000000;overflow:hidden;padding:0px 3px 0px 3px;vertical-align:bottom;text-align:center;">22</td> </tr> <tr style="height:20px;"> <td style="border-left:1px solid #000000;overflow:hidden;padding:0px 3px 0px 3px;vertical-align:bottom;font-weight:bold;"></td> <td data-sheets-value='{"1":2,"2":"Triple-walled"}' style="overflow:hidden;padding:0px 3px 0px 3px;vertical-align:bottom;font-weight:bold;">Triple-walled</td> <td data-sheets-value='{"1":2,"2":"Opal (O/H/O)"}' style="border-right:1px solid #000000;overflow:hidden;padding:0px 3px 0px 3px;vertical-align:bottom;font-weight:bold;">Opal (O/H/O)</td> <td data-sheets-numberformat='{"1":2,"2":"0.00","3":1}' data-sheets-value='{"1":3,"3":1.7}' style="overflow:hidden;padding:0px 3px 0px 3px;vertical-align:bottom;text-align:center;">1.70</td> <td data-sheets-numberformat='{"1":2,"2":"0","3":1}' data-sheets-value='{"1":3,"3":62}' style="overflow:hidden;padding:0px 3px 0px 3px;vertical-align:bottom;text-align:center;">62</td> <td data-sheets-numberformat='{"1":2,"2":"0","3":1}' data-sheets-value='{"1":3,"3":51}' style="overflow:hidden;padding:0px 3px 0px 3px;vertical-align:bottom;text-align:center;">51</td> <td data-sheets-numberformat='{"1":2,"2":"0","3":1}' data-sheets-value='{"1":3,"3":22}' style="border-right:1px solid #000000;overflow:hidden;padding:0px 3px 0px 3px;vertical-align:bottom;text-align:center;">22</td> </tr> <tr style="height:20px;"> <td style="border-left:1px solid #000000;overflow:hidden;padding:0px 3px 0px 3px;vertical-align:bottom;font-weight:bold;"></td> <td data-sheets-value='{"1":2,"2":"Four-walled"}' style="overflow:hidden;padding:0px 3px 0px 3px;vertical-align:bottom;font-weight:bold;">Four-walled</td> <td data-sheets-value='{"1":2,"2":"Clear (H/H/H/H)"}' style="border-right:1px solid #000000;overflow:hidden;padding:0px 3px 0px 3px;vertical-align:bottom;font-weight:bold;">Clear (H/H/H/H)</td> <td data-sheets-numberformat='{"1":2,"2":"0.00","3":1}' data-sheets-value='{"1":3,"3":1.28}' style="overflow:hidden;padding:0px 3px 0px 3px;vertical-align:bottom;text-align:center;">1.28</td> <td data-sheets-numberformat='{"1":2,"2":"0","3":1}' data-sheets-value='{"1":3,"3":64}' style="overflow:hidden;padding:0px 3px 0px 3px;vertical-align:bottom;text-align:center;">64</td> <td data-sheets-numberformat='{"1":2,"2":"0","3":1}' data-sheets-value='{"1":3,"3":54}' style="overflow:hidden;padding:0px 3px 0px 3px;vertical-align:bottom;text-align:center;">54</td> <td data-sheets-numberformat='{"1":2,"2":"0","3":1}' data-sheets-value='{"1":3,"3":23}' style="border-right:1px solid #000000;overflow:hidden;padding:0px 3px 0px 3px;vertical-align:bottom;text-align:center;">23</td> </tr> <tr style="height:20px;"> <td style="border-bottom:1px solid #000000;border-left:1px solid #000000;overflow:hidden;padding:0px 3px 0px 3px;vertical-align:bottom;"></td> <td data-sheets-value='{"1":2,"2":"Four-walled"}' style="border-bottom:1px solid #000000;overflow:hidden;padding:0px 3px 0px 3px;vertical-align:bottom;font-weight:bold;">Four-walled</td> <td data-sheets-value='{"1":2,"2":"Opal (H/H/O/H)"}' style="border-right:1px solid #000000;border-bottom:1px solid #000000;overflow:hidden;padding:0px 3px 0px 3px;vertical-align:bottom;font-weight:bold;">Opal (H/H/O/H)</td> <td data-sheets-numberformat='{"1":2,"2":"0.00","3":1}' data-sheets-value='{"1":3,"3":1.28}' style="border-bottom:1px solid #000000;overflow:hidden;padding:0px 3px 0px 3px;vertical-align:bottom;text-align:center;">1.28</td> <td data-sheets-numberformat='{"1":2,"2":"0","3":1}' data-sheets-value='{"1":3,"3":59}' style="border-bottom:1px solid #000000;overflow:hidden;padding:0px 3px 0px 3px;vertical-align:bottom;text-align:center;">59</td> <td data-sheets-numberformat='{"1":2,"2":"0","3":1}' data-sheets-value='{"1":3,"3":48}' style="border-bottom:1px solid #000000;overflow:hidden;padding:0px 3px 0px 3px;vertical-align:bottom;text-align:center;">48</td> <td data-sheets-numberformat='{"1":2,"2":"0","3":1}' data-sheets-value='{"1":3,"3":23}' style="border-right:1px solid #000000;border-bottom:1px solid #000000;overflow:hidden;padding:0px 3px 0px 3px;vertical-align:bottom;text-align:center;">23</td> </tr> <tr style="height:20px;"> <td data-sheets-value='{"1":2,"2":"Polycarbonate "}' style="border-left:1px solid #000000;overflow:hidden;padding:0px 3px 0px 3px;vertical-align:bottom;font-weight:bold;">Polycarbonate </td> <td data-sheets-value='{"1":2,"2":"Single-walled"}' style="overflow:hidden;padding:0px 3px 0px 3px;vertical-align:bottom;font-weight:bold;">Single-walled</td> <td data-sheets-value='{"1":2,"2":"Clear (A)"}' style="border-right:1px solid #000000;overflow:hidden;padding:0px 3px 0px 3px;vertical-align:bottom;font-weight:bold;">Clear (A)</td> <td data-sheets-numberformat='{"1":2,"2":"0.00","3":1}' data-sheets-value='{"1":3,"3":5.17}' style="overflow:hidden;padding:0px 3px 0px 3px;vertical-align:bottom;text-align:center;">5.17</td> <td data-sheets-numberformat='{"1":2,"2":"0","3":1}' data-sheets-value='{"1":3,"3":88}' style="overflow:hidden;padding:0px 3px 0px 3px;vertical-align:bottom;text-align:center;">88</td> <td data-sheets-numberformat='{"1":2,"2":"0","3":1}' data-sheets-value='{"1":3,"3":83}' style="overflow:hidden;padding:0px 3px 0px 3px;vertical-align:bottom;text-align:center;">83</td> <td data-sheets-numberformat='{"1":2,"2":"0","3":1}' data-sheets-value='{"1":2,"2":"-"}' style="border-right:1px solid #000000;overflow:hidden;padding:0px 3px 0px 3px;vertical-align:bottom;text-align:center;">-</td> </tr> <tr style="height:20px;"> <td data-sheets-value='{"1":2,"2":"PC"}' style="border-left:1px solid #000000;overflow:hidden;padding:0px 3px 0px 3px;vertical-align:bottom;font-weight:bold;">PC</td> <td data-sheets-value='{"1":2,"2":"Single-walled"}' style="overflow:hidden;padding:0px 3px 0px 3px;vertical-align:bottom;font-weight:bold;">Single-walled</td> <td data-sheets-value='{"1":2,"2":"Opal (D)"}' style="border-right:1px solid #000000;overflow:hidden;padding:0px 3px 0px 3px;vertical-align:bottom;font-weight:bold;">Opal (D)</td> <td data-sheets-numberformat='{"1":2,"2":"0.00","3":1}' data-sheets-value='{"1":3,"3":5.17}' style="overflow:hidden;padding:0px 3px 0px 3px;vertical-align:bottom;text-align:center;">5.17</td> <td data-sheets-numberformat='{"1":2,"2":"0","3":1}' data-sheets-value='{"1":3,"3":58}' style="overflow:hidden;padding:0px 3px 0px 3px;vertical-align:bottom;text-align:center;">58</td> <td data-sheets-numberformat='{"1":2,"2":"0","3":1}' data-sheets-value='{"1":3,"3":60}' style="overflow:hidden;padding:0px 3px 0px 3px;vertical-align:bottom;text-align:center;">60</td> <td data-sheets-numberformat='{"1":2,"2":"0","3":1}' data-sheets-value='{"1":2,"2":"-"}' style="border-right:1px solid #000000;overflow:hidden;padding:0px 3px 0px 3px;vertical-align:bottom;text-align:center;">-</td> </tr> <tr style="height:20px;"> <td style="border-left:1px solid #000000;overflow:hidden;padding:0px 3px 0px 3px;vertical-align:bottom;font-weight:bold;"></td> <td data-sheets-value='{"1":2,"2":"Double-walled"}' style="overflow:hidden;padding:0px 3px 0px 3px;vertical-align:bottom;font-weight:bold;">Double-walled</td> <td data-sheets-value='{"1":2,"2":"Clear (A/H)"}' style="border-right:1px solid #000000;overflow:hidden;padding:0px 3px 0px 3px;vertical-align:bottom;font-weight:bold;">Clear (A/H)</td> <td data-sheets-numberformat='{"1":2,"2":"0.00","3":1}' data-sheets-value='{"1":3,"3":2.9}' style="overflow:hidden;padding:0px 3px 0px 3px;vertical-align:bottom;text-align:center;">2.90</td> <td data-sheets-numberformat='{"1":2,"2":"0","3":1}' data-sheets-value='{"1":3,"3":79}' style="overflow:hidden;padding:0px 3px 0px 3px;vertical-align:bottom;text-align:center;">79</td> <td data-sheets-numberformat='{"1":2,"2":"0","3":1}' data-sheets-value='{"1":3,"3":72}' style="overflow:hidden;padding:0px 3px 0px 3px;vertical-align:bottom;text-align:center;">72</td> <td data-sheets-numberformat='{"1":2,"2":"0","3":1}' data-sheets-value='{"1":3,"3":20}' style="border-right:1px solid #000000;overflow:hidden;padding:0px 3px 0px 3px;vertical-align:bottom;text-align:center;">20</td> </tr> <tr style="height:20px;"> <td style="border-left:1px solid #000000;overflow:hidden;padding:0px 3px 0px 3px;vertical-align:bottom;font-weight:bold;"></td> <td data-sheets-value='{"1":2,"2":"Double-walled"}' style="overflow:hidden;padding:0px 3px 0px 3px;vertical-align:bottom;font-weight:bold;">Double-walled</td> <td data-sheets-value='{"1":2,"2":"Clear (A/A)"}' style="border-right:1px solid #000000;overflow:hidden;padding:0px 3px 0px 3px;vertical-align:bottom;font-weight:bold;">Clear (A/A)</td> <td data-sheets-numberformat='{"1":2,"2":"0.00","3":1}' data-sheets-value='{"1":3,"3":2.9}' style="overflow:hidden;padding:0px 3px 0px 3px;vertical-align:bottom;text-align:center;">2.90</td> <td data-sheets-numberformat='{"1":2,"2":"0","3":1}' data-sheets-value='{"1":3,"3":77}' style="overflow:hidden;padding:0px 3px 0px 3px;vertical-align:bottom;text-align:center;">77</td> <td data-sheets-numberformat='{"1":2,"2":"0","3":1}' data-sheets-value='{"1":3,"3":69}' style="overflow:hidden;padding:0px 3px 0px 3px;vertical-align:bottom;text-align:center;">69</td> <td data-sheets-numberformat='{"1":2,"2":"0","3":1}' data-sheets-value='{"1":3,"3":20}' style="border-right:1px solid #000000;overflow:hidden;padding:0px 3px 0px 3px;vertical-align:bottom;text-align:center;">20</td> </tr> <tr style="height:20px;"> <td style="border-left:1px solid #000000;overflow:hidden;padding:0px 3px 0px 3px;vertical-align:bottom;font-weight:bold;"></td> <td data-sheets-value='{"1":2,"2":"Double-walled"}' style="overflow:hidden;padding:0px 3px 0px 3px;vertical-align:bottom;font-weight:bold;">Double-walled</td> <td data-sheets-value='{"1":2,"2":"Opal (A/O)"}' style="border-right:1px solid #000000;overflow:hidden;padding:0px 3px 0px 3px;vertical-align:bottom;font-weight:bold;">Opal (A/O)</td> <td data-sheets-numberformat='{"1":2,"2":"0.00","3":1}' data-sheets-value='{"1":3,"3":2.9}' style="overflow:hidden;padding:0px 3px 0px 3px;vertical-align:bottom;text-align:center;">2.90</td> <td data-sheets-numberformat='{"1":2,"2":"0","3":1}' data-sheets-value='{"1":3,"3":73}' style="overflow:hidden;padding:0px 3px 0px 3px;vertical-align:bottom;text-align:center;">73</td> <td data-sheets-numberformat='{"1":2,"2":"0","3":1}' data-sheets-value='{"1":3,"3":63}' style="overflow:hidden;padding:0px 3px 0px 3px;vertical-align:bottom;text-align:center;">63</td> <td data-sheets-numberformat='{"1":2,"2":"0","3":1}' data-sheets-value='{"1":3,"3":20}' style="border-right:1px solid #000000;overflow:hidden;padding:0px 3px 0px 3px;vertical-align:bottom;text-align:center;">20</td> </tr> <tr style="height:20px;"> <td style="border-left:1px solid #000000;overflow:hidden;padding:0px 3px 0px 3px;vertical-align:bottom;font-weight:bold;"></td> <td data-sheets-value='{"1":2,"2":"Double-walled"}' style="overflow:hidden;padding:0px 3px 0px 3px;vertical-align:bottom;font-weight:bold;">Double-walled</td> <td data-sheets-value='{"1":2,"2":"Opal (A/D)"}' style="border-right:1px solid #000000;overflow:hidden;padding:0px 3px 0px 3px;vertical-align:bottom;font-weight:bold;">Opal (A/D)</td> <td data-sheets-numberformat='{"1":2,"2":"0.00","3":1}' data-sheets-value='{"1":3,"3":2.9}' style="overflow:hidden;padding:0px 3px 0px 3px;vertical-align:bottom;text-align:center;">2.90</td> <td data-sheets-numberformat='{"1":2,"2":"0","3":1}' data-sheets-value='{"1":3,"3":51}' style="overflow:hidden;padding:0px 3px 0px 3px;vertical-align:bottom;text-align:center;">51</td> <td data-sheets-numberformat='{"1":2,"2":"0","3":1}' data-sheets-value='{"1":3,"3":50}' style="overflow:hidden;padding:0px 3px 0px 3px;vertical-align:bottom;text-align:center;">50</td> <td data-sheets-numberformat='{"1":2,"2":"0","3":1}' data-sheets-value='{"1":3,"3":20}' style="border-right:1px solid #000000;overflow:hidden;padding:0px 3px 0px 3px;vertical-align:bottom;text-align:center;">20</td> </tr> <tr style="height:20px;"> <td style="border-left:1px solid #000000;overflow:hidden;padding:0px 3px 0px 3px;vertical-align:bottom;font-weight:bold;"></td> <td data-sheets-value='{"1":2,"2":"Triple-walled"}' style="overflow:hidden;padding:0px 3px 0px 3px;vertical-align:bottom;font-weight:bold;">Triple-walled</td> <td data-sheets-value='{"1":2,"2":"Clear (A/H/H)"}' style="border-right:1px solid #000000;overflow:hidden;padding:0px 3px 0px 3px;vertical-align:bottom;font-weight:bold;">Clear (A/H/H)</td> <td data-sheets-numberformat='{"1":2,"2":"0.00","3":1}' data-sheets-value='{"1":3,"3":1.7}' style="overflow:hidden;padding:0px 3px 0px 3px;vertical-align:bottom;text-align:center;">1.70</td> <td data-sheets-numberformat='{"1":2,"2":"0","3":1}' data-sheets-value='{"1":3,"3":71}' style="overflow:hidden;padding:0px 3px 0px 3px;vertical-align:bottom;text-align:center;">71</td> <td data-sheets-numberformat='{"1":2,"2":"0","3":1}' data-sheets-value='{"1":3,"3":63}' style="overflow:hidden;padding:0px 3px 0px 3px;vertical-align:bottom;text-align:center;">63</td> <td data-sheets-numberformat='{"1":2,"2":"0","3":1}' data-sheets-value='{"1":3,"3":22}' style="border-right:1px solid #000000;overflow:hidden;padding:0px 3px 0px 3px;vertical-align:bottom;text-align:center;">22</td> </tr> <tr style="height:20px;"> <td style="border-left:1px solid #000000;overflow:hidden;padding:0px 3px 0px 3px;vertical-align:bottom;font-weight:bold;"></td> <td data-sheets-value='{"1":2,"2":"Triple-walled"}' style="overflow:hidden;padding:0px 3px 0px 3px;vertical-align:bottom;font-weight:bold;">Triple-walled</td> <td data-sheets-value='{"1":2,"2":"Opal (A/O/O)"}' style="border-right:1px solid #000000;overflow:hidden;padding:0px 3px 0px 3px;vertical-align:bottom;font-weight:bold;">Opal (A/O/O)</td> <td data-sheets-numberformat='{"1":2,"2":"0.00","3":1}' data-sheets-value='{"1":3,"3":1.7}' style="overflow:hidden;padding:0px 3px 0px 3px;vertical-align:bottom;text-align:center;">1.70</td> <td data-sheets-numberformat='{"1":2,"2":"0","3":1}' data-sheets-value='{"1":3,"3":61}' style="overflow:hidden;padding:0px 3px 0px 3px;vertical-align:bottom;text-align:center;">61</td> <td data-sheets-numberformat='{"1":2,"2":"0","3":1}' data-sheets-value='{"1":3,"3":48}' style="overflow:hidden;padding:0px 3px 0px 3px;vertical-align:bottom;text-align:center;">48</td> <td data-sheets-numberformat='{"1":2,"2":"0","3":1}' data-sheets-value='{"1":3,"3":22}' style="border-right:1px solid #000000;overflow:hidden;padding:0px 3px 0px 3px;vertical-align:bottom;text-align:center;">22</td> </tr> <tr style="height:20px;"> <td style="border-left:1px solid #000000;overflow:hidden;padding:0px 3px 0px 3px;vertical-align:bottom;font-weight:bold;"></td> <td data-sheets-value='{"1":2,"2":"Four-walled"}' style="overflow:hidden;padding:0px 3px 0px 3px;vertical-align:bottom;font-weight:bold;">Four-walled</td> <td data-sheets-value='{"1":2,"2":"Clear (A/H/H/H)"}' style="border-right:1px solid #000000;overflow:hidden;padding:0px 3px 0px 3px;vertical-align:bottom;font-weight:bold;">Clear (A/H/H/H)</td> <td data-sheets-numberformat='{"1":2,"2":"0.00","3":1}' data-sheets-value='{"1":3,"3":1.28}' style="overflow:hidden;padding:0px 3px 0px 3px;vertical-align:bottom;text-align:center;">1.28</td> <td data-sheets-numberformat='{"1":2,"2":"0","3":1}' data-sheets-value='{"1":3,"3":64}' style="overflow:hidden;padding:0px 3px 0px 3px;vertical-align:bottom;text-align:center;">64</td> <td data-sheets-numberformat='{"1":2,"2":"0","3":1}' data-sheets-value='{"1":3,"3":52}' style="overflow:hidden;padding:0px 3px 0px 3px;vertical-align:bottom;text-align:center;">52</td> <td data-sheets-numberformat='{"1":2,"2":"0","3":1}' data-sheets-value='{"1":3,"3":23}' style="border-right:1px solid #000000;overflow:hidden;padding:0px 3px 0px 3px;vertical-align:bottom;text-align:center;">23</td> </tr> <tr style="height:20px;"> <td style="border-bottom:1px solid #000000;border-left:1px solid #000000;overflow:hidden;padding:0px 3px 0px 3px;vertical-align:bottom;"></td> <td data-sheets-value='{"1":2,"2":"Four-walled"}' style="border-bottom:1px solid #000000;overflow:hidden;padding:0px 3px 0px 3px;vertical-align:bottom;font-weight:bold;">Four-walled</td> <td data-sheets-value='{"1":2,"2":"Opal (A/H/O/H)"}' style="border-right:1px solid #000000;border-bottom:1px solid #000000;overflow:hidden;padding:0px 3px 0px 3px;vertical-align:bottom;font-weight:bold;">Opal (A/H/O/H)</td> <td data-sheets-numberformat='{"1":2,"2":"0.00","3":1}' data-sheets-value='{"1":3,"3":1.28}' style="border-bottom:1px solid #000000;overflow:hidden;padding:0px 3px 0px 3px;vertical-align:bottom;text-align:center;">1.28</td> <td data-sheets-numberformat='{"1":2,"2":"0","3":1}' data-sheets-value='{"1":3,"3":59}' style="border-bottom:1px solid #000000;overflow:hidden;padding:0px 3px 0px 3px;vertical-align:bottom;text-align:center;">59</td> <td data-sheets-numberformat='{"1":2,"2":"0","3":1}' data-sheets-value='{"1":3,"3":46}' style="border-bottom:1px solid #000000;overflow:hidden;padding:0px 3px 0px 3px;vertical-align:bottom;text-align:center;">46</td> <td data-sheets-numberformat='{"1":2,"2":"0","3":1}' data-sheets-value='{"1":3,"3":23}' style="border-right:1px solid #000000;border-bottom:1px solid #000000;overflow:hidden;padding:0px 3px 0px 3px;vertical-align:bottom;text-align:center;">23</td> </tr> <tr style="height:20px;"> <td data-sheets-value='{"1":2,"2":"Polycarbonate"}' style="border-left:1px solid #000000;overflow:hidden;padding:0px 3px 0px 3px;vertical-align:bottom;font-weight:bold;">Polycarbonate</td> <td data-sheets-value='{"1":2,"2":"Single-walled"}' style="overflow:hidden;padding:0px 3px 0px 3px;vertical-align:bottom;font-weight:bold;">Single-walled</td> <td data-sheets-value='{"1":2,"2":"Heatstop Opal (T)"}' style="border-right:1px solid #000000;overflow:hidden;padding:0px 3px 0px 3px;vertical-align:bottom;font-weight:bold;">Heatstop Opal (T)</td> <td data-sheets-numberformat='{"1":2,"2":"0.00","3":1}' data-sheets-value='{"1":3,"3":5.17}' style="overflow:hidden;padding:0px 3px 0px 3px;vertical-align:bottom;text-align:center;">5.17</td> <td data-sheets-numberformat='{"1":2,"2":"0","3":1}' data-sheets-value='{"1":3,"3":49}' style="overflow:hidden;padding:0px 3px 0px 3px;vertical-align:bottom;text-align:center;">49</td> <td data-sheets-numberformat='{"1":2,"2":"0","3":1}' data-sheets-value='{"1":3,"3":59}' style="overflow:hidden;padding:0px 3px 0px 3px;vertical-align:bottom;text-align:center;">59</td> <td data-sheets-numberformat='{"1":2,"2":"0","3":1}' data-sheets-value='{"1":2,"2":"-"}' style="border-right:1px solid #000000;overflow:hidden;padding:0px 3px 0px 3px;vertical-align:bottom;text-align:center;">-</td> </tr> <tr style="height:20px;"> <td data-sheets-value='{"1":2,"2":"Heatstop PC"}' style="border-left:1px solid #000000;overflow:hidden;padding:0px 3px 0px 3px;vertical-align:bottom;font-weight:bold;">Heatstop PC</td> <td data-sheets-value='{"1":2,"2":"Double-walled"}' style="overflow:hidden;padding:0px 3px 0px 3px;vertical-align:bottom;font-weight:bold;">Double-walled</td> <td data-sheets-value='{"1":2,"2":"Clear (T/H)"}' style="border-right:1px solid #000000;overflow:hidden;padding:0px 3px 0px 3px;vertical-align:bottom;font-weight:bold;">Clear (T/H)</td> <td data-sheets-numberformat='{"1":2,"2":"0.00","3":1}' data-sheets-value='{"1":3,"3":2.9}' style="overflow:hidden;padding:0px 3px 0px 3px;vertical-align:bottom;text-align:center;">2.90</td> <td data-sheets-numberformat='{"1":2,"2":"0","3":1}' data-sheets-value='{"1":3,"3":44}' style="overflow:hidden;padding:0px 3px 0px 3px;vertical-align:bottom;text-align:center;">44</td> <td data-sheets-numberformat='{"1":2,"2":"0","3":1}' data-sheets-value='{"1":3,"3":51}' style="overflow:hidden;padding:0px 3px 0px 3px;vertical-align:bottom;text-align:center;">51</td> <td data-sheets-numberformat='{"1":2,"2":"0","3":1}' data-sheets-value='{"1":3,"3":20}' style="border-right:1px solid #000000;overflow:hidden;padding:0px 3px 0px 3px;vertical-align:bottom;text-align:center;">20</td> </tr> <tr style="height:20px;"> <td style="border-left:1px solid #000000;overflow:hidden;padding:0px 3px 0px 3px;vertical-align:bottom;font-weight:bold;"></td> <td data-sheets-value='{"1":2,"2":"Double-walled"}' style="overflow:hidden;padding:0px 3px 0px 3px;vertical-align:bottom;font-weight:bold;">Double-walled</td> <td data-sheets-value='{"1":2,"2":"Opal (T/O)"}' style="border-right:1px solid #000000;overflow:hidden;padding:0px 3px 0px 3px;vertical-align:bottom;font-weight:bold;">Opal (T/O)</td> <td data-sheets-numberformat='{"1":2,"2":"0.00","3":1}' data-sheets-value='{"1":3,"3":2.9}' style="overflow:hidden;padding:0px 3px 0px 3px;vertical-align:bottom;text-align:center;">2.90</td> <td data-sheets-numberformat='{"1":2,"2":"0","3":1}' data-sheets-value='{"1":3,"3":41}' style="overflow:hidden;padding:0px 3px 0px 3px;vertical-align:bottom;text-align:center;">41</td> <td data-sheets-numberformat='{"1":2,"2":"0","3":1}' data-sheets-value='{"1":3,"3":45}' style="overflow:hidden;padding:0px 3px 0px 3px;vertical-align:bottom;text-align:center;">45</td> <td data-sheets-numberformat='{"1":2,"2":"0","3":1}' data-sheets-value='{"1":3,"3":20}' style="border-right:1px solid #000000;overflow:hidden;padding:0px 3px 0px 3px;vertical-align:bottom;text-align:center;">20</td> </tr> <tr style="height:20px;"> <td style="border-left:1px solid #000000;overflow:hidden;padding:0px 3px 0px 3px;vertical-align:bottom;font-weight:bold;"></td> <td data-sheets-value='{"1":2,"2":"Triple-walled"}' style="overflow:hidden; | skylux-160-ce-met-koepel-en-pvc-opstand-16-00-met-lm-motor-en-windvang-1200-x-2400-mm | 8586029138253 | 46872344723789
Smoke and heat exhaust (SHEV) | SHE system | Skylux | Skylux 160° CE with skylight and PVC curb 16/00 with double LM-actuator and spoiler 1300 x 2500 mm |  | 50388 | 5412970503880 | 8085.25 | Yes | 30-45 | 133.12 | 1300 x 2500 mm | 2500 | 1300 |  | PVC 16/00 (16 cm high & roof opening = daylight size) | Rectangular | 5.17 W/m²K - 1.28 W/m²K | 87% - 32% | 90% - 32% | 20dB - 23dB | 160° CE (for industry) | skylight | with spoiler | E | Double actuator | Maximum four-walled skylight possible for this product | Ut-value LT-value g-value Rw-value EN 1873 : 2014 EN ISO 13468 EN 16153 EN 410 EN 410 EN ISO 140-3 Material Walls Shells (W/m²K) (%) (%) (dB) Acrylic Single-walled Clear (H) 5.17 90 87 - PMMA Single-walled Opal (O) 5.17 83 76 - Double-walled Clear (H/H) 2.90 81 75 20 Double-walled Opal (O/O) 2.90 69 58 20 Triple-walled Clear (H/H/H) 1.70 73 65 22 Triple-walled Opal (O/H/O) 1.70 62 51 22 Four-walled Clear (H/H/H/H) 1.28 64 54 23 Four-walled Opal (H/H/O/H) 1.28 59 48 23 Polycarbonate Single-walled Clear (A) 5.17 88 83 - PC Single-walled Opal (D) 5.17 58 60 - Double-walled Clear (A/H) 2.90 79 72 20 Double-walled Clear (A/A) 2.90 77 69 20 Double-walled Opal (A/O) 2.90 73 63 20 Double-walled Opal (A/D) 2.90 51 50 20 Triple-walled Clear (A/H/H) 1.70 71 63 22 Triple-walled Opal (A/O/O) 1.70 61 48 22 Four-walled Clear (A/H/H/H) 1.28 64 52 23 Four-walled Opal (A/H/O/H) 1.28 59 46 23 Polycarbonate Single-walled Heatstop Opal (T) 5.17 49 59 - Heatstop PC Double-walled Clear (T/H) 2.90 44 51 20 Double-walled Opal (T/O) 2.90 41 45 20 Triple-walled Clear (T/H/H) 1.70 40 <td data-sheets-numberformat='{"1":2,"2":"0","3":1}' data-sheets-value='{"1":3,"3":44}' style="overflow:hidden;paddin | https://skylux.eu/en/products/skylux-160-ce-met-koepel-en-pvc-opstand-16-00-met-lm-motor-en-windvang-1300-x-2500-mm | https://skylux.eu/cdn/shop/files/Skylux-160deg-CE-met-koepel-en-pvc-opstand-1600-met-dubbele-LM-motor-en-windvang-1300-x-2500-mm-RWA-systeem.jpg?v=1702980297&width=1600 | https://skylux.eu/cdn/shop/files/e5a82811-1bb0-48e4-a776-cacb59c7c092_00276cf0-72e6-433e-8e6f-84edf06019de.jpg?v=1688551096&width=1600 | //skylux.eu/cdn/shop/files/E_MH_Mounting_instructions_Skylux_160_CE_LM.pdf?v=12406716259046007223 | //skylux.eu/cdn/shop/files/E_TD_Technical_File_Skylux_Skylux_160_CE_Electric.pdf?v=3667116872303399239 | <style type="text/css" id="isPasted"> <!--td { border: 1px solid #cccccc; } br { mso-data-placement: same-cell; } --> </style> <table border="1" cellpadding="0" cellspacing="0" dir="ltr" style="table-layout:fixed;font-size:10pt;font-family:Arial;border-collapse:collapse;border:none;"><tbody> <tr style="height:20px;"> <td style="overflow:hidden;padding:0px 3px 0px 3px;vertical-align:bottom;"></td> <td style="overflow:hidden;padding:0px 3px 0px 3px;vertical-align:bottom;"></td> <td style="overflow:hidden;padding:0px 3px 0px 3px;vertical-align:bottom;"></td> <td data-sheets-value='{"1":2,"2":"Ut-value"}' style="overflow:hidden;padding:0px 3px 0px 3px;vertical-align:bottom;font-weight:bold;text-align:center;">Ut-value</td> <td data-sheets-value='{"1":2,"2":"LT-value"}' style="overflow:hidden;padding:0px 3px 0px 3px;vertical-align:bottom;font-weight:bold;text-align:center;">LT-value</td> <td data-sheets-value='{"1":2,"2":"g-value"}' style="overflow:hidden;padding:0px 3px 0px 3px;vertical-align:bottom;font-weight:bold;text-align:center;">g-value</td> <td data-sheets-value='{"1":2,"2":"Rw-value "}' style="overflow:hidden;padding:0px 3px 0px 3px;vertical-align:bottom;font-weight:bold;text-align:center;">Rw-value </td> </tr> <tr style="height:20px;"> <td style="overflow:hidden;padding:0px 3px 0px 3px;vertical-align:bottom;"></td> <td style="overflow:hidden;padding:0px 3px 0px 3px;vertical-align:bottom;"></td> <td style="overflow:hidden;padding:0px 3px 0px 3px;vertical-align:bottom;"></td> <td data-sheets-numberformat='{"1":2,"2":"0.00","3":1}' data-sheets-value='{"1":2,"2":"EN 1873 : 2014"}' style="overflow:hidden;padding:0px 3px 0px 3px;vertical-align:bottom;text-align:center;">EN 1873 : 2014</td> <td data-sheets-numberformat='{"1":2,"2":"0","3":1}' data-sheets-value='{"1":2,"2":"EN ISO 13468 EN 16153 EN 410"}' style="overflow:hidden;padding:0px 3px 0px 3px;vertical-align:bottom;text-align:center;">EN ISO 13468 EN 16153 EN 410</td> <td data-sheets-numberformat='{"1":2,"2":"0","3":1}' data-sheets-value='{"1":2,"2":"EN 410"}' style="overflow:hidden;padding:0px 3px 0px 3px;vertical-align:bottom;text-align:center;">EN 410</td> <td data-sheets-value='{"1":2,"2":"EN ISO 140-3\t\t"}' style="overflow:hidden;padding:0px 3px 0px 3px;vertical-align:bottom;text-align:center;">EN ISO 140-3 </td> </tr> <tr style="height:20px;"> <td data-sheets-value='{"1":2,"2":"Material"}' style="border-bottom:1px solid #000000;overflow:hidden;padding:0px 3px 0px 3px;vertical-align:bottom;background-color:#000000;font-weight:bold;color:#ffffff;">Material</td> <td data-sheets-value='{"1":2,"2":"Walls"}' style="border-bottom:1px solid #000000;overflow:hidden;padding:0px 3px 0px 3px;vertical-align:bottom;background-color:#000000;font-weight:bold;color:#ffffff;">Walls</td> <td data-sheets-value='{"1":2,"2":"Shells"}' style="border-bottom:1px solid #000000;overflow:hidden;padding:0px 3px 0px 3px;vertical-align:bottom;background-color:#000000;font-weight:bold;color:#ffffff;">Shells</td> <td data-sheets-numberformat='{"1":2,"2":"0.00","3":1}' data-sheets-value='{"1":2,"2":"(W/m²K)\t"}' style="border-bottom:1px solid #000000;overflow:hidden;padding:0px 3px 0px 3px;vertical-align:bottom;background-color:#000000;font-weight:bold;color:#ffffff;text-align:center;">(W/m²K) </td> <td data-sheets-numberformat='{"1":2,"2":"0","3":1}' data-sheets-value='{"1":2,"2":"(%)"}' style="border-bottom:1px solid #000000;overflow:hidden;padding:0px 3px 0px 3px;vertical-align:bottom;background-color:#000000;font-weight:bold;color:#ffffff;text-align:center;">(%)</td> <td data-sheets-numberformat='{"1":2,"2":"0","3":1}' data-sheets-value='{"1":2,"2":"(%)"}' style="border-bottom:1px solid #000000;overflow:hidden;padding:0px 3px 0px 3px;vertical-align:bottom;background-color:#000000;font-weight:bold;color:#ffffff;text-align:center;">(%)</td> <td data-sheets-value='{"1":2,"2":"(dB)"}' style="border-bottom:1px solid #000000;overflow:hidden;padding:0px 3px 0px 3px;vertical-align:bottom;background-color:#000000;font-weight:bold;color:#ffffff;text-align:center;">(dB)</td> </tr> <tr style="height:20px;"> <td data-sheets-value='{"1":2,"2":"Acrylic"}' style="border-left:1px solid #000000;overflow:hidden;padding:0px 3px 0px 3px;vertical-align:bottom;font-weight:bold;">Acrylic</td> <td data-sheets-value='{"1":2,"2":"Single-walled"}' style="overflow:hidden;padding:0px 3px 0px 3px;vertical-align:bottom;font-weight:bold;">Single-walled</td> <td data-sheets-value='{"1":2,"2":"Clear (H)"}' style="border-right:1px solid #000000;overflow:hidden;padding:0px 3px 0px 3px;vertical-align:bottom;font-weight:bold;">Clear (H)</td> <td data-sheets-numberformat='{"1":2,"2":"0.00","3":1}' data-sheets-value='{"1":3,"3":5.17}' style="overflow:hidden;padding:0px 3px 0px 3px;vertical-align:bottom;text-align:center;">5.17</td> <td data-sheets-numberformat='{"1":2,"2":"0","3":1}' data-sheets-value='{"1":3,"3":90}' style="overflow:hidden;padding:0px 3px 0px 3px;vertical-align:bottom;text-align:center;">90</td> <td data-sheets-numberformat='{"1":2,"2":"0","3":1}' data-sheets-value='{"1":3,"3":87}' style="overflow:hidden;padding:0px 3px 0px 3px;vertical-align:bottom;text-align:center;">87</td> <td data-sheets-numberformat='{"1":2,"2":"0","3":1}' data-sheets-value='{"1":2,"2":"-"}' style="border-right:1px solid #000000;overflow:hidden;padding:0px 3px 0px 3px;vertical-align:bottom;text-align:center;">-</td> </tr> <tr style="height:20px;"> <td data-sheets-value='{"1":2,"2":"PMMA"}' style="border-left:1px solid #000000;overflow:hidden;padding:0px 3px 0px 3px;vertical-align:bottom;font-weight:bold;">PMMA</td> <td data-sheets-value='{"1":2,"2":"Single-walled"}' style="overflow:hidden;padding:0px 3px 0px 3px;vertical-align:bottom;font-weight:bold;">Single-walled</td> <td data-sheets-value='{"1":2,"2":"Opal (O)"}' style="border-right:1px solid #000000;overflow:hidden;padding:0px 3px 0px 3px;vertical-align:bottom;font-weight:bold;">Opal (O)</td> <td data-sheets-numberformat='{"1":2,"2":"0.00","3":1}' data-sheets-value='{"1":3,"3":5.17}' style="overflow:hidden;padding:0px 3px 0px 3px;vertical-align:bottom;text-align:center;">5.17</td> <td data-sheets-numberformat='{"1":2,"2":"0","3":1}' data-sheets-value='{"1":3,"3":83}' style="overflow:hidden;padding:0px 3px 0px 3px;vertical-align:bottom;text-align:center;">83</td> <td data-sheets-numberformat='{"1":2,"2":"0","3":1}' data-sheets-value='{"1":3,"3":76}' style="overflow:hidden;padding:0px 3px 0px 3px;vertical-align:bottom;text-align:center;">76</td> <td data-sheets-numberformat='{"1":2,"2":"0","3":1}' data-sheets-value='{"1":2,"2":"-"}' style="border-right:1px solid #000000;overflow:hidden;padding:0px 3px 0px 3px;vertical-align:bottom;text-align:center;">-</td> </tr> <tr style="height:20px;"> <td style="border-left:1px solid #000000;overflow:hidden;padding:0px 3px 0px 3px;vertical-align:bottom;font-weight:bold;"></td> <td data-sheets-value='{"1":2,"2":"Double-walled"}' style="overflow:hidden;padding:0px 3px 0px 3px;vertical-align:bottom;font-weight:bold;">Double-walled</td> <td data-sheets-value='{"1":2,"2":"Clear (H/H)"}' style="border-right:1px solid #000000;overflow:hidden;padding:0px 3px 0px 3px;vertical-align:bottom;font-weight:bold;">Clear (H/H)</td> <td data-sheets-numberformat='{"1":2,"2":"0.00","3":1}' data-sheets-value='{"1":3,"3":2.9}' style="overflow:hidden;padding:0px 3px 0px 3px;vertical-align:bottom;text-align:center;">2.90</td> <td data-sheets-numberformat='{"1":2,"2":"0","3":1}' data-sheets-value='{"1":3,"3":81}' style="overflow:hidden;padding:0px 3px 0px 3px;vertical-align:bottom;text-align:center;">81</td> <td data-sheets-numberformat='{"1":2,"2":"0","3":1}' data-sheets-value='{"1":3,"3":75}' style="overflow:hidden;padding:0px 3px 0px 3px;vertical-align:bottom;text-align:center;">75</td> <td data-sheets-numberformat='{"1":2,"2":"0","3":1}' data-sheets-value='{"1":3,"3":20}' style="border-right:1px solid #000000;overflow:hidden;padding:0px 3px 0px 3px;vertical-align:bottom;text-align:center;">20</td> </tr> <tr style="height:20px;"> <td style="border-left:1px solid #000000;overflow:hidden;padding:0px 3px 0px 3px;vertical-align:bottom;font-weight:bold;"></td> <td data-sheets-value='{"1":2,"2":"Double-walled"}' style="overflow:hidden;padding:0px 3px 0px 3px;vertical-align:bottom;font-weight:bold;">Double-walled</td> <td data-sheets-value='{"1":2,"2":"Opal (O/O)"}' style="border-right:1px solid #000000;overflow:hidden;padding:0px 3px 0px 3px;vertical-align:bottom;font-weight:bold;">Opal (O/O)</td> <td data-sheets-numberformat='{"1":2,"2":"0.00","3":1}' data-sheets-value='{"1":3,"3":2.9}' style="overflow:hidden;padding:0px 3px 0px 3px;vertical-align:bottom;text-align:center;">2.90</td> <td data-sheets-numberformat='{"1":2,"2":"0","3":1}' data-sheets-value='{"1":3,"3":69}' style="overflow:hidden;padding:0px 3px 0px 3px;vertical-align:bottom;text-align:center;">69</td> <td data-sheets-numberformat='{"1":2,"2":"0","3":1}' data-sheets-value='{"1":3,"3":58}' style="overflow:hidden;padding:0px 3px 0px 3px;vertical-align:bottom;text-align:center;">58</td> <td data-sheets-numberformat='{"1":2,"2":"0","3":1}' data-sheets-value='{"1":3,"3":20}' style="border-right:1px solid #000000;overflow:hidden;padding:0px 3px 0px 3px;vertical-align:bottom;text-align:center;">20</td> </tr> <tr style="height:20px;"> <td style="border-left:1px solid #000000;overflow:hidden;padding:0px 3px 0px 3px;vertical-align:bottom;font-weight:bold;"></td> <td data-sheets-value='{"1":2,"2":"Triple-walled"}' style="overflow:hidden;padding:0px 3px 0px 3px;vertical-align:bottom;font-weight:bold;">Triple-walled</td> <td data-sheets-value='{"1":2,"2":"Clear (H/H/H)"}' style="border-right:1px solid #000000;overflow:hidden;padding:0px 3px 0px 3px;vertical-align:bottom;font-weight:bold;">Clear (H/H/H)</td> <td data-sheets-numberformat='{"1":2,"2":"0.00","3":1}' data-sheets-value='{"1":3,"3":1.7}' style="overflow:hidden;padding:0px 3px 0px 3px;vertical-align:bottom;text-align:center;">1.70</td> <td data-sheets-numberformat='{"1":2,"2":"0","3":1}' data-sheets-value='{"1":3,"3":73}' style="overflow:hidden;padding:0px 3px 0px 3px;vertical-align:bottom;text-align:center;">73</td> <td data-sheets-numberformat='{"1":2,"2":"0","3":1}' data-sheets-value='{"1":3,"3":65}' style="overflow:hidden;padding:0px 3px 0px 3px;vertical-align:bottom;text-align:center;">65</td> <td data-sheets-numberformat='{"1":2,"2":"0","3":1}' data-sheets-value='{"1":3,"3":22}' style="border-right:1px solid #000000;overflow:hidden;padding:0px 3px 0px 3px;vertical-align:bottom;text-align:center;">22</td> </tr> <tr style="height:20px;"> <td style="border-left:1px solid #000000;overflow:hidden;padding:0px 3px 0px 3px;vertical-align:bottom;font-weight:bold;"></td> <td data-sheets-value='{"1":2,"2":"Triple-walled"}' style="overflow:hidden;padding:0px 3px 0px 3px;vertical-align:bottom;font-weight:bold;">Triple-walled</td> <td data-sheets-value='{"1":2,"2":"Opal (O/H/O)"}' style="border-right:1px solid #000000;overflow:hidden;padding:0px 3px 0px 3px;vertical-align:bottom;font-weight:bold;">Opal (O/H/O)</td> <td data-sheets-numberformat='{"1":2,"2":"0.00","3":1}' data-sheets-value='{"1":3,"3":1.7}' style="overflow:hidden;padding:0px 3px 0px 3px;vertical-align:bottom;text-align:center;">1.70</td> <td data-sheets-numberformat='{"1":2,"2":"0","3":1}' data-sheets-value='{"1":3,"3":62}' style="overflow:hidden;padding:0px 3px 0px 3px;vertical-align:bottom;text-align:center;">62</td> <td data-sheets-numberformat='{"1":2,"2":"0","3":1}' data-sheets-value='{"1":3,"3":51}' style="overflow:hidden;padding:0px 3px 0px 3px;vertical-align:bottom;text-align:center;">51</td> <td data-sheets-numberformat='{"1":2,"2":"0","3":1}' data-sheets-value='{"1":3,"3":22}' style="border-right:1px solid #000000;overflow:hidden;padding:0px 3px 0px 3px;vertical-align:bottom;text-align:center;">22</td> </tr> <tr style="height:20px;"> <td style="border-left:1px solid #000000;overflow:hidden;padding:0px 3px 0px 3px;vertical-align:bottom;font-weight:bold;"></td> <td data-sheets-value='{"1":2,"2":"Four-walled"}' style="overflow:hidden;padding:0px 3px 0px 3px;vertical-align:bottom;font-weight:bold;">Four-walled</td> <td data-sheets-value='{"1":2,"2":"Clear (H/H/H/H)"}' style="border-right:1px solid #000000;overflow:hidden;padding:0px 3px 0px 3px;vertical-align:bottom;font-weight:bold;">Clear (H/H/H/H)</td> <td data-sheets-numberformat='{"1":2,"2":"0.00","3":1}' data-sheets-value='{"1":3,"3":1.28}' style="overflow:hidden;padding:0px 3px 0px 3px;vertical-align:bottom;text-align:center;">1.28</td> <td data-sheets-numberformat='{"1":2,"2":"0","3":1}' data-sheets-value='{"1":3,"3":64}' style="overflow:hidden;padding:0px 3px 0px 3px;vertical-align:bottom;text-align:center;">64</td> <td data-sheets-numberformat='{"1":2,"2":"0","3":1}' data-sheets-value='{"1":3,"3":54}' style="overflow:hidden;padding:0px 3px 0px 3px;vertical-align:bottom;text-align:center;">54</td> <td data-sheets-numberformat='{"1":2,"2":"0","3":1}' data-sheets-value='{"1":3,"3":23}' style="border-right:1px solid #000000;overflow:hidden;padding:0px 3px 0px 3px;vertical-align:bottom;text-align:center;">23</td> </tr> <tr style="height:20px;"> <td style="border-bottom:1px solid #000000;border-left:1px solid #000000;overflow:hidden;padding:0px 3px 0px 3px;vertical-align:bottom;"></td> <td data-sheets-value='{"1":2,"2":"Four-walled"}' style="border-bottom:1px solid #000000;overflow:hidden;padding:0px 3px 0px 3px;vertical-align:bottom;font-weight:bold;">Four-walled</td> <td data-sheets-value='{"1":2,"2":"Opal (H/H/O/H)"}' style="border-right:1px solid #000000;border-bottom:1px solid #000000;overflow:hidden;padding:0px 3px 0px 3px;vertical-align:bottom;font-weight:bold;">Opal (H/H/O/H)</td> <td data-sheets-numberformat='{"1":2,"2":"0.00","3":1}' data-sheets-value='{"1":3,"3":1.28}' style="border-bottom:1px solid #000000;overflow:hidden;padding:0px 3px 0px 3px;vertical-align:bottom;text-align:center;">1.28</td> <td data-sheets-numberformat='{"1":2,"2":"0","3":1}' data-sheets-value='{"1":3,"3":59}' style="border-bottom:1px solid #000000;overflow:hidden;padding:0px 3px 0px 3px;vertical-align:bottom;text-align:center;">59</td> <td data-sheets-numberformat='{"1":2,"2":"0","3":1}' data-sheets-value='{"1":3,"3":48}' style="border-bottom:1px solid #000000;overflow:hidden;padding:0px 3px 0px 3px;vertical-align:bottom;text-align:center;">48</td> <td data-sheets-numberformat='{"1":2,"2":"0","3":1}' data-sheets-value='{"1":3,"3":23}' style="border-right:1px solid #000000;border-bottom:1px solid #000000;overflow:hidden;padding:0px 3px 0px 3px;vertical-align:bottom;text-align:center;">23</td> </tr> <tr style="height:20px;"> <td data-sheets-value='{"1":2,"2":"Polycarbonate "}' style="border-left:1px solid #000000;overflow:hidden;padding:0px 3px 0px 3px;vertical-align:bottom;font-weight:bold;">Polycarbonate </td> <td data-sheets-value='{"1":2,"2":"Single-walled"}' style="overflow:hidden;padding:0px 3px 0px 3px;vertical-align:bottom;font-weight:bold;">Single-walled</td> <td data-sheets-value='{"1":2,"2":"Clear (A)"}' style="border-right:1px solid #000000;overflow:hidden;padding:0px 3px 0px 3px;vertical-align:bottom;font-weight:bold;">Clear (A)</td> <td data-sheets-numberformat='{"1":2,"2":"0.00","3":1}' data-sheets-value='{"1":3,"3":5.17}' style="overflow:hidden;padding:0px 3px 0px 3px;vertical-align:bottom;text-align:center;">5.17</td> <td data-sheets-numberformat='{"1":2,"2":"0","3":1}' data-sheets-value='{"1":3,"3":88}' style="overflow:hidden;padding:0px 3px 0px 3px;vertical-align:bottom;text-align:center;">88</td> <td data-sheets-numberformat='{"1":2,"2":"0","3":1}' data-sheets-value='{"1":3,"3":83}' style="overflow:hidden;padding:0px 3px 0px 3px;vertical-align:bottom;text-align:center;">83</td> <td data-sheets-numberformat='{"1":2,"2":"0","3":1}' data-sheets-value='{"1":2,"2":"-"}' style="border-right:1px solid #000000;overflow:hidden;padding:0px 3px 0px 3px;vertical-align:bottom;text-align:center;">-</td> </tr> <tr style="height:20px;"> <td data-sheets-value='{"1":2,"2":"PC"}' style="border-left:1px solid #000000;overflow:hidden;padding:0px 3px 0px 3px;vertical-align:bottom;font-weight:bold;">PC</td> <td data-sheets-value='{"1":2,"2":"Single-walled"}' style="overflow:hidden;padding:0px 3px 0px 3px;vertical-align:bottom;font-weight:bold;">Single-walled</td> <td data-sheets-value='{"1":2,"2":"Opal (D)"}' style="border-right:1px solid #000000;overflow:hidden;padding:0px 3px 0px 3px;vertical-align:bottom;font-weight:bold;">Opal (D)</td> <td data-sheets-numberformat='{"1":2,"2":"0.00","3":1}' data-sheets-value='{"1":3,"3":5.17}' style="overflow:hidden;padding:0px 3px 0px 3px;vertical-align:bottom;text-align:center;">5.17</td> <td data-sheets-numberformat='{"1":2,"2":"0","3":1}' data-sheets-value='{"1":3,"3":58}' style="overflow:hidden;padding:0px 3px 0px 3px;vertical-align:bottom;text-align:center;">58</td> <td data-sheets-numberformat='{"1":2,"2":"0","3":1}' data-sheets-value='{"1":3,"3":60}' style="overflow:hidden;padding:0px 3px 0px 3px;vertical-align:bottom;text-align:center;">60</td> <td data-sheets-numberformat='{"1":2,"2":"0","3":1}' data-sheets-value='{"1":2,"2":"-"}' style="border-right:1px solid #000000;overflow:hidden;padding:0px 3px 0px 3px;vertical-align:bottom;text-align:center;">-</td> </tr> <tr style="height:20px;"> <td style="border-left:1px solid #000000;overflow:hidden;padding:0px 3px 0px 3px;vertical-align:bottom;font-weight:bold;"></td> <td data-sheets-value='{"1":2,"2":"Double-walled"}' style="overflow:hidden;padding:0px 3px 0px 3px;vertical-align:bottom;font-weight:bold;">Double-walled</td> <td data-sheets-value='{"1":2,"2":"Clear (A/H)"}' style="border-right:1px solid #000000;overflow:hidden;padding:0px 3px 0px 3px;vertical-align:bottom;font-weight:bold;">Clear (A/H)</td> <td data-sheets-numberformat='{"1":2,"2":"0.00","3":1}' data-sheets-value='{"1":3,"3":2.9}' style="overflow:hidden;padding:0px 3px 0px 3px;vertical-align:bottom;text-align:center;">2.90</td> <td data-sheets-numberformat='{"1":2,"2":"0","3":1}' data-sheets-value='{"1":3,"3":79}' style="overflow:hidden;padding:0px 3px 0px 3px;vertical-align:bottom;text-align:center;">79</td> <td data-sheets-numberformat='{"1":2,"2":"0","3":1}' data-sheets-value='{"1":3,"3":72}' style="overflow:hidden;padding:0px 3px 0px 3px;vertical-align:bottom;text-align:center;">72</td> <td data-sheets-numberformat='{"1":2,"2":"0","3":1}' data-sheets-value='{"1":3,"3":20}' style="border-right:1px solid #000000;overflow:hidden;padding:0px 3px 0px 3px;vertical-align:bottom;text-align:center;">20</td> </tr> <tr style="height:20px;"> <td style="border-left:1px solid #000000;overflow:hidden;padding:0px 3px 0px 3px;vertical-align:bottom;font-weight:bold;"></td> <td data-sheets-value='{"1":2,"2":"Double-walled"}' style="overflow:hidden;padding:0px 3px 0px 3px;vertical-align:bottom;font-weight:bold;">Double-walled</td> <td data-sheets-value='{"1":2,"2":"Clear (A/A)"}' style="border-right:1px solid #000000;overflow:hidden;padding:0px 3px 0px 3px;vertical-align:bottom;font-weight:bold;">Clear (A/A)</td> <td data-sheets-numberformat='{"1":2,"2":"0.00","3":1}' data-sheets-value='{"1":3,"3":2.9}' style="overflow:hidden;padding:0px 3px 0px 3px;vertical-align:bottom;text-align:center;">2.90</td> <td data-sheets-numberformat='{"1":2,"2":"0","3":1}' data-sheets-value='{"1":3,"3":77}' style="overflow:hidden;padding:0px 3px 0px 3px;vertical-align:bottom;text-align:center;">77</td> <td data-sheets-numberformat='{"1":2,"2":"0","3":1}' data-sheets-value='{"1":3,"3":69}' style="overflow:hidden;padding:0px 3px 0px 3px;vertical-align:bottom;text-align:center;">69</td> <td data-sheets-numberformat='{"1":2,"2":"0","3":1}' data-sheets-value='{"1":3,"3":20}' style="border-right:1px solid #000000;overflow:hidden;padding:0px 3px 0px 3px;vertical-align:bottom;text-align:center;">20</td> </tr> <tr style="height:20px;"> <td style="border-left:1px solid #000000;overflow:hidden;padding:0px 3px 0px 3px;vertical-align:bottom;font-weight:bold;"></td> <td data-sheets-value='{"1":2,"2":"Double-walled"}' style="overflow:hidden;padding:0px 3px 0px 3px;vertical-align:bottom;font-weight:bold;">Double-walled</td> <td data-sheets-value='{"1":2,"2":"Opal (A/O)"}' style="border-right:1px solid #000000;overflow:hidden;padding:0px 3px 0px 3px;vertical-align:bottom;font-weight:bold;">Opal (A/O)</td> <td data-sheets-numberformat='{"1":2,"2":"0.00","3":1}' data-sheets-value='{"1":3,"3":2.9}' style="overflow:hidden;padding:0px 3px 0px 3px;vertical-align:bottom;text-align:center;">2.90</td> <td data-sheets-numberformat='{"1":2,"2":"0","3":1}' data-sheets-value='{"1":3,"3":73}' style="overflow:hidden;padding:0px 3px 0px 3px;vertical-align:bottom;text-align:center;">73</td> <td data-sheets-numberformat='{"1":2,"2":"0","3":1}' data-sheets-value='{"1":3,"3":63}' style="overflow:hidden;padding:0px 3px 0px 3px;vertical-align:bottom;text-align:center;">63</td> <td data-sheets-numberformat='{"1":2,"2":"0","3":1}' data-sheets-value='{"1":3,"3":20}' style="border-right:1px solid #000000;overflow:hidden;padding:0px 3px 0px 3px;vertical-align:bottom;text-align:center;">20</td> </tr> <tr style="height:20px;"> <td style="border-left:1px solid #000000;overflow:hidden;padding:0px 3px 0px 3px;vertical-align:bottom;font-weight:bold;"></td> <td data-sheets-value='{"1":2,"2":"Double-walled"}' style="overflow:hidden;padding:0px 3px 0px 3px;vertical-align:bottom;font-weight:bold;">Double-walled</td> <td data-sheets-value='{"1":2,"2":"Opal (A/D)"}' style="border-right:1px solid #000000;overflow:hidden;padding:0px 3px 0px 3px;vertical-align:bottom;font-weight:bold;">Opal (A/D)</td> <td data-sheets-numberformat='{"1":2,"2":"0.00","3":1}' data-sheets-value='{"1":3,"3":2.9}' style="overflow:hidden;padding:0px 3px 0px 3px;vertical-align:bottom;text-align:center;">2.90</td> <td data-sheets-numberformat='{"1":2,"2":"0","3":1}' data-sheets-value='{"1":3,"3":51}' style="overflow:hidden;padding:0px 3px 0px 3px;vertical-align:bottom;text-align:center;">51</td> <td data-sheets-numberformat='{"1":2,"2":"0","3":1}' data-sheets-value='{"1":3,"3":50}' style="overflow:hidden;padding:0px 3px 0px 3px;vertical-align:bottom;text-align:center;">50</td> <td data-sheets-numberformat='{"1":2,"2":"0","3":1}' data-sheets-value='{"1":3,"3":20}' style="border-right:1px solid #000000;overflow:hidden;padding:0px 3px 0px 3px;vertical-align:bottom;text-align:center;">20</td> </tr> <tr style="height:20px;"> <td style="border-left:1px solid #000000;overflow:hidden;padding:0px 3px 0px 3px;vertical-align:bottom;font-weight:bold;"></td> <td data-sheets-value='{"1":2,"2":"Triple-walled"}' style="overflow:hidden;padding:0px 3px 0px 3px;vertical-align:bottom;font-weight:bold;">Triple-walled</td> <td data-sheets-value='{"1":2,"2":"Clear (A/H/H)"}' style="border-right:1px solid #000000;overflow:hidden;padding:0px 3px 0px 3px;vertical-align:bottom;font-weight:bold;">Clear (A/H/H)</td> <td data-sheets-numberformat='{"1":2,"2":"0.00","3":1}' data-sheets-value='{"1":3,"3":1.7}' style="overflow:hidden;padding:0px 3px 0px 3px;vertical-align:bottom;text-align:center;">1.70</td> <td data-sheets-numberformat='{"1":2,"2":"0","3":1}' data-sheets-value='{"1":3,"3":71}' style="overflow:hidden;padding:0px 3px 0px 3px;vertical-align:bottom;text-align:center;">71</td> <td data-sheets-numberformat='{"1":2,"2":"0","3":1}' data-sheets-value='{"1":3,"3":63}' style="overflow:hidden;padding:0px 3px 0px 3px;vertical-align:bottom;text-align:center;">63</td> <td data-sheets-numberformat='{"1":2,"2":"0","3":1}' data-sheets-value='{"1":3,"3":22}' style="border-right:1px solid #000000;overflow:hidden;padding:0px 3px 0px 3px;vertical-align:bottom;text-align:center;">22</td> </tr> <tr style="height:20px;"> <td style="border-left:1px solid #000000;overflow:hidden;padding:0px 3px 0px 3px;vertical-align:bottom;font-weight:bold;"></td> <td data-sheets-value='{"1":2,"2":"Triple-walled"}' style="overflow:hidden;padding:0px 3px 0px 3px;vertical-align:bottom;font-weight:bold;">Triple-walled</td> <td data-sheets-value='{"1":2,"2":"Opal (A/O/O)"}' style="border-right:1px solid #000000;overflow:hidden;padding:0px 3px 0px 3px;vertical-align:bottom;font-weight:bold;">Opal (A/O/O)</td> <td data-sheets-numberformat='{"1":2,"2":"0.00","3":1}' data-sheets-value='{"1":3,"3":1.7}' style="overflow:hidden;padding:0px 3px 0px 3px;vertical-align:bottom;text-align:center;">1.70</td> <td data-sheets-numberformat='{"1":2,"2":"0","3":1}' data-sheets-value='{"1":3,"3":61}' style="overflow:hidden;padding:0px 3px 0px 3px;vertical-align:bottom;text-align:center;">61</td> <td data-sheets-numberformat='{"1":2,"2":"0","3":1}' data-sheets-value='{"1":3,"3":48}' style="overflow:hidden;padding:0px 3px 0px 3px;vertical-align:bottom;text-align:center;">48</td> <td data-sheets-numberformat='{"1":2,"2":"0","3":1}' data-sheets-value='{"1":3,"3":22}' style="border-right:1px solid #000000;overflow:hidden;padding:0px 3px 0px 3px;vertical-align:bottom;text-align:center;">22</td> </tr> <tr style="height:20px;"> <td style="border-left:1px solid #000000;overflow:hidden;padding:0px 3px 0px 3px;vertical-align:bottom;font-weight:bold;"></td> <td data-sheets-value='{"1":2,"2":"Four-walled"}' style="overflow:hidden;padding:0px 3px 0px 3px;vertical-align:bottom;font-weight:bold;">Four-walled</td> <td data-sheets-value='{"1":2,"2":"Clear (A/H/H/H)"}' style="border-right:1px solid #000000;overflow:hidden;padding:0px 3px 0px 3px;vertical-align:bottom;font-weight:bold;">Clear (A/H/H/H)</td> <td data-sheets-numberformat='{"1":2,"2":"0.00","3":1}' data-sheets-value='{"1":3,"3":1.28}' style="overflow:hidden;padding:0px 3px 0px 3px;vertical-align:bottom;text-align:center;">1.28</td> <td data-sheets-numberformat='{"1":2,"2":"0","3":1}' data-sheets-value='{"1":3,"3":64}' style="overflow:hidden;padding:0px 3px 0px 3px;vertical-align:bottom;text-align:center;">64</td> <td data-sheets-numberformat='{"1":2,"2":"0","3":1}' data-sheets-value='{"1":3,"3":52}' style="overflow:hidden;padding:0px 3px 0px 3px;vertical-align:bottom;text-align:center;">52</td> <td data-sheets-numberformat='{"1":2,"2":"0","3":1}' data-sheets-value='{"1":3,"3":23}' style="border-right:1px solid #000000;overflow:hidden;padding:0px 3px 0px 3px;vertical-align:bottom;text-align:center;">23</td> </tr> <tr style="height:20px;"> <td style="border-bottom:1px solid #000000;border-left:1px solid #000000;overflow:hidden;padding:0px 3px 0px 3px;vertical-align:bottom;"></td> <td data-sheets-value='{"1":2,"2":"Four-walled"}' style="border-bottom:1px solid #000000;overflow:hidden;padding:0px 3px 0px 3px;vertical-align:bottom;font-weight:bold;">Four-walled</td> <td data-sheets-value='{"1":2,"2":"Opal (A/H/O/H)"}' style="border-right:1px solid #000000;border-bottom:1px solid #000000;overflow:hidden;padding:0px 3px 0px 3px;vertical-align:bottom;font-weight:bold;">Opal (A/H/O/H)</td> <td data-sheets-numberformat='{"1":2,"2":"0.00","3":1}' data-sheets-value='{"1":3,"3":1.28}' style="border-bottom:1px solid #000000;overflow:hidden;padding:0px 3px 0px 3px;vertical-align:bottom;text-align:center;">1.28</td> <td data-sheets-numberformat='{"1":2,"2":"0","3":1}' data-sheets-value='{"1":3,"3":59}' style="border-bottom:1px solid #000000;overflow:hidden;padding:0px 3px 0px 3px;vertical-align:bottom;text-align:center;">59</td> <td data-sheets-numberformat='{"1":2,"2":"0","3":1}' data-sheets-value='{"1":3,"3":46}' style="border-bottom:1px solid #000000;overflow:hidden;padding:0px 3px 0px 3px;vertical-align:bottom;text-align:center;">46</td> <td data-sheets-numberformat='{"1":2,"2":"0","3":1}' data-sheets-value='{"1":3,"3":23}' style="border-right:1px solid #000000;border-bottom:1px solid #000000;overflow:hidden;padding:0px 3px 0px 3px;vertical-align:bottom;text-align:center;">23</td> </tr> <tr style="height:20px;"> <td data-sheets-value='{"1":2,"2":"Polycarbonate"}' style="border-left:1px solid #000000;overflow:hidden;padding:0px 3px 0px 3px;vertical-align:bottom;font-weight:bold;">Polycarbonate</td> <td data-sheets-value='{"1":2,"2":"Single-walled"}' style="overflow:hidden;padding:0px 3px 0px 3px;vertical-align:bottom;font-weight:bold;">Single-walled</td> <td data-sheets-value='{"1":2,"2":"Heatstop Opal (T)"}' style="border-right:1px solid #000000;overflow:hidden;padding:0px 3px 0px 3px;vertical-align:bottom;font-weight:bold;">Heatstop Opal (T)</td> <td data-sheets-numberformat='{"1":2,"2":"0.00","3":1}' data-sheets-value='{"1":3,"3":5.17}' style="overflow:hidden;padding:0px 3px 0px 3px;vertical-align:bottom;text-align:center;">5.17</td> <td data-sheets-numberformat='{"1":2,"2":"0","3":1}' data-sheets-value='{"1":3,"3":49}' style="overflow:hidden;padding:0px 3px 0px 3px;vertical-align:bottom;text-align:center;">49</td> <td data-sheets-numberformat='{"1":2,"2":"0","3":1}' data-sheets-value='{"1":3,"3":59}' style="overflow:hidden;padding:0px 3px 0px 3px;vertical-align:bottom;text-align:center;">59</td> <td data-sheets-numberformat='{"1":2,"2":"0","3":1}' data-sheets-value='{"1":2,"2":"-"}' style="border-right:1px solid #000000;overflow:hidden;padding:0px 3px 0px 3px;vertical-align:bottom;text-align:center;">-</td> </tr> <tr style="height:20px;"> <td data-sheets-value='{"1":2,"2":"Heatstop PC"}' style="border-left:1px solid #000000;overflow:hidden;padding:0px 3px 0px 3px;vertical-align:bottom;font-weight:bold;">Heatstop PC</td> <td data-sheets-value='{"1":2,"2":"Double-walled"}' style="overflow:hidden;padding:0px 3px 0px 3px;vertical-align:bottom;font-weight:bold;">Double-walled</td> <td data-sheets-value='{"1":2,"2":"Clear (T/H)"}' style="border-right:1px solid #000000;overflow:hidden;padding:0px 3px 0px 3px;vertical-align:bottom;font-weight:bold;">Clear (T/H)</td> <td data-sheets-numberformat='{"1":2,"2":"0.00","3":1}' data-sheets-value='{"1":3,"3":2.9}' style="overflow:hidden;padding:0px 3px 0px 3px;vertical-align:bottom;text-align:center;">2.90</td> <td data-sheets-numberformat='{"1":2,"2":"0","3":1}' data-sheets-value='{"1":3,"3":44}' style="overflow:hidden;padding:0px 3px 0px 3px;vertical-align:bottom;text-align:center;">44</td> <td data-sheets-numberformat='{"1":2,"2":"0","3":1}' data-sheets-value='{"1":3,"3":51}' style="overflow:hidden;padding:0px 3px 0px 3px;vertical-align:bottom;text-align:center;">51</td> <td data-sheets-numberformat='{"1":2,"2":"0","3":1}' data-sheets-value='{"1":3,"3":20}' style="border-right:1px solid #000000;overflow:hidden;padding:0px 3px 0px 3px;vertical-align:bottom;text-align:center;">20</td> </tr> <tr style="height:20px;"> <td style="border-left:1px solid #000000;overflow:hidden;padding:0px 3px 0px 3px;vertical-align:bottom;font-weight:bold;"></td> <td data-sheets-value='{"1":2,"2":"Double-walled"}' style="overflow:hidden;padding:0px 3px 0px 3px;vertical-align:bottom;font-weight:bold;">Double-walled</td> <td data-sheets-value='{"1":2,"2":"Opal (T/O)"}' style="border-right:1px solid #000000;overflow:hidden;padding:0px 3px 0px 3px;vertical-align:bottom;font-weight:bold;">Opal (T/O)</td> <td data-sheets-numberformat='{"1":2,"2":"0.00","3":1}' data-sheets-value='{"1":3,"3":2.9}' style="overflow:hidden;padding:0px 3px 0px 3px;vertical-align:bottom;text-align:center;">2.90</td> <td data-sheets-numberformat='{"1":2,"2":"0","3":1}' data-sheets-value='{"1":3,"3":41}' style="overflow:hidden;padding:0px 3px 0px 3px;vertical-align:bottom;text-align:center;">41</td> <td data-sheets-numberformat='{"1":2,"2":"0","3":1}' data-sheets-value='{"1":3,"3":45}' style="overflow:hidden;padding:0px 3px 0px 3px;vertical-align:bottom;text-align:center;">45</td> <td data-sheets-numberformat='{"1":2,"2":"0","3":1}' data-sheets-value='{"1":3,"3":20}' style="border-right:1px solid #000000;overflow:hidden;padding:0px 3px 0px 3px;vertical-align:bottom;text-align:center;">20</td> </tr> <tr style="height:20px;"> <td style="border-left:1px solid #000000;overflow:hidden;padding:0px 3px 0px 3px;vertical-align:bottom;font-weight:bold;"></td> <td data-sheets-value='{"1":2,"2":"Triple-walled"}' style="overflow:hidden; | skylux-160-ce-met-koepel-en-pvc-opstand-16-00-met-lm-motor-en-windvang-1300-x-2500-mm | 8586029433165 | 46872345805133
Smoke and heat exhaust (SHEV) | SHE system | Skylux | Skylux 160° CE with skylight and PVC curb 16/00 with double LM-actuator and spoiler 1300 x 2800 mm |  | 50389 | 5412970503897 | 8494.2 | Yes | 30-45 | 139.57 | 1300 x 2800 mm | 2800 | 1300 |  | PVC 16/00 (16 cm high & roof opening = daylight size) | Rectangular | 5.17 W/m²K - 1.28 W/m²K | 87% - 32% | 90% - 32% | 20dB - 23dB | 160° CE (for industry) | skylight | with spoiler | E | Double actuator | Maximum four-walled skylight possible for this product | Ut-value LT-value g-value Rw-value EN 1873 : 2014 EN ISO 13468 EN 16153 EN 410 EN 410 EN ISO 140-3 Material Walls Shells (W/m²K) (%) (%) (dB) Acrylic Single-walled Clear (H) 5.17 90 87 - PMMA Single-walled Opal (O) 5.17 83 76 - Double-walled Clear (H/H) 2.90 81 75 20 Double-walled Opal (O/O) 2.90 69 58 20 Triple-walled Clear (H/H/H) 1.70 73 65 22 Triple-walled Opal (O/H/O) 1.70 62 51 22 Four-walled Clear (H/H/H/H) 1.28 64 54 23 Four-walled Opal (H/H/O/H) 1.28 59 48 23 Polycarbonate Single-walled Clear (A) 5.17 88 83 - PC Single-walled Opal (D) 5.17 58 60 - Double-walled Clear (A/H) 2.90 79 72 20 Double-walled Clear (A/A) 2.90 77 69 20 Double-walled Opal (A/O) 2.90 73 63 20 Double-walled Opal (A/D) 2.90 51 50 20 Triple-walled Clear (A/H/H) 1.70 71 63 22 Triple-walled Opal (A/O/O) 1.70 61 48 22 Four-walled Clear (A/H/H/H) 1.28 64 52 23 Four-walled Opal (A/H/O/H) 1.28 59 46 23 Polycarbonate Single-walled Heatstop Opal (T) 5.17 49 59 - Heatstop PC Double-walled Clear (T/H) 2.90 44 51 20 Double-walled Opal (T/O) 2.90 41 45 20 Triple-walled Clear (T/H/H) 1.70 40 <td data-sheets-numberformat='{"1":2,"2":"0","3":1}' data-sheets-value='{"1":3,"3":44}' style="overflow:hidden;paddin | https://skylux.eu/en/products/skylux-160-ce-met-koepel-en-pvc-opstand-16-00-met-lm-motor-en-windvang-1300-x-2800-mm | https://skylux.eu/cdn/shop/files/Skylux-160deg-CE-met-koepel-en-pvc-opstand-1600-met-dubbele-LM-motor-en-windvang-1300-x-2800-mm-RWA-systeem.jpg?v=1702980303&width=1600 | https://skylux.eu/cdn/shop/files/e5a82811-1bb0-48e4-a776-cacb59c7c092_e7f8cecc-de29-4766-b4ab-fcedb0fc274f.jpg?v=1688551098&width=1600 | //skylux.eu/cdn/shop/files/E_MH_Mounting_instructions_Skylux_160_CE_LM.pdf?v=12406716259046007223 | //skylux.eu/cdn/shop/files/E_TD_Technical_File_Skylux_Skylux_160_CE_Electric.pdf?v=3667116872303399239 | <style type="text/css" id="isPasted"> <!--td { border: 1px solid #cccccc; } br { mso-data-placement: same-cell; } --> </style> <table border="1" cellpadding="0" cellspacing="0" dir="ltr" style="table-layout:fixed;font-size:10pt;font-family:Arial;border-collapse:collapse;border:none;"><tbody> <tr style="height:20px;"> <td style="overflow:hidden;padding:0px 3px 0px 3px;vertical-align:bottom;"></td> <td style="overflow:hidden;padding:0px 3px 0px 3px;vertical-align:bottom;"></td> <td style="overflow:hidden;padding:0px 3px 0px 3px;vertical-align:bottom;"></td> <td data-sheets-value='{"1":2,"2":"Ut-value"}' style="overflow:hidden;padding:0px 3px 0px 3px;vertical-align:bottom;font-weight:bold;text-align:center;">Ut-value</td> <td data-sheets-value='{"1":2,"2":"LT-value"}' style="overflow:hidden;padding:0px 3px 0px 3px;vertical-align:bottom;font-weight:bold;text-align:center;">LT-value</td> <td data-sheets-value='{"1":2,"2":"g-value"}' style="overflow:hidden;padding:0px 3px 0px 3px;vertical-align:bottom;font-weight:bold;text-align:center;">g-value</td> <td data-sheets-value='{"1":2,"2":"Rw-value "}' style="overflow:hidden;padding:0px 3px 0px 3px;vertical-align:bottom;font-weight:bold;text-align:center;">Rw-value </td> </tr> <tr style="height:20px;"> <td style="overflow:hidden;padding:0px 3px 0px 3px;vertical-align:bottom;"></td> <td style="overflow:hidden;padding:0px 3px 0px 3px;vertical-align:bottom;"></td> <td style="overflow:hidden;padding:0px 3px 0px 3px;vertical-align:bottom;"></td> <td data-sheets-numberformat='{"1":2,"2":"0.00","3":1}' data-sheets-value='{"1":2,"2":"EN 1873 : 2014"}' style="overflow:hidden;padding:0px 3px 0px 3px;vertical-align:bottom;text-align:center;">EN 1873 : 2014</td> <td data-sheets-numberformat='{"1":2,"2":"0","3":1}' data-sheets-value='{"1":2,"2":"EN ISO 13468 EN 16153 EN 410"}' style="overflow:hidden;padding:0px 3px 0px 3px;vertical-align:bottom;text-align:center;">EN ISO 13468 EN 16153 EN 410</td> <td data-sheets-numberformat='{"1":2,"2":"0","3":1}' data-sheets-value='{"1":2,"2":"EN 410"}' style="overflow:hidden;padding:0px 3px 0px 3px;vertical-align:bottom;text-align:center;">EN 410</td> <td data-sheets-value='{"1":2,"2":"EN ISO 140-3\t\t"}' style="overflow:hidden;padding:0px 3px 0px 3px;vertical-align:bottom;text-align:center;">EN ISO 140-3 </td> </tr> <tr style="height:20px;"> <td data-sheets-value='{"1":2,"2":"Material"}' style="border-bottom:1px solid #000000;overflow:hidden;padding:0px 3px 0px 3px;vertical-align:bottom;background-color:#000000;font-weight:bold;color:#ffffff;">Material</td> <td data-sheets-value='{"1":2,"2":"Walls"}' style="border-bottom:1px solid #000000;overflow:hidden;padding:0px 3px 0px 3px;vertical-align:bottom;background-color:#000000;font-weight:bold;color:#ffffff;">Walls</td> <td data-sheets-value='{"1":2,"2":"Shells"}' style="border-bottom:1px solid #000000;overflow:hidden;padding:0px 3px 0px 3px;vertical-align:bottom;background-color:#000000;font-weight:bold;color:#ffffff;">Shells</td> <td data-sheets-numberformat='{"1":2,"2":"0.00","3":1}' data-sheets-value='{"1":2,"2":"(W/m²K)\t"}' style="border-bottom:1px solid #000000;overflow:hidden;padding:0px 3px 0px 3px;vertical-align:bottom;background-color:#000000;font-weight:bold;color:#ffffff;text-align:center;">(W/m²K) </td> <td data-sheets-numberformat='{"1":2,"2":"0","3":1}' data-sheets-value='{"1":2,"2":"(%)"}' style="border-bottom:1px solid #000000;overflow:hidden;padding:0px 3px 0px 3px;vertical-align:bottom;background-color:#000000;font-weight:bold;color:#ffffff;text-align:center;">(%)</td> <td data-sheets-numberformat='{"1":2,"2":"0","3":1}' data-sheets-value='{"1":2,"2":"(%)"}' style="border-bottom:1px solid #000000;overflow:hidden;padding:0px 3px 0px 3px;vertical-align:bottom;background-color:#000000;font-weight:bold;color:#ffffff;text-align:center;">(%)</td> <td data-sheets-value='{"1":2,"2":"(dB)"}' style="border-bottom:1px solid #000000;overflow:hidden;padding:0px 3px 0px 3px;vertical-align:bottom;background-color:#000000;font-weight:bold;color:#ffffff;text-align:center;">(dB)</td> </tr> <tr style="height:20px;"> <td data-sheets-value='{"1":2,"2":"Acrylic"}' style="border-left:1px solid #000000;overflow:hidden;padding:0px 3px 0px 3px;vertical-align:bottom;font-weight:bold;">Acrylic</td> <td data-sheets-value='{"1":2,"2":"Single-walled"}' style="overflow:hidden;padding:0px 3px 0px 3px;vertical-align:bottom;font-weight:bold;">Single-walled</td> <td data-sheets-value='{"1":2,"2":"Clear (H)"}' style="border-right:1px solid #000000;overflow:hidden;padding:0px 3px 0px 3px;vertical-align:bottom;font-weight:bold;">Clear (H)</td> <td data-sheets-numberformat='{"1":2,"2":"0.00","3":1}' data-sheets-value='{"1":3,"3":5.17}' style="overflow:hidden;padding:0px 3px 0px 3px;vertical-align:bottom;text-align:center;">5.17</td> <td data-sheets-numberformat='{"1":2,"2":"0","3":1}' data-sheets-value='{"1":3,"3":90}' style="overflow:hidden;padding:0px 3px 0px 3px;vertical-align:bottom;text-align:center;">90</td> <td data-sheets-numberformat='{"1":2,"2":"0","3":1}' data-sheets-value='{"1":3,"3":87}' style="overflow:hidden;padding:0px 3px 0px 3px;vertical-align:bottom;text-align:center;">87</td> <td data-sheets-numberformat='{"1":2,"2":"0","3":1}' data-sheets-value='{"1":2,"2":"-"}' style="border-right:1px solid #000000;overflow:hidden;padding:0px 3px 0px 3px;vertical-align:bottom;text-align:center;">-</td> </tr> <tr style="height:20px;"> <td data-sheets-value='{"1":2,"2":"PMMA"}' style="border-left:1px solid #000000;overflow:hidden;padding:0px 3px 0px 3px;vertical-align:bottom;font-weight:bold;">PMMA</td> <td data-sheets-value='{"1":2,"2":"Single-walled"}' style="overflow:hidden;padding:0px 3px 0px 3px;vertical-align:bottom;font-weight:bold;">Single-walled</td> <td data-sheets-value='{"1":2,"2":"Opal (O)"}' style="border-right:1px solid #000000;overflow:hidden;padding:0px 3px 0px 3px;vertical-align:bottom;font-weight:bold;">Opal (O)</td> <td data-sheets-numberformat='{"1":2,"2":"0.00","3":1}' data-sheets-value='{"1":3,"3":5.17}' style="overflow:hidden;padding:0px 3px 0px 3px;vertical-align:bottom;text-align:center;">5.17</td> <td data-sheets-numberformat='{"1":2,"2":"0","3":1}' data-sheets-value='{"1":3,"3":83}' style="overflow:hidden;padding:0px 3px 0px 3px;vertical-align:bottom;text-align:center;">83</td> <td data-sheets-numberformat='{"1":2,"2":"0","3":1}' data-sheets-value='{"1":3,"3":76}' style="overflow:hidden;padding:0px 3px 0px 3px;vertical-align:bottom;text-align:center;">76</td> <td data-sheets-numberformat='{"1":2,"2":"0","3":1}' data-sheets-value='{"1":2,"2":"-"}' style="border-right:1px solid #000000;overflow:hidden;padding:0px 3px 0px 3px;vertical-align:bottom;text-align:center;">-</td> </tr> <tr style="height:20px;"> <td style="border-left:1px solid #000000;overflow:hidden;padding:0px 3px 0px 3px;vertical-align:bottom;font-weight:bold;"></td> <td data-sheets-value='{"1":2,"2":"Double-walled"}' style="overflow:hidden;padding:0px 3px 0px 3px;vertical-align:bottom;font-weight:bold;">Double-walled</td> <td data-sheets-value='{"1":2,"2":"Clear (H/H)"}' style="border-right:1px solid #000000;overflow:hidden;padding:0px 3px 0px 3px;vertical-align:bottom;font-weight:bold;">Clear (H/H)</td> <td data-sheets-numberformat='{"1":2,"2":"0.00","3":1}' data-sheets-value='{"1":3,"3":2.9}' style="overflow:hidden;padding:0px 3px 0px 3px;vertical-align:bottom;text-align:center;">2.90</td> <td data-sheets-numberformat='{"1":2,"2":"0","3":1}' data-sheets-value='{"1":3,"3":81}' style="overflow:hidden;padding:0px 3px 0px 3px;vertical-align:bottom;text-align:center;">81</td> <td data-sheets-numberformat='{"1":2,"2":"0","3":1}' data-sheets-value='{"1":3,"3":75}' style="overflow:hidden;padding:0px 3px 0px 3px;vertical-align:bottom;text-align:center;">75</td> <td data-sheets-numberformat='{"1":2,"2":"0","3":1}' data-sheets-value='{"1":3,"3":20}' style="border-right:1px solid #000000;overflow:hidden;padding:0px 3px 0px 3px;vertical-align:bottom;text-align:center;">20</td> </tr> <tr style="height:20px;"> <td style="border-left:1px solid #000000;overflow:hidden;padding:0px 3px 0px 3px;vertical-align:bottom;font-weight:bold;"></td> <td data-sheets-value='{"1":2,"2":"Double-walled"}' style="overflow:hidden;padding:0px 3px 0px 3px;vertical-align:bottom;font-weight:bold;">Double-walled</td> <td data-sheets-value='{"1":2,"2":"Opal (O/O)"}' style="border-right:1px solid #000000;overflow:hidden;padding:0px 3px 0px 3px;vertical-align:bottom;font-weight:bold;">Opal (O/O)</td> <td data-sheets-numberformat='{"1":2,"2":"0.00","3":1}' data-sheets-value='{"1":3,"3":2.9}' style="overflow:hidden;padding:0px 3px 0px 3px;vertical-align:bottom;text-align:center;">2.90</td> <td data-sheets-numberformat='{"1":2,"2":"0","3":1}' data-sheets-value='{"1":3,"3":69}' style="overflow:hidden;padding:0px 3px 0px 3px;vertical-align:bottom;text-align:center;">69</td> <td data-sheets-numberformat='{"1":2,"2":"0","3":1}' data-sheets-value='{"1":3,"3":58}' style="overflow:hidden;padding:0px 3px 0px 3px;vertical-align:bottom;text-align:center;">58</td> <td data-sheets-numberformat='{"1":2,"2":"0","3":1}' data-sheets-value='{"1":3,"3":20}' style="border-right:1px solid #000000;overflow:hidden;padding:0px 3px 0px 3px;vertical-align:bottom;text-align:center;">20</td> </tr> <tr style="height:20px;"> <td style="border-left:1px solid #000000;overflow:hidden;padding:0px 3px 0px 3px;vertical-align:bottom;font-weight:bold;"></td> <td data-sheets-value='{"1":2,"2":"Triple-walled"}' style="overflow:hidden;padding:0px 3px 0px 3px;vertical-align:bottom;font-weight:bold;">Triple-walled</td> <td data-sheets-value='{"1":2,"2":"Clear (H/H/H)"}' style="border-right:1px solid #000000;overflow:hidden;padding:0px 3px 0px 3px;vertical-align:bottom;font-weight:bold;">Clear (H/H/H)</td> <td data-sheets-numberformat='{"1":2,"2":"0.00","3":1}' data-sheets-value='{"1":3,"3":1.7}' style="overflow:hidden;padding:0px 3px 0px 3px;vertical-align:bottom;text-align:center;">1.70</td> <td data-sheets-numberformat='{"1":2,"2":"0","3":1}' data-sheets-value='{"1":3,"3":73}' style="overflow:hidden;padding:0px 3px 0px 3px;vertical-align:bottom;text-align:center;">73</td> <td data-sheets-numberformat='{"1":2,"2":"0","3":1}' data-sheets-value='{"1":3,"3":65}' style="overflow:hidden;padding:0px 3px 0px 3px;vertical-align:bottom;text-align:center;">65</td> <td data-sheets-numberformat='{"1":2,"2":"0","3":1}' data-sheets-value='{"1":3,"3":22}' style="border-right:1px solid #000000;overflow:hidden;padding:0px 3px 0px 3px;vertical-align:bottom;text-align:center;">22</td> </tr> <tr style="height:20px;"> <td style="border-left:1px solid #000000;overflow:hidden;padding:0px 3px 0px 3px;vertical-align:bottom;font-weight:bold;"></td> <td data-sheets-value='{"1":2,"2":"Triple-walled"}' style="overflow:hidden;padding:0px 3px 0px 3px;vertical-align:bottom;font-weight:bold;">Triple-walled</td> <td data-sheets-value='{"1":2,"2":"Opal (O/H/O)"}' style="border-right:1px solid #000000;overflow:hidden;padding:0px 3px 0px 3px;vertical-align:bottom;font-weight:bold;">Opal (O/H/O)</td> <td data-sheets-numberformat='{"1":2,"2":"0.00","3":1}' data-sheets-value='{"1":3,"3":1.7}' style="overflow:hidden;padding:0px 3px 0px 3px;vertical-align:bottom;text-align:center;">1.70</td> <td data-sheets-numberformat='{"1":2,"2":"0","3":1}' data-sheets-value='{"1":3,"3":62}' style="overflow:hidden;padding:0px 3px 0px 3px;vertical-align:bottom;text-align:center;">62</td> <td data-sheets-numberformat='{"1":2,"2":"0","3":1}' data-sheets-value='{"1":3,"3":51}' style="overflow:hidden;padding:0px 3px 0px 3px;vertical-align:bottom;text-align:center;">51</td> <td data-sheets-numberformat='{"1":2,"2":"0","3":1}' data-sheets-value='{"1":3,"3":22}' style="border-right:1px solid #000000;overflow:hidden;padding:0px 3px 0px 3px;vertical-align:bottom;text-align:center;">22</td> </tr> <tr style="height:20px;"> <td style="border-left:1px solid #000000;overflow:hidden;padding:0px 3px 0px 3px;vertical-align:bottom;font-weight:bold;"></td> <td data-sheets-value='{"1":2,"2":"Four-walled"}' style="overflow:hidden;padding:0px 3px 0px 3px;vertical-align:bottom;font-weight:bold;">Four-walled</td> <td data-sheets-value='{"1":2,"2":"Clear (H/H/H/H)"}' style="border-right:1px solid #000000;overflow:hidden;padding:0px 3px 0px 3px;vertical-align:bottom;font-weight:bold;">Clear (H/H/H/H)</td> <td data-sheets-numberformat='{"1":2,"2":"0.00","3":1}' data-sheets-value='{"1":3,"3":1.28}' style="overflow:hidden;padding:0px 3px 0px 3px;vertical-align:bottom;text-align:center;">1.28</td> <td data-sheets-numberformat='{"1":2,"2":"0","3":1}' data-sheets-value='{"1":3,"3":64}' style="overflow:hidden;padding:0px 3px 0px 3px;vertical-align:bottom;text-align:center;">64</td> <td data-sheets-numberformat='{"1":2,"2":"0","3":1}' data-sheets-value='{"1":3,"3":54}' style="overflow:hidden;padding:0px 3px 0px 3px;vertical-align:bottom;text-align:center;">54</td> <td data-sheets-numberformat='{"1":2,"2":"0","3":1}' data-sheets-value='{"1":3,"3":23}' style="border-right:1px solid #000000;overflow:hidden;padding:0px 3px 0px 3px;vertical-align:bottom;text-align:center;">23</td> </tr> <tr style="height:20px;"> <td style="border-bottom:1px solid #000000;border-left:1px solid #000000;overflow:hidden;padding:0px 3px 0px 3px;vertical-align:bottom;"></td> <td data-sheets-value='{"1":2,"2":"Four-walled"}' style="border-bottom:1px solid #000000;overflow:hidden;padding:0px 3px 0px 3px;vertical-align:bottom;font-weight:bold;">Four-walled</td> <td data-sheets-value='{"1":2,"2":"Opal (H/H/O/H)"}' style="border-right:1px solid #000000;border-bottom:1px solid #000000;overflow:hidden;padding:0px 3px 0px 3px;vertical-align:bottom;font-weight:bold;">Opal (H/H/O/H)</td> <td data-sheets-numberformat='{"1":2,"2":"0.00","3":1}' data-sheets-value='{"1":3,"3":1.28}' style="border-bottom:1px solid #000000;overflow:hidden;padding:0px 3px 0px 3px;vertical-align:bottom;text-align:center;">1.28</td> <td data-sheets-numberformat='{"1":2,"2":"0","3":1}' data-sheets-value='{"1":3,"3":59}' style="border-bottom:1px solid #000000;overflow:hidden;padding:0px 3px 0px 3px;vertical-align:bottom;text-align:center;">59</td> <td data-sheets-numberformat='{"1":2,"2":"0","3":1}' data-sheets-value='{"1":3,"3":48}' style="border-bottom:1px solid #000000;overflow:hidden;padding:0px 3px 0px 3px;vertical-align:bottom;text-align:center;">48</td> <td data-sheets-numberformat='{"1":2,"2":"0","3":1}' data-sheets-value='{"1":3,"3":23}' style="border-right:1px solid #000000;border-bottom:1px solid #000000;overflow:hidden;padding:0px 3px 0px 3px;vertical-align:bottom;text-align:center;">23</td> </tr> <tr style="height:20px;"> <td data-sheets-value='{"1":2,"2":"Polycarbonate "}' style="border-left:1px solid #000000;overflow:hidden;padding:0px 3px 0px 3px;vertical-align:bottom;font-weight:bold;">Polycarbonate </td> <td data-sheets-value='{"1":2,"2":"Single-walled"}' style="overflow:hidden;padding:0px 3px 0px 3px;vertical-align:bottom;font-weight:bold;">Single-walled</td> <td data-sheets-value='{"1":2,"2":"Clear (A)"}' style="border-right:1px solid #000000;overflow:hidden;padding:0px 3px 0px 3px;vertical-align:bottom;font-weight:bold;">Clear (A)</td> <td data-sheets-numberformat='{"1":2,"2":"0.00","3":1}' data-sheets-value='{"1":3,"3":5.17}' style="overflow:hidden;padding:0px 3px 0px 3px;vertical-align:bottom;text-align:center;">5.17</td> <td data-sheets-numberformat='{"1":2,"2":"0","3":1}' data-sheets-value='{"1":3,"3":88}' style="overflow:hidden;padding:0px 3px 0px 3px;vertical-align:bottom;text-align:center;">88</td> <td data-sheets-numberformat='{"1":2,"2":"0","3":1}' data-sheets-value='{"1":3,"3":83}' style="overflow:hidden;padding:0px 3px 0px 3px;vertical-align:bottom;text-align:center;">83</td> <td data-sheets-numberformat='{"1":2,"2":"0","3":1}' data-sheets-value='{"1":2,"2":"-"}' style="border-right:1px solid #000000;overflow:hidden;padding:0px 3px 0px 3px;vertical-align:bottom;text-align:center;">-</td> </tr> <tr style="height:20px;"> <td data-sheets-value='{"1":2,"2":"PC"}' style="border-left:1px solid #000000;overflow:hidden;padding:0px 3px 0px 3px;vertical-align:bottom;font-weight:bold;">PC</td> <td data-sheets-value='{"1":2,"2":"Single-walled"}' style="overflow:hidden;padding:0px 3px 0px 3px;vertical-align:bottom;font-weight:bold;">Single-walled</td> <td data-sheets-value='{"1":2,"2":"Opal (D)"}' style="border-right:1px solid #000000;overflow:hidden;padding:0px 3px 0px 3px;vertical-align:bottom;font-weight:bold;">Opal (D)</td> <td data-sheets-numberformat='{"1":2,"2":"0.00","3":1}' data-sheets-value='{"1":3,"3":5.17}' style="overflow:hidden;padding:0px 3px 0px 3px;vertical-align:bottom;text-align:center;">5.17</td> <td data-sheets-numberformat='{"1":2,"2":"0","3":1}' data-sheets-value='{"1":3,"3":58}' style="overflow:hidden;padding:0px 3px 0px 3px;vertical-align:bottom;text-align:center;">58</td> <td data-sheets-numberformat='{"1":2,"2":"0","3":1}' data-sheets-value='{"1":3,"3":60}' style="overflow:hidden;padding:0px 3px 0px 3px;vertical-align:bottom;text-align:center;">60</td> <td data-sheets-numberformat='{"1":2,"2":"0","3":1}' data-sheets-value='{"1":2,"2":"-"}' style="border-right:1px solid #000000;overflow:hidden;padding:0px 3px 0px 3px;vertical-align:bottom;text-align:center;">-</td> </tr> <tr style="height:20px;"> <td style="border-left:1px solid #000000;overflow:hidden;padding:0px 3px 0px 3px;vertical-align:bottom;font-weight:bold;"></td> <td data-sheets-value='{"1":2,"2":"Double-walled"}' style="overflow:hidden;padding:0px 3px 0px 3px;vertical-align:bottom;font-weight:bold;">Double-walled</td> <td data-sheets-value='{"1":2,"2":"Clear (A/H)"}' style="border-right:1px solid #000000;overflow:hidden;padding:0px 3px 0px 3px;vertical-align:bottom;font-weight:bold;">Clear (A/H)</td> <td data-sheets-numberformat='{"1":2,"2":"0.00","3":1}' data-sheets-value='{"1":3,"3":2.9}' style="overflow:hidden;padding:0px 3px 0px 3px;vertical-align:bottom;text-align:center;">2.90</td> <td data-sheets-numberformat='{"1":2,"2":"0","3":1}' data-sheets-value='{"1":3,"3":79}' style="overflow:hidden;padding:0px 3px 0px 3px;vertical-align:bottom;text-align:center;">79</td> <td data-sheets-numberformat='{"1":2,"2":"0","3":1}' data-sheets-value='{"1":3,"3":72}' style="overflow:hidden;padding:0px 3px 0px 3px;vertical-align:bottom;text-align:center;">72</td> <td data-sheets-numberformat='{"1":2,"2":"0","3":1}' data-sheets-value='{"1":3,"3":20}' style="border-right:1px solid #000000;overflow:hidden;padding:0px 3px 0px 3px;vertical-align:bottom;text-align:center;">20</td> </tr> <tr style="height:20px;"> <td style="border-left:1px solid #000000;overflow:hidden;padding:0px 3px 0px 3px;vertical-align:bottom;font-weight:bold;"></td> <td data-sheets-value='{"1":2,"2":"Double-walled"}' style="overflow:hidden;padding:0px 3px 0px 3px;vertical-align:bottom;font-weight:bold;">Double-walled</td> <td data-sheets-value='{"1":2,"2":"Clear (A/A)"}' style="border-right:1px solid #000000;overflow:hidden;padding:0px 3px 0px 3px;vertical-align:bottom;font-weight:bold;">Clear (A/A)</td> <td data-sheets-numberformat='{"1":2,"2":"0.00","3":1}' data-sheets-value='{"1":3,"3":2.9}' style="overflow:hidden;padding:0px 3px 0px 3px;vertical-align:bottom;text-align:center;">2.90</td> <td data-sheets-numberformat='{"1":2,"2":"0","3":1}' data-sheets-value='{"1":3,"3":77}' style="overflow:hidden;padding:0px 3px 0px 3px;vertical-align:bottom;text-align:center;">77</td> <td data-sheets-numberformat='{"1":2,"2":"0","3":1}' data-sheets-value='{"1":3,"3":69}' style="overflow:hidden;padding:0px 3px 0px 3px;vertical-align:bottom;text-align:center;">69</td> <td data-sheets-numberformat='{"1":2,"2":"0","3":1}' data-sheets-value='{"1":3,"3":20}' style="border-right:1px solid #000000;overflow:hidden;padding:0px 3px 0px 3px;vertical-align:bottom;text-align:center;">20</td> </tr> <tr style="height:20px;"> <td style="border-left:1px solid #000000;overflow:hidden;padding:0px 3px 0px 3px;vertical-align:bottom;font-weight:bold;"></td> <td data-sheets-value='{"1":2,"2":"Double-walled"}' style="overflow:hidden;padding:0px 3px 0px 3px;vertical-align:bottom;font-weight:bold;">Double-walled</td> <td data-sheets-value='{"1":2,"2":"Opal (A/O)"}' style="border-right:1px solid #000000;overflow:hidden;padding:0px 3px 0px 3px;vertical-align:bottom;font-weight:bold;">Opal (A/O)</td> <td data-sheets-numberformat='{"1":2,"2":"0.00","3":1}' data-sheets-value='{"1":3,"3":2.9}' style="overflow:hidden;padding:0px 3px 0px 3px;vertical-align:bottom;text-align:center;">2.90</td> <td data-sheets-numberformat='{"1":2,"2":"0","3":1}' data-sheets-value='{"1":3,"3":73}' style="overflow:hidden;padding:0px 3px 0px 3px;vertical-align:bottom;text-align:center;">73</td> <td data-sheets-numberformat='{"1":2,"2":"0","3":1}' data-sheets-value='{"1":3,"3":63}' style="overflow:hidden;padding:0px 3px 0px 3px;vertical-align:bottom;text-align:center;">63</td> <td data-sheets-numberformat='{"1":2,"2":"0","3":1}' data-sheets-value='{"1":3,"3":20}' style="border-right:1px solid #000000;overflow:hidden;padding:0px 3px 0px 3px;vertical-align:bottom;text-align:center;">20</td> </tr> <tr style="height:20px;"> <td style="border-left:1px solid #000000;overflow:hidden;padding:0px 3px 0px 3px;vertical-align:bottom;font-weight:bold;"></td> <td data-sheets-value='{"1":2,"2":"Double-walled"}' style="overflow:hidden;padding:0px 3px 0px 3px;vertical-align:bottom;font-weight:bold;">Double-walled</td> <td data-sheets-value='{"1":2,"2":"Opal (A/D)"}' style="border-right:1px solid #000000;overflow:hidden;padding:0px 3px 0px 3px;vertical-align:bottom;font-weight:bold;">Opal (A/D)</td> <td data-sheets-numberformat='{"1":2,"2":"0.00","3":1}' data-sheets-value='{"1":3,"3":2.9}' style="overflow:hidden;padding:0px 3px 0px 3px;vertical-align:bottom;text-align:center;">2.90</td> <td data-sheets-numberformat='{"1":2,"2":"0","3":1}' data-sheets-value='{"1":3,"3":51}' style="overflow:hidden;padding:0px 3px 0px 3px;vertical-align:bottom;text-align:center;">51</td> <td data-sheets-numberformat='{"1":2,"2":"0","3":1}' data-sheets-value='{"1":3,"3":50}' style="overflow:hidden;padding:0px 3px 0px 3px;vertical-align:bottom;text-align:center;">50</td> <td data-sheets-numberformat='{"1":2,"2":"0","3":1}' data-sheets-value='{"1":3,"3":20}' style="border-right:1px solid #000000;overflow:hidden;padding:0px 3px 0px 3px;vertical-align:bottom;text-align:center;">20</td> </tr> <tr style="height:20px;"> <td style="border-left:1px solid #000000;overflow:hidden;padding:0px 3px 0px 3px;vertical-align:bottom;font-weight:bold;"></td> <td data-sheets-value='{"1":2,"2":"Triple-walled"}' style="overflow:hidden;padding:0px 3px 0px 3px;vertical-align:bottom;font-weight:bold;">Triple-walled</td> <td data-sheets-value='{"1":2,"2":"Clear (A/H/H)"}' style="border-right:1px solid #000000;overflow:hidden;padding:0px 3px 0px 3px;vertical-align:bottom;font-weight:bold;">Clear (A/H/H)</td> <td data-sheets-numberformat='{"1":2,"2":"0.00","3":1}' data-sheets-value='{"1":3,"3":1.7}' style="overflow:hidden;padding:0px 3px 0px 3px;vertical-align:bottom;text-align:center;">1.70</td> <td data-sheets-numberformat='{"1":2,"2":"0","3":1}' data-sheets-value='{"1":3,"3":71}' style="overflow:hidden;padding:0px 3px 0px 3px;vertical-align:bottom;text-align:center;">71</td> <td data-sheets-numberformat='{"1":2,"2":"0","3":1}' data-sheets-value='{"1":3,"3":63}' style="overflow:hidden;padding:0px 3px 0px 3px;vertical-align:bottom;text-align:center;">63</td> <td data-sheets-numberformat='{"1":2,"2":"0","3":1}' data-sheets-value='{"1":3,"3":22}' style="border-right:1px solid #000000;overflow:hidden;padding:0px 3px 0px 3px;vertical-align:bottom;text-align:center;">22</td> </tr> <tr style="height:20px;"> <td style="border-left:1px solid #000000;overflow:hidden;padding:0px 3px 0px 3px;vertical-align:bottom;font-weight:bold;"></td> <td data-sheets-value='{"1":2,"2":"Triple-walled"}' style="overflow:hidden;padding:0px 3px 0px 3px;vertical-align:bottom;font-weight:bold;">Triple-walled</td> <td data-sheets-value='{"1":2,"2":"Opal (A/O/O)"}' style="border-right:1px solid #000000;overflow:hidden;padding:0px 3px 0px 3px;vertical-align:bottom;font-weight:bold;">Opal (A/O/O)</td> <td data-sheets-numberformat='{"1":2,"2":"0.00","3":1}' data-sheets-value='{"1":3,"3":1.7}' style="overflow:hidden;padding:0px 3px 0px 3px;vertical-align:bottom;text-align:center;">1.70</td> <td data-sheets-numberformat='{"1":2,"2":"0","3":1}' data-sheets-value='{"1":3,"3":61}' style="overflow:hidden;padding:0px 3px 0px 3px;vertical-align:bottom;text-align:center;">61</td> <td data-sheets-numberformat='{"1":2,"2":"0","3":1}' data-sheets-value='{"1":3,"3":48}' style="overflow:hidden;padding:0px 3px 0px 3px;vertical-align:bottom;text-align:center;">48</td> <td data-sheets-numberformat='{"1":2,"2":"0","3":1}' data-sheets-value='{"1":3,"3":22}' style="border-right:1px solid #000000;overflow:hidden;padding:0px 3px 0px 3px;vertical-align:bottom;text-align:center;">22</td> </tr> <tr style="height:20px;"> <td style="border-left:1px solid #000000;overflow:hidden;padding:0px 3px 0px 3px;vertical-align:bottom;font-weight:bold;"></td> <td data-sheets-value='{"1":2,"2":"Four-walled"}' style="overflow:hidden;padding:0px 3px 0px 3px;vertical-align:bottom;font-weight:bold;">Four-walled</td> <td data-sheets-value='{"1":2,"2":"Clear (A/H/H/H)"}' style="border-right:1px solid #000000;overflow:hidden;padding:0px 3px 0px 3px;vertical-align:bottom;font-weight:bold;">Clear (A/H/H/H)</td> <td data-sheets-numberformat='{"1":2,"2":"0.00","3":1}' data-sheets-value='{"1":3,"3":1.28}' style="overflow:hidden;padding:0px 3px 0px 3px;vertical-align:bottom;text-align:center;">1.28</td> <td data-sheets-numberformat='{"1":2,"2":"0","3":1}' data-sheets-value='{"1":3,"3":64}' style="overflow:hidden;padding:0px 3px 0px 3px;vertical-align:bottom;text-align:center;">64</td> <td data-sheets-numberformat='{"1":2,"2":"0","3":1}' data-sheets-value='{"1":3,"3":52}' style="overflow:hidden;padding:0px 3px 0px 3px;vertical-align:bottom;text-align:center;">52</td> <td data-sheets-numberformat='{"1":2,"2":"0","3":1}' data-sheets-value='{"1":3,"3":23}' style="border-right:1px solid #000000;overflow:hidden;padding:0px 3px 0px 3px;vertical-align:bottom;text-align:center;">23</td> </tr> <tr style="height:20px;"> <td style="border-bottom:1px solid #000000;border-left:1px solid #000000;overflow:hidden;padding:0px 3px 0px 3px;vertical-align:bottom;"></td> <td data-sheets-value='{"1":2,"2":"Four-walled"}' style="border-bottom:1px solid #000000;overflow:hidden;padding:0px 3px 0px 3px;vertical-align:bottom;font-weight:bold;">Four-walled</td> <td data-sheets-value='{"1":2,"2":"Opal (A/H/O/H)"}' style="border-right:1px solid #000000;border-bottom:1px solid #000000;overflow:hidden;padding:0px 3px 0px 3px;vertical-align:bottom;font-weight:bold;">Opal (A/H/O/H)</td> <td data-sheets-numberformat='{"1":2,"2":"0.00","3":1}' data-sheets-value='{"1":3,"3":1.28}' style="border-bottom:1px solid #000000;overflow:hidden;padding:0px 3px 0px 3px;vertical-align:bottom;text-align:center;">1.28</td> <td data-sheets-numberformat='{"1":2,"2":"0","3":1}' data-sheets-value='{"1":3,"3":59}' style="border-bottom:1px solid #000000;overflow:hidden;padding:0px 3px 0px 3px;vertical-align:bottom;text-align:center;">59</td> <td data-sheets-numberformat='{"1":2,"2":"0","3":1}' data-sheets-value='{"1":3,"3":46}' style="border-bottom:1px solid #000000;overflow:hidden;padding:0px 3px 0px 3px;vertical-align:bottom;text-align:center;">46</td> <td data-sheets-numberformat='{"1":2,"2":"0","3":1}' data-sheets-value='{"1":3,"3":23}' style="border-right:1px solid #000000;border-bottom:1px solid #000000;overflow:hidden;padding:0px 3px 0px 3px;vertical-align:bottom;text-align:center;">23</td> </tr> <tr style="height:20px;"> <td data-sheets-value='{"1":2,"2":"Polycarbonate"}' style="border-left:1px solid #000000;overflow:hidden;padding:0px 3px 0px 3px;vertical-align:bottom;font-weight:bold;">Polycarbonate</td> <td data-sheets-value='{"1":2,"2":"Single-walled"}' style="overflow:hidden;padding:0px 3px 0px 3px;vertical-align:bottom;font-weight:bold;">Single-walled</td> <td data-sheets-value='{"1":2,"2":"Heatstop Opal (T)"}' style="border-right:1px solid #000000;overflow:hidden;padding:0px 3px 0px 3px;vertical-align:bottom;font-weight:bold;">Heatstop Opal (T)</td> <td data-sheets-numberformat='{"1":2,"2":"0.00","3":1}' data-sheets-value='{"1":3,"3":5.17}' style="overflow:hidden;padding:0px 3px 0px 3px;vertical-align:bottom;text-align:center;">5.17</td> <td data-sheets-numberformat='{"1":2,"2":"0","3":1}' data-sheets-value='{"1":3,"3":49}' style="overflow:hidden;padding:0px 3px 0px 3px;vertical-align:bottom;text-align:center;">49</td> <td data-sheets-numberformat='{"1":2,"2":"0","3":1}' data-sheets-value='{"1":3,"3":59}' style="overflow:hidden;padding:0px 3px 0px 3px;vertical-align:bottom;text-align:center;">59</td> <td data-sheets-numberformat='{"1":2,"2":"0","3":1}' data-sheets-value='{"1":2,"2":"-"}' style="border-right:1px solid #000000;overflow:hidden;padding:0px 3px 0px 3px;vertical-align:bottom;text-align:center;">-</td> </tr> <tr style="height:20px;"> <td data-sheets-value='{"1":2,"2":"Heatstop PC"}' style="border-left:1px solid #000000;overflow:hidden;padding:0px 3px 0px 3px;vertical-align:bottom;font-weight:bold;">Heatstop PC</td> <td data-sheets-value='{"1":2,"2":"Double-walled"}' style="overflow:hidden;padding:0px 3px 0px 3px;vertical-align:bottom;font-weight:bold;">Double-walled</td> <td data-sheets-value='{"1":2,"2":"Clear (T/H)"}' style="border-right:1px solid #000000;overflow:hidden;padding:0px 3px 0px 3px;vertical-align:bottom;font-weight:bold;">Clear (T/H)</td> <td data-sheets-numberformat='{"1":2,"2":"0.00","3":1}' data-sheets-value='{"1":3,"3":2.9}' style="overflow:hidden;padding:0px 3px 0px 3px;vertical-align:bottom;text-align:center;">2.90</td> <td data-sheets-numberformat='{"1":2,"2":"0","3":1}' data-sheets-value='{"1":3,"3":44}' style="overflow:hidden;padding:0px 3px 0px 3px;vertical-align:bottom;text-align:center;">44</td> <td data-sheets-numberformat='{"1":2,"2":"0","3":1}' data-sheets-value='{"1":3,"3":51}' style="overflow:hidden;padding:0px 3px 0px 3px;vertical-align:bottom;text-align:center;">51</td> <td data-sheets-numberformat='{"1":2,"2":"0","3":1}' data-sheets-value='{"1":3,"3":20}' style="border-right:1px solid #000000;overflow:hidden;padding:0px 3px 0px 3px;vertical-align:bottom;text-align:center;">20</td> </tr> <tr style="height:20px;"> <td style="border-left:1px solid #000000;overflow:hidden;padding:0px 3px 0px 3px;vertical-align:bottom;font-weight:bold;"></td> <td data-sheets-value='{"1":2,"2":"Double-walled"}' style="overflow:hidden;padding:0px 3px 0px 3px;vertical-align:bottom;font-weight:bold;">Double-walled</td> <td data-sheets-value='{"1":2,"2":"Opal (T/O)"}' style="border-right:1px solid #000000;overflow:hidden;padding:0px 3px 0px 3px;vertical-align:bottom;font-weight:bold;">Opal (T/O)</td> <td data-sheets-numberformat='{"1":2,"2":"0.00","3":1}' data-sheets-value='{"1":3,"3":2.9}' style="overflow:hidden;padding:0px 3px 0px 3px;vertical-align:bottom;text-align:center;">2.90</td> <td data-sheets-numberformat='{"1":2,"2":"0","3":1}' data-sheets-value='{"1":3,"3":41}' style="overflow:hidden;padding:0px 3px 0px 3px;vertical-align:bottom;text-align:center;">41</td> <td data-sheets-numberformat='{"1":2,"2":"0","3":1}' data-sheets-value='{"1":3,"3":45}' style="overflow:hidden;padding:0px 3px 0px 3px;vertical-align:bottom;text-align:center;">45</td> <td data-sheets-numberformat='{"1":2,"2":"0","3":1}' data-sheets-value='{"1":3,"3":20}' style="border-right:1px solid #000000;overflow:hidden;padding:0px 3px 0px 3px;vertical-align:bottom;text-align:center;">20</td> </tr> <tr style="height:20px;"> <td style="border-left:1px solid #000000;overflow:hidden;padding:0px 3px 0px 3px;vertical-align:bottom;font-weight:bold;"></td> <td data-sheets-value='{"1":2,"2":"Triple-walled"}' style="overflow:hidden; | skylux-160-ce-met-koepel-en-pvc-opstand-16-00-met-lm-motor-en-windvang-1300-x-2800-mm | 8586029498701 | 46872345870669
Smoke and heat exhaust (SHEV) | SHE system | Skylux | Skylux 160° CE with skylight and PVC curb 16/00 with double LM-actuator and spoiler 1600 x 2000 mm |  | 50395 | 5412970503958 | 8467.6 | Yes | 30-45 | 135.25 | 1600 x 2000 mm | 2000 | 1600 |  | PVC 16/00 (16 cm high & roof opening = daylight size) | Rectangular | 5.17 W/m²K - 1.28 W/m²K | 87% - 32% | 90% - 32% | 20dB - 23dB | 160° CE (for industry) | skylight | with spoiler | E | Double actuator | Maximum four-walled skylight possible for this product | Ut-value LT-value g-value Rw-value EN 1873 : 2014 EN ISO 13468 EN 16153 EN 410 EN 410 EN ISO 140-3 Material Walls Shells (W/m²K) (%) (%) (dB) Acrylic Single-walled Clear (H) 5.17 90 87 - PMMA Single-walled Opal (O) 5.17 83 76 - Double-walled Clear (H/H) 2.90 81 75 20 Double-walled Opal (O/O) 2.90 69 58 20 Triple-walled Clear (H/H/H) 1.70 73 65 22 Triple-walled Opal (O/H/O) 1.70 62 51 22 Four-walled Clear (H/H/H/H) 1.28 64 54 23 Four-walled Opal (H/H/O/H) 1.28 59 48 23 Polycarbonate Single-walled Clear (A) 5.17 88 83 - PC Single-walled Opal (D) 5.17 58 60 - Double-walled Clear (A/H) 2.90 79 72 20 Double-walled Clear (A/A) 2.90 77 69 20 Double-walled Opal (A/O) 2.90 73 63 20 Double-walled Opal (A/D) 2.90 51 50 20 Triple-walled Clear (A/H/H) 1.70 71 63 22 Triple-walled Opal (A/O/O) 1.70 61 48 22 Four-walled Clear (A/H/H/H) 1.28 64 52 23 Four-walled Opal (A/H/O/H) 1.28 59 46 23 Polycarbonate Single-walled Heatstop Opal (T) 5.17 49 59 - Heatstop PC Double-walled Clear (T/H) 2.90 44 51 20 Double-walled Opal (T/O) 2.90 41 45 20 Triple-walled Clear (T/H/H) 1.70 40 <td data-sheets-numberformat='{"1":2,"2":"0","3":1}' data-sheets-value='{"1":3,"3":44}' style="overflow:hidden;paddin | https://skylux.eu/en/products/skylux-160-ce-met-koepel-en-pvc-opstand-16-00-met-lm-motor-en-windvang-1600-x-2000-mm | https://skylux.eu/cdn/shop/files/Skylux-160deg-CE-met-koepel-en-pvc-opstand-1600-met-dubbele-LM-motor-en-windvang-1600-x-2000-mm-RWA-systeem.jpg?v=1702980336&width=1600 | https://skylux.eu/cdn/shop/files/e5a82811-1bb0-48e4-a776-cacb59c7c092_3542c55e-1aa2-4150-a4ed-3324d3743378.jpg?v=1688551105&width=1600 | //skylux.eu/cdn/shop/files/E_MH_Mounting_instructions_Skylux_160_CE_LM.pdf?v=12406716259046007223 | //skylux.eu/cdn/shop/files/E_TD_Technical_File_Skylux_Skylux_160_CE_Electric.pdf?v=3667116872303399239 | <style type="text/css" id="isPasted"> <!--td { border: 1px solid #cccccc; } br { mso-data-placement: same-cell; } --> </style> <table border="1" cellpadding="0" cellspacing="0" dir="ltr" style="table-layout:fixed;font-size:10pt;font-family:Arial;border-collapse:collapse;border:none;"><tbody> <tr style="height:20px;"> <td style="overflow:hidden;padding:0px 3px 0px 3px;vertical-align:bottom;"></td> <td style="overflow:hidden;padding:0px 3px 0px 3px;vertical-align:bottom;"></td> <td style="overflow:hidden;padding:0px 3px 0px 3px;vertical-align:bottom;"></td> <td data-sheets-value='{"1":2,"2":"Ut-value"}' style="overflow:hidden;padding:0px 3px 0px 3px;vertical-align:bottom;font-weight:bold;text-align:center;">Ut-value</td> <td data-sheets-value='{"1":2,"2":"LT-value"}' style="overflow:hidden;padding:0px 3px 0px 3px;vertical-align:bottom;font-weight:bold;text-align:center;">LT-value</td> <td data-sheets-value='{"1":2,"2":"g-value"}' style="overflow:hidden;padding:0px 3px 0px 3px;vertical-align:bottom;font-weight:bold;text-align:center;">g-value</td> <td data-sheets-value='{"1":2,"2":"Rw-value "}' style="overflow:hidden;padding:0px 3px 0px 3px;vertical-align:bottom;font-weight:bold;text-align:center;">Rw-value </td> </tr> <tr style="height:20px;"> <td style="overflow:hidden;padding:0px 3px 0px 3px;vertical-align:bottom;"></td> <td style="overflow:hidden;padding:0px 3px 0px 3px;vertical-align:bottom;"></td> <td style="overflow:hidden;padding:0px 3px 0px 3px;vertical-align:bottom;"></td> <td data-sheets-numberformat='{"1":2,"2":"0.00","3":1}' data-sheets-value='{"1":2,"2":"EN 1873 : 2014"}' style="overflow:hidden;padding:0px 3px 0px 3px;vertical-align:bottom;text-align:center;">EN 1873 : 2014</td> <td data-sheets-numberformat='{"1":2,"2":"0","3":1}' data-sheets-value='{"1":2,"2":"EN ISO 13468 EN 16153 EN 410"}' style="overflow:hidden;padding:0px 3px 0px 3px;vertical-align:bottom;text-align:center;">EN ISO 13468 EN 16153 EN 410</td> <td data-sheets-numberformat='{"1":2,"2":"0","3":1}' data-sheets-value='{"1":2,"2":"EN 410"}' style="overflow:hidden;padding:0px 3px 0px 3px;vertical-align:bottom;text-align:center;">EN 410</td> <td data-sheets-value='{"1":2,"2":"EN ISO 140-3\t\t"}' style="overflow:hidden;padding:0px 3px 0px 3px;vertical-align:bottom;text-align:center;">EN ISO 140-3 </td> </tr> <tr style="height:20px;"> <td data-sheets-value='{"1":2,"2":"Material"}' style="border-bottom:1px solid #000000;overflow:hidden;padding:0px 3px 0px 3px;vertical-align:bottom;background-color:#000000;font-weight:bold;color:#ffffff;">Material</td> <td data-sheets-value='{"1":2,"2":"Walls"}' style="border-bottom:1px solid #000000;overflow:hidden;padding:0px 3px 0px 3px;vertical-align:bottom;background-color:#000000;font-weight:bold;color:#ffffff;">Walls</td> <td data-sheets-value='{"1":2,"2":"Shells"}' style="border-bottom:1px solid #000000;overflow:hidden;padding:0px 3px 0px 3px;vertical-align:bottom;background-color:#000000;font-weight:bold;color:#ffffff;">Shells</td> <td data-sheets-numberformat='{"1":2,"2":"0.00","3":1}' data-sheets-value='{"1":2,"2":"(W/m²K)\t"}' style="border-bottom:1px solid #000000;overflow:hidden;padding:0px 3px 0px 3px;vertical-align:bottom;background-color:#000000;font-weight:bold;color:#ffffff;text-align:center;">(W/m²K) </td> <td data-sheets-numberformat='{"1":2,"2":"0","3":1}' data-sheets-value='{"1":2,"2":"(%)"}' style="border-bottom:1px solid #000000;overflow:hidden;padding:0px 3px 0px 3px;vertical-align:bottom;background-color:#000000;font-weight:bold;color:#ffffff;text-align:center;">(%)</td> <td data-sheets-numberformat='{"1":2,"2":"0","3":1}' data-sheets-value='{"1":2,"2":"(%)"}' style="border-bottom:1px solid #000000;overflow:hidden;padding:0px 3px 0px 3px;vertical-align:bottom;background-color:#000000;font-weight:bold;color:#ffffff;text-align:center;">(%)</td> <td data-sheets-value='{"1":2,"2":"(dB)"}' style="border-bottom:1px solid #000000;overflow:hidden;padding:0px 3px 0px 3px;vertical-align:bottom;background-color:#000000;font-weight:bold;color:#ffffff;text-align:center;">(dB)</td> </tr> <tr style="height:20px;"> <td data-sheets-value='{"1":2,"2":"Acrylic"}' style="border-left:1px solid #000000;overflow:hidden;padding:0px 3px 0px 3px;vertical-align:bottom;font-weight:bold;">Acrylic</td> <td data-sheets-value='{"1":2,"2":"Single-walled"}' style="overflow:hidden;padding:0px 3px 0px 3px;vertical-align:bottom;font-weight:bold;">Single-walled</td> <td data-sheets-value='{"1":2,"2":"Clear (H)"}' style="border-right:1px solid #000000;overflow:hidden;padding:0px 3px 0px 3px;vertical-align:bottom;font-weight:bold;">Clear (H)</td> <td data-sheets-numberformat='{"1":2,"2":"0.00","3":1}' data-sheets-value='{"1":3,"3":5.17}' style="overflow:hidden;padding:0px 3px 0px 3px;vertical-align:bottom;text-align:center;">5.17</td> <td data-sheets-numberformat='{"1":2,"2":"0","3":1}' data-sheets-value='{"1":3,"3":90}' style="overflow:hidden;padding:0px 3px 0px 3px;vertical-align:bottom;text-align:center;">90</td> <td data-sheets-numberformat='{"1":2,"2":"0","3":1}' data-sheets-value='{"1":3,"3":87}' style="overflow:hidden;padding:0px 3px 0px 3px;vertical-align:bottom;text-align:center;">87</td> <td data-sheets-numberformat='{"1":2,"2":"0","3":1}' data-sheets-value='{"1":2,"2":"-"}' style="border-right:1px solid #000000;overflow:hidden;padding:0px 3px 0px 3px;vertical-align:bottom;text-align:center;">-</td> </tr> <tr style="height:20px;"> <td data-sheets-value='{"1":2,"2":"PMMA"}' style="border-left:1px solid #000000;overflow:hidden;padding:0px 3px 0px 3px;vertical-align:bottom;font-weight:bold;">PMMA</td> <td data-sheets-value='{"1":2,"2":"Single-walled"}' style="overflow:hidden;padding:0px 3px 0px 3px;vertical-align:bottom;font-weight:bold;">Single-walled</td> <td data-sheets-value='{"1":2,"2":"Opal (O)"}' style="border-right:1px solid #000000;overflow:hidden;padding:0px 3px 0px 3px;vertical-align:bottom;font-weight:bold;">Opal (O)</td> <td data-sheets-numberformat='{"1":2,"2":"0.00","3":1}' data-sheets-value='{"1":3,"3":5.17}' style="overflow:hidden;padding:0px 3px 0px 3px;vertical-align:bottom;text-align:center;">5.17</td> <td data-sheets-numberformat='{"1":2,"2":"0","3":1}' data-sheets-value='{"1":3,"3":83}' style="overflow:hidden;padding:0px 3px 0px 3px;vertical-align:bottom;text-align:center;">83</td> <td data-sheets-numberformat='{"1":2,"2":"0","3":1}' data-sheets-value='{"1":3,"3":76}' style="overflow:hidden;padding:0px 3px 0px 3px;vertical-align:bottom;text-align:center;">76</td> <td data-sheets-numberformat='{"1":2,"2":"0","3":1}' data-sheets-value='{"1":2,"2":"-"}' style="border-right:1px solid #000000;overflow:hidden;padding:0px 3px 0px 3px;vertical-align:bottom;text-align:center;">-</td> </tr> <tr style="height:20px;"> <td style="border-left:1px solid #000000;overflow:hidden;padding:0px 3px 0px 3px;vertical-align:bottom;font-weight:bold;"></td> <td data-sheets-value='{"1":2,"2":"Double-walled"}' style="overflow:hidden;padding:0px 3px 0px 3px;vertical-align:bottom;font-weight:bold;">Double-walled</td> <td data-sheets-value='{"1":2,"2":"Clear (H/H)"}' style="border-right:1px solid #000000;overflow:hidden;padding:0px 3px 0px 3px;vertical-align:bottom;font-weight:bold;">Clear (H/H)</td> <td data-sheets-numberformat='{"1":2,"2":"0.00","3":1}' data-sheets-value='{"1":3,"3":2.9}' style="overflow:hidden;padding:0px 3px 0px 3px;vertical-align:bottom;text-align:center;">2.90</td> <td data-sheets-numberformat='{"1":2,"2":"0","3":1}' data-sheets-value='{"1":3,"3":81}' style="overflow:hidden;padding:0px 3px 0px 3px;vertical-align:bottom;text-align:center;">81</td> <td data-sheets-numberformat='{"1":2,"2":"0","3":1}' data-sheets-value='{"1":3,"3":75}' style="overflow:hidden;padding:0px 3px 0px 3px;vertical-align:bottom;text-align:center;">75</td> <td data-sheets-numberformat='{"1":2,"2":"0","3":1}' data-sheets-value='{"1":3,"3":20}' style="border-right:1px solid #000000;overflow:hidden;padding:0px 3px 0px 3px;vertical-align:bottom;text-align:center;">20</td> </tr> <tr style="height:20px;"> <td style="border-left:1px solid #000000;overflow:hidden;padding:0px 3px 0px 3px;vertical-align:bottom;font-weight:bold;"></td> <td data-sheets-value='{"1":2,"2":"Double-walled"}' style="overflow:hidden;padding:0px 3px 0px 3px;vertical-align:bottom;font-weight:bold;">Double-walled</td> <td data-sheets-value='{"1":2,"2":"Opal (O/O)"}' style="border-right:1px solid #000000;overflow:hidden;padding:0px 3px 0px 3px;vertical-align:bottom;font-weight:bold;">Opal (O/O)</td> <td data-sheets-numberformat='{"1":2,"2":"0.00","3":1}' data-sheets-value='{"1":3,"3":2.9}' style="overflow:hidden;padding:0px 3px 0px 3px;vertical-align:bottom;text-align:center;">2.90</td> <td data-sheets-numberformat='{"1":2,"2":"0","3":1}' data-sheets-value='{"1":3,"3":69}' style="overflow:hidden;padding:0px 3px 0px 3px;vertical-align:bottom;text-align:center;">69</td> <td data-sheets-numberformat='{"1":2,"2":"0","3":1}' data-sheets-value='{"1":3,"3":58}' style="overflow:hidden;padding:0px 3px 0px 3px;vertical-align:bottom;text-align:center;">58</td> <td data-sheets-numberformat='{"1":2,"2":"0","3":1}' data-sheets-value='{"1":3,"3":20}' style="border-right:1px solid #000000;overflow:hidden;padding:0px 3px 0px 3px;vertical-align:bottom;text-align:center;">20</td> </tr> <tr style="height:20px;"> <td style="border-left:1px solid #000000;overflow:hidden;padding:0px 3px 0px 3px;vertical-align:bottom;font-weight:bold;"></td> <td data-sheets-value='{"1":2,"2":"Triple-walled"}' style="overflow:hidden;padding:0px 3px 0px 3px;vertical-align:bottom;font-weight:bold;">Triple-walled</td> <td data-sheets-value='{"1":2,"2":"Clear (H/H/H)"}' style="border-right:1px solid #000000;overflow:hidden;padding:0px 3px 0px 3px;vertical-align:bottom;font-weight:bold;">Clear (H/H/H)</td> <td data-sheets-numberformat='{"1":2,"2":"0.00","3":1}' data-sheets-value='{"1":3,"3":1.7}' style="overflow:hidden;padding:0px 3px 0px 3px;vertical-align:bottom;text-align:center;">1.70</td> <td data-sheets-numberformat='{"1":2,"2":"0","3":1}' data-sheets-value='{"1":3,"3":73}' style="overflow:hidden;padding:0px 3px 0px 3px;vertical-align:bottom;text-align:center;">73</td> <td data-sheets-numberformat='{"1":2,"2":"0","3":1}' data-sheets-value='{"1":3,"3":65}' style="overflow:hidden;padding:0px 3px 0px 3px;vertical-align:bottom;text-align:center;">65</td> <td data-sheets-numberformat='{"1":2,"2":"0","3":1}' data-sheets-value='{"1":3,"3":22}' style="border-right:1px solid #000000;overflow:hidden;padding:0px 3px 0px 3px;vertical-align:bottom;text-align:center;">22</td> </tr> <tr style="height:20px;"> <td style="border-left:1px solid #000000;overflow:hidden;padding:0px 3px 0px 3px;vertical-align:bottom;font-weight:bold;"></td> <td data-sheets-value='{"1":2,"2":"Triple-walled"}' style="overflow:hidden;padding:0px 3px 0px 3px;vertical-align:bottom;font-weight:bold;">Triple-walled</td> <td data-sheets-value='{"1":2,"2":"Opal (O/H/O)"}' style="border-right:1px solid #000000;overflow:hidden;padding:0px 3px 0px 3px;vertical-align:bottom;font-weight:bold;">Opal (O/H/O)</td> <td data-sheets-numberformat='{"1":2,"2":"0.00","3":1}' data-sheets-value='{"1":3,"3":1.7}' style="overflow:hidden;padding:0px 3px 0px 3px;vertical-align:bottom;text-align:center;">1.70</td> <td data-sheets-numberformat='{"1":2,"2":"0","3":1}' data-sheets-value='{"1":3,"3":62}' style="overflow:hidden;padding:0px 3px 0px 3px;vertical-align:bottom;text-align:center;">62</td> <td data-sheets-numberformat='{"1":2,"2":"0","3":1}' data-sheets-value='{"1":3,"3":51}' style="overflow:hidden;padding:0px 3px 0px 3px;vertical-align:bottom;text-align:center;">51</td> <td data-sheets-numberformat='{"1":2,"2":"0","3":1}' data-sheets-value='{"1":3,"3":22}' style="border-right:1px solid #000000;overflow:hidden;padding:0px 3px 0px 3px;vertical-align:bottom;text-align:center;">22</td> </tr> <tr style="height:20px;"> <td style="border-left:1px solid #000000;overflow:hidden;padding:0px 3px 0px 3px;vertical-align:bottom;font-weight:bold;"></td> <td data-sheets-value='{"1":2,"2":"Four-walled"}' style="overflow:hidden;padding:0px 3px 0px 3px;vertical-align:bottom;font-weight:bold;">Four-walled</td> <td data-sheets-value='{"1":2,"2":"Clear (H/H/H/H)"}' style="border-right:1px solid #000000;overflow:hidden;padding:0px 3px 0px 3px;vertical-align:bottom;font-weight:bold;">Clear (H/H/H/H)</td> <td data-sheets-numberformat='{"1":2,"2":"0.00","3":1}' data-sheets-value='{"1":3,"3":1.28}' style="overflow:hidden;padding:0px 3px 0px 3px;vertical-align:bottom;text-align:center;">1.28</td> <td data-sheets-numberformat='{"1":2,"2":"0","3":1}' data-sheets-value='{"1":3,"3":64}' style="overflow:hidden;padding:0px 3px 0px 3px;vertical-align:bottom;text-align:center;">64</td> <td data-sheets-numberformat='{"1":2,"2":"0","3":1}' data-sheets-value='{"1":3,"3":54}' style="overflow:hidden;padding:0px 3px 0px 3px;vertical-align:bottom;text-align:center;">54</td> <td data-sheets-numberformat='{"1":2,"2":"0","3":1}' data-sheets-value='{"1":3,"3":23}' style="border-right:1px solid #000000;overflow:hidden;padding:0px 3px 0px 3px;vertical-align:bottom;text-align:center;">23</td> </tr> <tr style="height:20px;"> <td style="border-bottom:1px solid #000000;border-left:1px solid #000000;overflow:hidden;padding:0px 3px 0px 3px;vertical-align:bottom;"></td> <td data-sheets-value='{"1":2,"2":"Four-walled"}' style="border-bottom:1px solid #000000;overflow:hidden;padding:0px 3px 0px 3px;vertical-align:bottom;font-weight:bold;">Four-walled</td> <td data-sheets-value='{"1":2,"2":"Opal (H/H/O/H)"}' style="border-right:1px solid #000000;border-bottom:1px solid #000000;overflow:hidden;padding:0px 3px 0px 3px;vertical-align:bottom;font-weight:bold;">Opal (H/H/O/H)</td> <td data-sheets-numberformat='{"1":2,"2":"0.00","3":1}' data-sheets-value='{"1":3,"3":1.28}' style="border-bottom:1px solid #000000;overflow:hidden;padding:0px 3px 0px 3px;vertical-align:bottom;text-align:center;">1.28</td> <td data-sheets-numberformat='{"1":2,"2":"0","3":1}' data-sheets-value='{"1":3,"3":59}' style="border-bottom:1px solid #000000;overflow:hidden;padding:0px 3px 0px 3px;vertical-align:bottom;text-align:center;">59</td> <td data-sheets-numberformat='{"1":2,"2":"0","3":1}' data-sheets-value='{"1":3,"3":48}' style="border-bottom:1px solid #000000;overflow:hidden;padding:0px 3px 0px 3px;vertical-align:bottom;text-align:center;">48</td> <td data-sheets-numberformat='{"1":2,"2":"0","3":1}' data-sheets-value='{"1":3,"3":23}' style="border-right:1px solid #000000;border-bottom:1px solid #000000;overflow:hidden;padding:0px 3px 0px 3px;vertical-align:bottom;text-align:center;">23</td> </tr> <tr style="height:20px;"> <td data-sheets-value='{"1":2,"2":"Polycarbonate "}' style="border-left:1px solid #000000;overflow:hidden;padding:0px 3px 0px 3px;vertical-align:bottom;font-weight:bold;">Polycarbonate </td> <td data-sheets-value='{"1":2,"2":"Single-walled"}' style="overflow:hidden;padding:0px 3px 0px 3px;vertical-align:bottom;font-weight:bold;">Single-walled</td> <td data-sheets-value='{"1":2,"2":"Clear (A)"}' style="border-right:1px solid #000000;overflow:hidden;padding:0px 3px 0px 3px;vertical-align:bottom;font-weight:bold;">Clear (A)</td> <td data-sheets-numberformat='{"1":2,"2":"0.00","3":1}' data-sheets-value='{"1":3,"3":5.17}' style="overflow:hidden;padding:0px 3px 0px 3px;vertical-align:bottom;text-align:center;">5.17</td> <td data-sheets-numberformat='{"1":2,"2":"0","3":1}' data-sheets-value='{"1":3,"3":88}' style="overflow:hidden;padding:0px 3px 0px 3px;vertical-align:bottom;text-align:center;">88</td> <td data-sheets-numberformat='{"1":2,"2":"0","3":1}' data-sheets-value='{"1":3,"3":83}' style="overflow:hidden;padding:0px 3px 0px 3px;vertical-align:bottom;text-align:center;">83</td> <td data-sheets-numberformat='{"1":2,"2":"0","3":1}' data-sheets-value='{"1":2,"2":"-"}' style="border-right:1px solid #000000;overflow:hidden;padding:0px 3px 0px 3px;vertical-align:bottom;text-align:center;">-</td> </tr> <tr style="height:20px;"> <td data-sheets-value='{"1":2,"2":"PC"}' style="border-left:1px solid #000000;overflow:hidden;padding:0px 3px 0px 3px;vertical-align:bottom;font-weight:bold;">PC</td> <td data-sheets-value='{"1":2,"2":"Single-walled"}' style="overflow:hidden;padding:0px 3px 0px 3px;vertical-align:bottom;font-weight:bold;">Single-walled</td> <td data-sheets-value='{"1":2,"2":"Opal (D)"}' style="border-right:1px solid #000000;overflow:hidden;padding:0px 3px 0px 3px;vertical-align:bottom;font-weight:bold;">Opal (D)</td> <td data-sheets-numberformat='{"1":2,"2":"0.00","3":1}' data-sheets-value='{"1":3,"3":5.17}' style="overflow:hidden;padding:0px 3px 0px 3px;vertical-align:bottom;text-align:center;">5.17</td> <td data-sheets-numberformat='{"1":2,"2":"0","3":1}' data-sheets-value='{"1":3,"3":58}' style="overflow:hidden;padding:0px 3px 0px 3px;vertical-align:bottom;text-align:center;">58</td> <td data-sheets-numberformat='{"1":2,"2":"0","3":1}' data-sheets-value='{"1":3,"3":60}' style="overflow:hidden;padding:0px 3px 0px 3px;vertical-align:bottom;text-align:center;">60</td> <td data-sheets-numberformat='{"1":2,"2":"0","3":1}' data-sheets-value='{"1":2,"2":"-"}' style="border-right:1px solid #000000;overflow:hidden;padding:0px 3px 0px 3px;vertical-align:bottom;text-align:center;">-</td> </tr> <tr style="height:20px;"> <td style="border-left:1px solid #000000;overflow:hidden;padding:0px 3px 0px 3px;vertical-align:bottom;font-weight:bold;"></td> <td data-sheets-value='{"1":2,"2":"Double-walled"}' style="overflow:hidden;padding:0px 3px 0px 3px;vertical-align:bottom;font-weight:bold;">Double-walled</td> <td data-sheets-value='{"1":2,"2":"Clear (A/H)"}' style="border-right:1px solid #000000;overflow:hidden;padding:0px 3px 0px 3px;vertical-align:bottom;font-weight:bold;">Clear (A/H)</td> <td data-sheets-numberformat='{"1":2,"2":"0.00","3":1}' data-sheets-value='{"1":3,"3":2.9}' style="overflow:hidden;padding:0px 3px 0px 3px;vertical-align:bottom;text-align:center;">2.90</td> <td data-sheets-numberformat='{"1":2,"2":"0","3":1}' data-sheets-value='{"1":3,"3":79}' style="overflow:hidden;padding:0px 3px 0px 3px;vertical-align:bottom;text-align:center;">79</td> <td data-sheets-numberformat='{"1":2,"2":"0","3":1}' data-sheets-value='{"1":3,"3":72}' style="overflow:hidden;padding:0px 3px 0px 3px;vertical-align:bottom;text-align:center;">72</td> <td data-sheets-numberformat='{"1":2,"2":"0","3":1}' data-sheets-value='{"1":3,"3":20}' style="border-right:1px solid #000000;overflow:hidden;padding:0px 3px 0px 3px;vertical-align:bottom;text-align:center;">20</td> </tr> <tr style="height:20px;"> <td style="border-left:1px solid #000000;overflow:hidden;padding:0px 3px 0px 3px;vertical-align:bottom;font-weight:bold;"></td> <td data-sheets-value='{"1":2,"2":"Double-walled"}' style="overflow:hidden;padding:0px 3px 0px 3px;vertical-align:bottom;font-weight:bold;">Double-walled</td> <td data-sheets-value='{"1":2,"2":"Clear (A/A)"}' style="border-right:1px solid #000000;overflow:hidden;padding:0px 3px 0px 3px;vertical-align:bottom;font-weight:bold;">Clear (A/A)</td> <td data-sheets-numberformat='{"1":2,"2":"0.00","3":1}' data-sheets-value='{"1":3,"3":2.9}' style="overflow:hidden;padding:0px 3px 0px 3px;vertical-align:bottom;text-align:center;">2.90</td> <td data-sheets-numberformat='{"1":2,"2":"0","3":1}' data-sheets-value='{"1":3,"3":77}' style="overflow:hidden;padding:0px 3px 0px 3px;vertical-align:bottom;text-align:center;">77</td> <td data-sheets-numberformat='{"1":2,"2":"0","3":1}' data-sheets-value='{"1":3,"3":69}' style="overflow:hidden;padding:0px 3px 0px 3px;vertical-align:bottom;text-align:center;">69</td> <td data-sheets-numberformat='{"1":2,"2":"0","3":1}' data-sheets-value='{"1":3,"3":20}' style="border-right:1px solid #000000;overflow:hidden;padding:0px 3px 0px 3px;vertical-align:bottom;text-align:center;">20</td> </tr> <tr style="height:20px;"> <td style="border-left:1px solid #000000;overflow:hidden;padding:0px 3px 0px 3px;vertical-align:bottom;font-weight:bold;"></td> <td data-sheets-value='{"1":2,"2":"Double-walled"}' style="overflow:hidden;padding:0px 3px 0px 3px;vertical-align:bottom;font-weight:bold;">Double-walled</td> <td data-sheets-value='{"1":2,"2":"Opal (A/O)"}' style="border-right:1px solid #000000;overflow:hidden;padding:0px 3px 0px 3px;vertical-align:bottom;font-weight:bold;">Opal (A/O)</td> <td data-sheets-numberformat='{"1":2,"2":"0.00","3":1}' data-sheets-value='{"1":3,"3":2.9}' style="overflow:hidden;padding:0px 3px 0px 3px;vertical-align:bottom;text-align:center;">2.90</td> <td data-sheets-numberformat='{"1":2,"2":"0","3":1}' data-sheets-value='{"1":3,"3":73}' style="overflow:hidden;padding:0px 3px 0px 3px;vertical-align:bottom;text-align:center;">73</td> <td data-sheets-numberformat='{"1":2,"2":"0","3":1}' data-sheets-value='{"1":3,"3":63}' style="overflow:hidden;padding:0px 3px 0px 3px;vertical-align:bottom;text-align:center;">63</td> <td data-sheets-numberformat='{"1":2,"2":"0","3":1}' data-sheets-value='{"1":3,"3":20}' style="border-right:1px solid #000000;overflow:hidden;padding:0px 3px 0px 3px;vertical-align:bottom;text-align:center;">20</td> </tr> <tr style="height:20px;"> <td style="border-left:1px solid #000000;overflow:hidden;padding:0px 3px 0px 3px;vertical-align:bottom;font-weight:bold;"></td> <td data-sheets-value='{"1":2,"2":"Double-walled"}' style="overflow:hidden;padding:0px 3px 0px 3px;vertical-align:bottom;font-weight:bold;">Double-walled</td> <td data-sheets-value='{"1":2,"2":"Opal (A/D)"}' style="border-right:1px solid #000000;overflow:hidden;padding:0px 3px 0px 3px;vertical-align:bottom;font-weight:bold;">Opal (A/D)</td> <td data-sheets-numberformat='{"1":2,"2":"0.00","3":1}' data-sheets-value='{"1":3,"3":2.9}' style="overflow:hidden;padding:0px 3px 0px 3px;vertical-align:bottom;text-align:center;">2.90</td> <td data-sheets-numberformat='{"1":2,"2":"0","3":1}' data-sheets-value='{"1":3,"3":51}' style="overflow:hidden;padding:0px 3px 0px 3px;vertical-align:bottom;text-align:center;">51</td> <td data-sheets-numberformat='{"1":2,"2":"0","3":1}' data-sheets-value='{"1":3,"3":50}' style="overflow:hidden;padding:0px 3px 0px 3px;vertical-align:bottom;text-align:center;">50</td> <td data-sheets-numberformat='{"1":2,"2":"0","3":1}' data-sheets-value='{"1":3,"3":20}' style="border-right:1px solid #000000;overflow:hidden;padding:0px 3px 0px 3px;vertical-align:bottom;text-align:center;">20</td> </tr> <tr style="height:20px;"> <td style="border-left:1px solid #000000;overflow:hidden;padding:0px 3px 0px 3px;vertical-align:bottom;font-weight:bold;"></td> <td data-sheets-value='{"1":2,"2":"Triple-walled"}' style="overflow:hidden;padding:0px 3px 0px 3px;vertical-align:bottom;font-weight:bold;">Triple-walled</td> <td data-sheets-value='{"1":2,"2":"Clear (A/H/H)"}' style="border-right:1px solid #000000;overflow:hidden;padding:0px 3px 0px 3px;vertical-align:bottom;font-weight:bold;">Clear (A/H/H)</td> <td data-sheets-numberformat='{"1":2,"2":"0.00","3":1}' data-sheets-value='{"1":3,"3":1.7}' style="overflow:hidden;padding:0px 3px 0px 3px;vertical-align:bottom;text-align:center;">1.70</td> <td data-sheets-numberformat='{"1":2,"2":"0","3":1}' data-sheets-value='{"1":3,"3":71}' style="overflow:hidden;padding:0px 3px 0px 3px;vertical-align:bottom;text-align:center;">71</td> <td data-sheets-numberformat='{"1":2,"2":"0","3":1}' data-sheets-value='{"1":3,"3":63}' style="overflow:hidden;padding:0px 3px 0px 3px;vertical-align:bottom;text-align:center;">63</td> <td data-sheets-numberformat='{"1":2,"2":"0","3":1}' data-sheets-value='{"1":3,"3":22}' style="border-right:1px solid #000000;overflow:hidden;padding:0px 3px 0px 3px;vertical-align:bottom;text-align:center;">22</td> </tr> <tr style="height:20px;"> <td style="border-left:1px solid #000000;overflow:hidden;padding:0px 3px 0px 3px;vertical-align:bottom;font-weight:bold;"></td> <td data-sheets-value='{"1":2,"2":"Triple-walled"}' style="overflow:hidden;padding:0px 3px 0px 3px;vertical-align:bottom;font-weight:bold;">Triple-walled</td> <td data-sheets-value='{"1":2,"2":"Opal (A/O/O)"}' style="border-right:1px solid #000000;overflow:hidden;padding:0px 3px 0px 3px;vertical-align:bottom;font-weight:bold;">Opal (A/O/O)</td> <td data-sheets-numberformat='{"1":2,"2":"0.00","3":1}' data-sheets-value='{"1":3,"3":1.7}' style="overflow:hidden;padding:0px 3px 0px 3px;vertical-align:bottom;text-align:center;">1.70</td> <td data-sheets-numberformat='{"1":2,"2":"0","3":1}' data-sheets-value='{"1":3,"3":61}' style="overflow:hidden;padding:0px 3px 0px 3px;vertical-align:bottom;text-align:center;">61</td> <td data-sheets-numberformat='{"1":2,"2":"0","3":1}' data-sheets-value='{"1":3,"3":48}' style="overflow:hidden;padding:0px 3px 0px 3px;vertical-align:bottom;text-align:center;">48</td> <td data-sheets-numberformat='{"1":2,"2":"0","3":1}' data-sheets-value='{"1":3,"3":22}' style="border-right:1px solid #000000;overflow:hidden;padding:0px 3px 0px 3px;vertical-align:bottom;text-align:center;">22</td> </tr> <tr style="height:20px;"> <td style="border-left:1px solid #000000;overflow:hidden;padding:0px 3px 0px 3px;vertical-align:bottom;font-weight:bold;"></td> <td data-sheets-value='{"1":2,"2":"Four-walled"}' style="overflow:hidden;padding:0px 3px 0px 3px;vertical-align:bottom;font-weight:bold;">Four-walled</td> <td data-sheets-value='{"1":2,"2":"Clear (A/H/H/H)"}' style="border-right:1px solid #000000;overflow:hidden;padding:0px 3px 0px 3px;vertical-align:bottom;font-weight:bold;">Clear (A/H/H/H)</td> <td data-sheets-numberformat='{"1":2,"2":"0.00","3":1}' data-sheets-value='{"1":3,"3":1.28}' style="overflow:hidden;padding:0px 3px 0px 3px;vertical-align:bottom;text-align:center;">1.28</td> <td data-sheets-numberformat='{"1":2,"2":"0","3":1}' data-sheets-value='{"1":3,"3":64}' style="overflow:hidden;padding:0px 3px 0px 3px;vertical-align:bottom;text-align:center;">64</td> <td data-sheets-numberformat='{"1":2,"2":"0","3":1}' data-sheets-value='{"1":3,"3":52}' style="overflow:hidden;padding:0px 3px 0px 3px;vertical-align:bottom;text-align:center;">52</td> <td data-sheets-numberformat='{"1":2,"2":"0","3":1}' data-sheets-value='{"1":3,"3":23}' style="border-right:1px solid #000000;overflow:hidden;padding:0px 3px 0px 3px;vertical-align:bottom;text-align:center;">23</td> </tr> <tr style="height:20px;"> <td style="border-bottom:1px solid #000000;border-left:1px solid #000000;overflow:hidden;padding:0px 3px 0px 3px;vertical-align:bottom;"></td> <td data-sheets-value='{"1":2,"2":"Four-walled"}' style="border-bottom:1px solid #000000;overflow:hidden;padding:0px 3px 0px 3px;vertical-align:bottom;font-weight:bold;">Four-walled</td> <td data-sheets-value='{"1":2,"2":"Opal (A/H/O/H)"}' style="border-right:1px solid #000000;border-bottom:1px solid #000000;overflow:hidden;padding:0px 3px 0px 3px;vertical-align:bottom;font-weight:bold;">Opal (A/H/O/H)</td> <td data-sheets-numberformat='{"1":2,"2":"0.00","3":1}' data-sheets-value='{"1":3,"3":1.28}' style="border-bottom:1px solid #000000;overflow:hidden;padding:0px 3px 0px 3px;vertical-align:bottom;text-align:center;">1.28</td> <td data-sheets-numberformat='{"1":2,"2":"0","3":1}' data-sheets-value='{"1":3,"3":59}' style="border-bottom:1px solid #000000;overflow:hidden;padding:0px 3px 0px 3px;vertical-align:bottom;text-align:center;">59</td> <td data-sheets-numberformat='{"1":2,"2":"0","3":1}' data-sheets-value='{"1":3,"3":46}' style="border-bottom:1px solid #000000;overflow:hidden;padding:0px 3px 0px 3px;vertical-align:bottom;text-align:center;">46</td> <td data-sheets-numberformat='{"1":2,"2":"0","3":1}' data-sheets-value='{"1":3,"3":23}' style="border-right:1px solid #000000;border-bottom:1px solid #000000;overflow:hidden;padding:0px 3px 0px 3px;vertical-align:bottom;text-align:center;">23</td> </tr> <tr style="height:20px;"> <td data-sheets-value='{"1":2,"2":"Polycarbonate"}' style="border-left:1px solid #000000;overflow:hidden;padding:0px 3px 0px 3px;vertical-align:bottom;font-weight:bold;">Polycarbonate</td> <td data-sheets-value='{"1":2,"2":"Single-walled"}' style="overflow:hidden;padding:0px 3px 0px 3px;vertical-align:bottom;font-weight:bold;">Single-walled</td> <td data-sheets-value='{"1":2,"2":"Heatstop Opal (T)"}' style="border-right:1px solid #000000;overflow:hidden;padding:0px 3px 0px 3px;vertical-align:bottom;font-weight:bold;">Heatstop Opal (T)</td> <td data-sheets-numberformat='{"1":2,"2":"0.00","3":1}' data-sheets-value='{"1":3,"3":5.17}' style="overflow:hidden;padding:0px 3px 0px 3px;vertical-align:bottom;text-align:center;">5.17</td> <td data-sheets-numberformat='{"1":2,"2":"0","3":1}' data-sheets-value='{"1":3,"3":49}' style="overflow:hidden;padding:0px 3px 0px 3px;vertical-align:bottom;text-align:center;">49</td> <td data-sheets-numberformat='{"1":2,"2":"0","3":1}' data-sheets-value='{"1":3,"3":59}' style="overflow:hidden;padding:0px 3px 0px 3px;vertical-align:bottom;text-align:center;">59</td> <td data-sheets-numberformat='{"1":2,"2":"0","3":1}' data-sheets-value='{"1":2,"2":"-"}' style="border-right:1px solid #000000;overflow:hidden;padding:0px 3px 0px 3px;vertical-align:bottom;text-align:center;">-</td> </tr> <tr style="height:20px;"> <td data-sheets-value='{"1":2,"2":"Heatstop PC"}' style="border-left:1px solid #000000;overflow:hidden;padding:0px 3px 0px 3px;vertical-align:bottom;font-weight:bold;">Heatstop PC</td> <td data-sheets-value='{"1":2,"2":"Double-walled"}' style="overflow:hidden;padding:0px 3px 0px 3px;vertical-align:bottom;font-weight:bold;">Double-walled</td> <td data-sheets-value='{"1":2,"2":"Clear (T/H)"}' style="border-right:1px solid #000000;overflow:hidden;padding:0px 3px 0px 3px;vertical-align:bottom;font-weight:bold;">Clear (T/H)</td> <td data-sheets-numberformat='{"1":2,"2":"0.00","3":1}' data-sheets-value='{"1":3,"3":2.9}' style="overflow:hidden;padding:0px 3px 0px 3px;vertical-align:bottom;text-align:center;">2.90</td> <td data-sheets-numberformat='{"1":2,"2":"0","3":1}' data-sheets-value='{"1":3,"3":44}' style="overflow:hidden;padding:0px 3px 0px 3px;vertical-align:bottom;text-align:center;">44</td> <td data-sheets-numberformat='{"1":2,"2":"0","3":1}' data-sheets-value='{"1":3,"3":51}' style="overflow:hidden;padding:0px 3px 0px 3px;vertical-align:bottom;text-align:center;">51</td> <td data-sheets-numberformat='{"1":2,"2":"0","3":1}' data-sheets-value='{"1":3,"3":20}' style="border-right:1px solid #000000;overflow:hidden;padding:0px 3px 0px 3px;vertical-align:bottom;text-align:center;">20</td> </tr> <tr style="height:20px;"> <td style="border-left:1px solid #000000;overflow:hidden;padding:0px 3px 0px 3px;vertical-align:bottom;font-weight:bold;"></td> <td data-sheets-value='{"1":2,"2":"Double-walled"}' style="overflow:hidden;padding:0px 3px 0px 3px;vertical-align:bottom;font-weight:bold;">Double-walled</td> <td data-sheets-value='{"1":2,"2":"Opal (T/O)"}' style="border-right:1px solid #000000;overflow:hidden;padding:0px 3px 0px 3px;vertical-align:bottom;font-weight:bold;">Opal (T/O)</td> <td data-sheets-numberformat='{"1":2,"2":"0.00","3":1}' data-sheets-value='{"1":3,"3":2.9}' style="overflow:hidden;padding:0px 3px 0px 3px;vertical-align:bottom;text-align:center;">2.90</td> <td data-sheets-numberformat='{"1":2,"2":"0","3":1}' data-sheets-value='{"1":3,"3":41}' style="overflow:hidden;padding:0px 3px 0px 3px;vertical-align:bottom;text-align:center;">41</td> <td data-sheets-numberformat='{"1":2,"2":"0","3":1}' data-sheets-value='{"1":3,"3":45}' style="overflow:hidden;padding:0px 3px 0px 3px;vertical-align:bottom;text-align:center;">45</td> <td data-sheets-numberformat='{"1":2,"2":"0","3":1}' data-sheets-value='{"1":3,"3":20}' style="border-right:1px solid #000000;overflow:hidden;padding:0px 3px 0px 3px;vertical-align:bottom;text-align:center;">20</td> </tr> <tr style="height:20px;"> <td style="border-left:1px solid #000000;overflow:hidden;padding:0px 3px 0px 3px;vertical-align:bottom;font-weight:bold;"></td> <td data-sheets-value='{"1":2,"2":"Triple-walled"}' style="overflow:hidden; | skylux-160-ce-met-koepel-en-pvc-opstand-16-00-met-lm-motor-en-windvang-1600-x-2000-mm | 8586029760845 | 46872347607373
Smoke and heat exhaust (SHEV) | SHE system | Skylux | Skylux 160° CE with skylight and PVC curb 16/00 with double LM-actuator and spoiler 1600 x 2200 mm |  | 50396 | 5412970503965 | 8666.05 | Yes | 30-45 | 139.98 | 1600 x 2200 mm | 2200 | 1600 |  | PVC 16/00 (16 cm high & roof opening = daylight size) | Rectangular | 5.17 W/m²K - 1.28 W/m²K | 87% - 32% | 90% - 32% | 20dB - 23dB | 160° CE (for industry) | skylight | with spoiler | E | Double actuator | Maximum four-walled skylight possible for this product | Ut-value LT-value g-value Rw-value EN 1873 : 2014 EN ISO 13468 EN 16153 EN 410 EN 410 EN ISO 140-3 Material Walls Shells (W/m²K) (%) (%) (dB) Acrylic Single-walled Clear (H) 5.17 90 87 - PMMA Single-walled Opal (O) 5.17 83 76 - Double-walled Clear (H/H) 2.90 81 75 20 Double-walled Opal (O/O) 2.90 69 58 20 Triple-walled Clear (H/H/H) 1.70 73 65 22 Triple-walled Opal (O/H/O) 1.70 62 51 22 Four-walled Clear (H/H/H/H) 1.28 64 54 23 Four-walled Opal (H/H/O/H) 1.28 59 48 23 Polycarbonate Single-walled Clear (A) 5.17 88 83 - PC Single-walled Opal (D) 5.17 58 60 - Double-walled Clear (A/H) 2.90 79 72 20 Double-walled Clear (A/A) 2.90 77 69 20 Double-walled Opal (A/O) 2.90 73 63 20 Double-walled Opal (A/D) 2.90 51 50 20 Triple-walled Clear (A/H/H) 1.70 71 63 22 Triple-walled Opal (A/O/O) 1.70 61 48 22 Four-walled Clear (A/H/H/H) 1.28 64 52 23 Four-walled Opal (A/H/O/H) 1.28 59 46 23 Polycarbonate Single-walled Heatstop Opal (T) 5.17 49 59 - Heatstop PC Double-walled Clear (T/H) 2.90 44 51 20 Double-walled Opal (T/O) 2.90 41 45 20 Triple-walled Clear (T/H/H) 1.70 40 <td data-sheets-numberformat='{"1":2,"2":"0","3":1}' data-sheets-value='{"1":3,"3":44}' style="overflow:hidden;paddin | https://skylux.eu/en/products/skylux-160-ce-met-koepel-en-pvc-opstand-16-00-met-lm-motor-en-windvang-1600-x-2200-mm | https://skylux.eu/cdn/shop/files/Skylux-160deg-CE-met-koepel-en-pvc-opstand-1600-met-dubbele-LM-motor-en-windvang-1600-x-2200-mm-RWA-systeem.jpg?v=1702980341&width=1600 | https://skylux.eu/cdn/shop/files/e5a82811-1bb0-48e4-a776-cacb59c7c092_c889d23b-09e2-4758-9938-6ce43a7030aa.jpg?v=1688551107&width=1600 | //skylux.eu/cdn/shop/files/E_MH_Mounting_instructions_Skylux_160_CE_LM.pdf?v=12406716259046007223 | //skylux.eu/cdn/shop/files/E_TD_Technical_File_Skylux_Skylux_160_CE_Electric.pdf?v=3667116872303399239 | <style type="text/css" id="isPasted"> <!--td { border: 1px solid #cccccc; } br { mso-data-placement: same-cell; } --> </style> <table border="1" cellpadding="0" cellspacing="0" dir="ltr" style="table-layout:fixed;font-size:10pt;font-family:Arial;border-collapse:collapse;border:none;"><tbody> <tr style="height:20px;"> <td style="overflow:hidden;padding:0px 3px 0px 3px;vertical-align:bottom;"></td> <td style="overflow:hidden;padding:0px 3px 0px 3px;vertical-align:bottom;"></td> <td style="overflow:hidden;padding:0px 3px 0px 3px;vertical-align:bottom;"></td> <td data-sheets-value='{"1":2,"2":"Ut-value"}' style="overflow:hidden;padding:0px 3px 0px 3px;vertical-align:bottom;font-weight:bold;text-align:center;">Ut-value</td> <td data-sheets-value='{"1":2,"2":"LT-value"}' style="overflow:hidden;padding:0px 3px 0px 3px;vertical-align:bottom;font-weight:bold;text-align:center;">LT-value</td> <td data-sheets-value='{"1":2,"2":"g-value"}' style="overflow:hidden;padding:0px 3px 0px 3px;vertical-align:bottom;font-weight:bold;text-align:center;">g-value</td> <td data-sheets-value='{"1":2,"2":"Rw-value "}' style="overflow:hidden;padding:0px 3px 0px 3px;vertical-align:bottom;font-weight:bold;text-align:center;">Rw-value </td> </tr> <tr style="height:20px;"> <td style="overflow:hidden;padding:0px 3px 0px 3px;vertical-align:bottom;"></td> <td style="overflow:hidden;padding:0px 3px 0px 3px;vertical-align:bottom;"></td> <td style="overflow:hidden;padding:0px 3px 0px 3px;vertical-align:bottom;"></td> <td data-sheets-numberformat='{"1":2,"2":"0.00","3":1}' data-sheets-value='{"1":2,"2":"EN 1873 : 2014"}' style="overflow:hidden;padding:0px 3px 0px 3px;vertical-align:bottom;text-align:center;">EN 1873 : 2014</td> <td data-sheets-numberformat='{"1":2,"2":"0","3":1}' data-sheets-value='{"1":2,"2":"EN ISO 13468 EN 16153 EN 410"}' style="overflow:hidden;padding:0px 3px 0px 3px;vertical-align:bottom;text-align:center;">EN ISO 13468 EN 16153 EN 410</td> <td data-sheets-numberformat='{"1":2,"2":"0","3":1}' data-sheets-value='{"1":2,"2":"EN 410"}' style="overflow:hidden;padding:0px 3px 0px 3px;vertical-align:bottom;text-align:center;">EN 410</td> <td data-sheets-value='{"1":2,"2":"EN ISO 140-3\t\t"}' style="overflow:hidden;padding:0px 3px 0px 3px;vertical-align:bottom;text-align:center;">EN ISO 140-3 </td> </tr> <tr style="height:20px;"> <td data-sheets-value='{"1":2,"2":"Material"}' style="border-bottom:1px solid #000000;overflow:hidden;padding:0px 3px 0px 3px;vertical-align:bottom;background-color:#000000;font-weight:bold;color:#ffffff;">Material</td> <td data-sheets-value='{"1":2,"2":"Walls"}' style="border-bottom:1px solid #000000;overflow:hidden;padding:0px 3px 0px 3px;vertical-align:bottom;background-color:#000000;font-weight:bold;color:#ffffff;">Walls</td> <td data-sheets-value='{"1":2,"2":"Shells"}' style="border-bottom:1px solid #000000;overflow:hidden;padding:0px 3px 0px 3px;vertical-align:bottom;background-color:#000000;font-weight:bold;color:#ffffff;">Shells</td> <td data-sheets-numberformat='{"1":2,"2":"0.00","3":1}' data-sheets-value='{"1":2,"2":"(W/m²K)\t"}' style="border-bottom:1px solid #000000;overflow:hidden;padding:0px 3px 0px 3px;vertical-align:bottom;background-color:#000000;font-weight:bold;color:#ffffff;text-align:center;">(W/m²K) </td> <td data-sheets-numberformat='{"1":2,"2":"0","3":1}' data-sheets-value='{"1":2,"2":"(%)"}' style="border-bottom:1px solid #000000;overflow:hidden;padding:0px 3px 0px 3px;vertical-align:bottom;background-color:#000000;font-weight:bold;color:#ffffff;text-align:center;">(%)</td> <td data-sheets-numberformat='{"1":2,"2":"0","3":1}' data-sheets-value='{"1":2,"2":"(%)"}' style="border-bottom:1px solid #000000;overflow:hidden;padding:0px 3px 0px 3px;vertical-align:bottom;background-color:#000000;font-weight:bold;color:#ffffff;text-align:center;">(%)</td> <td data-sheets-value='{"1":2,"2":"(dB)"}' style="border-bottom:1px solid #000000;overflow:hidden;padding:0px 3px 0px 3px;vertical-align:bottom;background-color:#000000;font-weight:bold;color:#ffffff;text-align:center;">(dB)</td> </tr> <tr style="height:20px;"> <td data-sheets-value='{"1":2,"2":"Acrylic"}' style="border-left:1px solid #000000;overflow:hidden;padding:0px 3px 0px 3px;vertical-align:bottom;font-weight:bold;">Acrylic</td> <td data-sheets-value='{"1":2,"2":"Single-walled"}' style="overflow:hidden;padding:0px 3px 0px 3px;vertical-align:bottom;font-weight:bold;">Single-walled</td> <td data-sheets-value='{"1":2,"2":"Clear (H)"}' style="border-right:1px solid #000000;overflow:hidden;padding:0px 3px 0px 3px;vertical-align:bottom;font-weight:bold;">Clear (H)</td> <td data-sheets-numberformat='{"1":2,"2":"0.00","3":1}' data-sheets-value='{"1":3,"3":5.17}' style="overflow:hidden;padding:0px 3px 0px 3px;vertical-align:bottom;text-align:center;">5.17</td> <td data-sheets-numberformat='{"1":2,"2":"0","3":1}' data-sheets-value='{"1":3,"3":90}' style="overflow:hidden;padding:0px 3px 0px 3px;vertical-align:bottom;text-align:center;">90</td> <td data-sheets-numberformat='{"1":2,"2":"0","3":1}' data-sheets-value='{"1":3,"3":87}' style="overflow:hidden;padding:0px 3px 0px 3px;vertical-align:bottom;text-align:center;">87</td> <td data-sheets-numberformat='{"1":2,"2":"0","3":1}' data-sheets-value='{"1":2,"2":"-"}' style="border-right:1px solid #000000;overflow:hidden;padding:0px 3px 0px 3px;vertical-align:bottom;text-align:center;">-</td> </tr> <tr style="height:20px;"> <td data-sheets-value='{"1":2,"2":"PMMA"}' style="border-left:1px solid #000000;overflow:hidden;padding:0px 3px 0px 3px;vertical-align:bottom;font-weight:bold;">PMMA</td> <td data-sheets-value='{"1":2,"2":"Single-walled"}' style="overflow:hidden;padding:0px 3px 0px 3px;vertical-align:bottom;font-weight:bold;">Single-walled</td> <td data-sheets-value='{"1":2,"2":"Opal (O)"}' style="border-right:1px solid #000000;overflow:hidden;padding:0px 3px 0px 3px;vertical-align:bottom;font-weight:bold;">Opal (O)</td> <td data-sheets-numberformat='{"1":2,"2":"0.00","3":1}' data-sheets-value='{"1":3,"3":5.17}' style="overflow:hidden;padding:0px 3px 0px 3px;vertical-align:bottom;text-align:center;">5.17</td> <td data-sheets-numberformat='{"1":2,"2":"0","3":1}' data-sheets-value='{"1":3,"3":83}' style="overflow:hidden;padding:0px 3px 0px 3px;vertical-align:bottom;text-align:center;">83</td> <td data-sheets-numberformat='{"1":2,"2":"0","3":1}' data-sheets-value='{"1":3,"3":76}' style="overflow:hidden;padding:0px 3px 0px 3px;vertical-align:bottom;text-align:center;">76</td> <td data-sheets-numberformat='{"1":2,"2":"0","3":1}' data-sheets-value='{"1":2,"2":"-"}' style="border-right:1px solid #000000;overflow:hidden;padding:0px 3px 0px 3px;vertical-align:bottom;text-align:center;">-</td> </tr> <tr style="height:20px;"> <td style="border-left:1px solid #000000;overflow:hidden;padding:0px 3px 0px 3px;vertical-align:bottom;font-weight:bold;"></td> <td data-sheets-value='{"1":2,"2":"Double-walled"}' style="overflow:hidden;padding:0px 3px 0px 3px;vertical-align:bottom;font-weight:bold;">Double-walled</td> <td data-sheets-value='{"1":2,"2":"Clear (H/H)"}' style="border-right:1px solid #000000;overflow:hidden;padding:0px 3px 0px 3px;vertical-align:bottom;font-weight:bold;">Clear (H/H)</td> <td data-sheets-numberformat='{"1":2,"2":"0.00","3":1}' data-sheets-value='{"1":3,"3":2.9}' style="overflow:hidden;padding:0px 3px 0px 3px;vertical-align:bottom;text-align:center;">2.90</td> <td data-sheets-numberformat='{"1":2,"2":"0","3":1}' data-sheets-value='{"1":3,"3":81}' style="overflow:hidden;padding:0px 3px 0px 3px;vertical-align:bottom;text-align:center;">81</td> <td data-sheets-numberformat='{"1":2,"2":"0","3":1}' data-sheets-value='{"1":3,"3":75}' style="overflow:hidden;padding:0px 3px 0px 3px;vertical-align:bottom;text-align:center;">75</td> <td data-sheets-numberformat='{"1":2,"2":"0","3":1}' data-sheets-value='{"1":3,"3":20}' style="border-right:1px solid #000000;overflow:hidden;padding:0px 3px 0px 3px;vertical-align:bottom;text-align:center;">20</td> </tr> <tr style="height:20px;"> <td style="border-left:1px solid #000000;overflow:hidden;padding:0px 3px 0px 3px;vertical-align:bottom;font-weight:bold;"></td> <td data-sheets-value='{"1":2,"2":"Double-walled"}' style="overflow:hidden;padding:0px 3px 0px 3px;vertical-align:bottom;font-weight:bold;">Double-walled</td> <td data-sheets-value='{"1":2,"2":"Opal (O/O)"}' style="border-right:1px solid #000000;overflow:hidden;padding:0px 3px 0px 3px;vertical-align:bottom;font-weight:bold;">Opal (O/O)</td> <td data-sheets-numberformat='{"1":2,"2":"0.00","3":1}' data-sheets-value='{"1":3,"3":2.9}' style="overflow:hidden;padding:0px 3px 0px 3px;vertical-align:bottom;text-align:center;">2.90</td> <td data-sheets-numberformat='{"1":2,"2":"0","3":1}' data-sheets-value='{"1":3,"3":69}' style="overflow:hidden;padding:0px 3px 0px 3px;vertical-align:bottom;text-align:center;">69</td> <td data-sheets-numberformat='{"1":2,"2":"0","3":1}' data-sheets-value='{"1":3,"3":58}' style="overflow:hidden;padding:0px 3px 0px 3px;vertical-align:bottom;text-align:center;">58</td> <td data-sheets-numberformat='{"1":2,"2":"0","3":1}' data-sheets-value='{"1":3,"3":20}' style="border-right:1px solid #000000;overflow:hidden;padding:0px 3px 0px 3px;vertical-align:bottom;text-align:center;">20</td> </tr> <tr style="height:20px;"> <td style="border-left:1px solid #000000;overflow:hidden;padding:0px 3px 0px 3px;vertical-align:bottom;font-weight:bold;"></td> <td data-sheets-value='{"1":2,"2":"Triple-walled"}' style="overflow:hidden;padding:0px 3px 0px 3px;vertical-align:bottom;font-weight:bold;">Triple-walled</td> <td data-sheets-value='{"1":2,"2":"Clear (H/H/H)"}' style="border-right:1px solid #000000;overflow:hidden;padding:0px 3px 0px 3px;vertical-align:bottom;font-weight:bold;">Clear (H/H/H)</td> <td data-sheets-numberformat='{"1":2,"2":"0.00","3":1}' data-sheets-value='{"1":3,"3":1.7}' style="overflow:hidden;padding:0px 3px 0px 3px;vertical-align:bottom;text-align:center;">1.70</td> <td data-sheets-numberformat='{"1":2,"2":"0","3":1}' data-sheets-value='{"1":3,"3":73}' style="overflow:hidden;padding:0px 3px 0px 3px;vertical-align:bottom;text-align:center;">73</td> <td data-sheets-numberformat='{"1":2,"2":"0","3":1}' data-sheets-value='{"1":3,"3":65}' style="overflow:hidden;padding:0px 3px 0px 3px;vertical-align:bottom;text-align:center;">65</td> <td data-sheets-numberformat='{"1":2,"2":"0","3":1}' data-sheets-value='{"1":3,"3":22}' style="border-right:1px solid #000000;overflow:hidden;padding:0px 3px 0px 3px;vertical-align:bottom;text-align:center;">22</td> </tr> <tr style="height:20px;"> <td style="border-left:1px solid #000000;overflow:hidden;padding:0px 3px 0px 3px;vertical-align:bottom;font-weight:bold;"></td> <td data-sheets-value='{"1":2,"2":"Triple-walled"}' style="overflow:hidden;padding:0px 3px 0px 3px;vertical-align:bottom;font-weight:bold;">Triple-walled</td> <td data-sheets-value='{"1":2,"2":"Opal (O/H/O)"}' style="border-right:1px solid #000000;overflow:hidden;padding:0px 3px 0px 3px;vertical-align:bottom;font-weight:bold;">Opal (O/H/O)</td> <td data-sheets-numberformat='{"1":2,"2":"0.00","3":1}' data-sheets-value='{"1":3,"3":1.7}' style="overflow:hidden;padding:0px 3px 0px 3px;vertical-align:bottom;text-align:center;">1.70</td> <td data-sheets-numberformat='{"1":2,"2":"0","3":1}' data-sheets-value='{"1":3,"3":62}' style="overflow:hidden;padding:0px 3px 0px 3px;vertical-align:bottom;text-align:center;">62</td> <td data-sheets-numberformat='{"1":2,"2":"0","3":1}' data-sheets-value='{"1":3,"3":51}' style="overflow:hidden;padding:0px 3px 0px 3px;vertical-align:bottom;text-align:center;">51</td> <td data-sheets-numberformat='{"1":2,"2":"0","3":1}' data-sheets-value='{"1":3,"3":22}' style="border-right:1px solid #000000;overflow:hidden;padding:0px 3px 0px 3px;vertical-align:bottom;text-align:center;">22</td> </tr> <tr style="height:20px;"> <td style="border-left:1px solid #000000;overflow:hidden;padding:0px 3px 0px 3px;vertical-align:bottom;font-weight:bold;"></td> <td data-sheets-value='{"1":2,"2":"Four-walled"}' style="overflow:hidden;padding:0px 3px 0px 3px;vertical-align:bottom;font-weight:bold;">Four-walled</td> <td data-sheets-value='{"1":2,"2":"Clear (H/H/H/H)"}' style="border-right:1px solid #000000;overflow:hidden;padding:0px 3px 0px 3px;vertical-align:bottom;font-weight:bold;">Clear (H/H/H/H)</td> <td data-sheets-numberformat='{"1":2,"2":"0.00","3":1}' data-sheets-value='{"1":3,"3":1.28}' style="overflow:hidden;padding:0px 3px 0px 3px;vertical-align:bottom;text-align:center;">1.28</td> <td data-sheets-numberformat='{"1":2,"2":"0","3":1}' data-sheets-value='{"1":3,"3":64}' style="overflow:hidden;padding:0px 3px 0px 3px;vertical-align:bottom;text-align:center;">64</td> <td data-sheets-numberformat='{"1":2,"2":"0","3":1}' data-sheets-value='{"1":3,"3":54}' style="overflow:hidden;padding:0px 3px 0px 3px;vertical-align:bottom;text-align:center;">54</td> <td data-sheets-numberformat='{"1":2,"2":"0","3":1}' data-sheets-value='{"1":3,"3":23}' style="border-right:1px solid #000000;overflow:hidden;padding:0px 3px 0px 3px;vertical-align:bottom;text-align:center;">23</td> </tr> <tr style="height:20px;"> <td style="border-bottom:1px solid #000000;border-left:1px solid #000000;overflow:hidden;padding:0px 3px 0px 3px;vertical-align:bottom;"></td> <td data-sheets-value='{"1":2,"2":"Four-walled"}' style="border-bottom:1px solid #000000;overflow:hidden;padding:0px 3px 0px 3px;vertical-align:bottom;font-weight:bold;">Four-walled</td> <td data-sheets-value='{"1":2,"2":"Opal (H/H/O/H)"}' style="border-right:1px solid #000000;border-bottom:1px solid #000000;overflow:hidden;padding:0px 3px 0px 3px;vertical-align:bottom;font-weight:bold;">Opal (H/H/O/H)</td> <td data-sheets-numberformat='{"1":2,"2":"0.00","3":1}' data-sheets-value='{"1":3,"3":1.28}' style="border-bottom:1px solid #000000;overflow:hidden;padding:0px 3px 0px 3px;vertical-align:bottom;text-align:center;">1.28</td> <td data-sheets-numberformat='{"1":2,"2":"0","3":1}' data-sheets-value='{"1":3,"3":59}' style="border-bottom:1px solid #000000;overflow:hidden;padding:0px 3px 0px 3px;vertical-align:bottom;text-align:center;">59</td> <td data-sheets-numberformat='{"1":2,"2":"0","3":1}' data-sheets-value='{"1":3,"3":48}' style="border-bottom:1px solid #000000;overflow:hidden;padding:0px 3px 0px 3px;vertical-align:bottom;text-align:center;">48</td> <td data-sheets-numberformat='{"1":2,"2":"0","3":1}' data-sheets-value='{"1":3,"3":23}' style="border-right:1px solid #000000;border-bottom:1px solid #000000;overflow:hidden;padding:0px 3px 0px 3px;vertical-align:bottom;text-align:center;">23</td> </tr> <tr style="height:20px;"> <td data-sheets-value='{"1":2,"2":"Polycarbonate "}' style="border-left:1px solid #000000;overflow:hidden;padding:0px 3px 0px 3px;vertical-align:bottom;font-weight:bold;">Polycarbonate </td> <td data-sheets-value='{"1":2,"2":"Single-walled"}' style="overflow:hidden;padding:0px 3px 0px 3px;vertical-align:bottom;font-weight:bold;">Single-walled</td> <td data-sheets-value='{"1":2,"2":"Clear (A)"}' style="border-right:1px solid #000000;overflow:hidden;padding:0px 3px 0px 3px;vertical-align:bottom;font-weight:bold;">Clear (A)</td> <td data-sheets-numberformat='{"1":2,"2":"0.00","3":1}' data-sheets-value='{"1":3,"3":5.17}' style="overflow:hidden;padding:0px 3px 0px 3px;vertical-align:bottom;text-align:center;">5.17</td> <td data-sheets-numberformat='{"1":2,"2":"0","3":1}' data-sheets-value='{"1":3,"3":88}' style="overflow:hidden;padding:0px 3px 0px 3px;vertical-align:bottom;text-align:center;">88</td> <td data-sheets-numberformat='{"1":2,"2":"0","3":1}' data-sheets-value='{"1":3,"3":83}' style="overflow:hidden;padding:0px 3px 0px 3px;vertical-align:bottom;text-align:center;">83</td> <td data-sheets-numberformat='{"1":2,"2":"0","3":1}' data-sheets-value='{"1":2,"2":"-"}' style="border-right:1px solid #000000;overflow:hidden;padding:0px 3px 0px 3px;vertical-align:bottom;text-align:center;">-</td> </tr> <tr style="height:20px;"> <td data-sheets-value='{"1":2,"2":"PC"}' style="border-left:1px solid #000000;overflow:hidden;padding:0px 3px 0px 3px;vertical-align:bottom;font-weight:bold;">PC</td> <td data-sheets-value='{"1":2,"2":"Single-walled"}' style="overflow:hidden;padding:0px 3px 0px 3px;vertical-align:bottom;font-weight:bold;">Single-walled</td> <td data-sheets-value='{"1":2,"2":"Opal (D)"}' style="border-right:1px solid #000000;overflow:hidden;padding:0px 3px 0px 3px;vertical-align:bottom;font-weight:bold;">Opal (D)</td> <td data-sheets-numberformat='{"1":2,"2":"0.00","3":1}' data-sheets-value='{"1":3,"3":5.17}' style="overflow:hidden;padding:0px 3px 0px 3px;vertical-align:bottom;text-align:center;">5.17</td> <td data-sheets-numberformat='{"1":2,"2":"0","3":1}' data-sheets-value='{"1":3,"3":58}' style="overflow:hidden;padding:0px 3px 0px 3px;vertical-align:bottom;text-align:center;">58</td> <td data-sheets-numberformat='{"1":2,"2":"0","3":1}' data-sheets-value='{"1":3,"3":60}' style="overflow:hidden;padding:0px 3px 0px 3px;vertical-align:bottom;text-align:center;">60</td> <td data-sheets-numberformat='{"1":2,"2":"0","3":1}' data-sheets-value='{"1":2,"2":"-"}' style="border-right:1px solid #000000;overflow:hidden;padding:0px 3px 0px 3px;vertical-align:bottom;text-align:center;">-</td> </tr> <tr style="height:20px;"> <td style="border-left:1px solid #000000;overflow:hidden;padding:0px 3px 0px 3px;vertical-align:bottom;font-weight:bold;"></td> <td data-sheets-value='{"1":2,"2":"Double-walled"}' style="overflow:hidden;padding:0px 3px 0px 3px;vertical-align:bottom;font-weight:bold;">Double-walled</td> <td data-sheets-value='{"1":2,"2":"Clear (A/H)"}' style="border-right:1px solid #000000;overflow:hidden;padding:0px 3px 0px 3px;vertical-align:bottom;font-weight:bold;">Clear (A/H)</td> <td data-sheets-numberformat='{"1":2,"2":"0.00","3":1}' data-sheets-value='{"1":3,"3":2.9}' style="overflow:hidden;padding:0px 3px 0px 3px;vertical-align:bottom;text-align:center;">2.90</td> <td data-sheets-numberformat='{"1":2,"2":"0","3":1}' data-sheets-value='{"1":3,"3":79}' style="overflow:hidden;padding:0px 3px 0px 3px;vertical-align:bottom;text-align:center;">79</td> <td data-sheets-numberformat='{"1":2,"2":"0","3":1}' data-sheets-value='{"1":3,"3":72}' style="overflow:hidden;padding:0px 3px 0px 3px;vertical-align:bottom;text-align:center;">72</td> <td data-sheets-numberformat='{"1":2,"2":"0","3":1}' data-sheets-value='{"1":3,"3":20}' style="border-right:1px solid #000000;overflow:hidden;padding:0px 3px 0px 3px;vertical-align:bottom;text-align:center;">20</td> </tr> <tr style="height:20px;"> <td style="border-left:1px solid #000000;overflow:hidden;padding:0px 3px 0px 3px;vertical-align:bottom;font-weight:bold;"></td> <td data-sheets-value='{"1":2,"2":"Double-walled"}' style="overflow:hidden;padding:0px 3px 0px 3px;vertical-align:bottom;font-weight:bold;">Double-walled</td> <td data-sheets-value='{"1":2,"2":"Clear (A/A)"}' style="border-right:1px solid #000000;overflow:hidden;padding:0px 3px 0px 3px;vertical-align:bottom;font-weight:bold;">Clear (A/A)</td> <td data-sheets-numberformat='{"1":2,"2":"0.00","3":1}' data-sheets-value='{"1":3,"3":2.9}' style="overflow:hidden;padding:0px 3px 0px 3px;vertical-align:bottom;text-align:center;">2.90</td> <td data-sheets-numberformat='{"1":2,"2":"0","3":1}' data-sheets-value='{"1":3,"3":77}' style="overflow:hidden;padding:0px 3px 0px 3px;vertical-align:bottom;text-align:center;">77</td> <td data-sheets-numberformat='{"1":2,"2":"0","3":1}' data-sheets-value='{"1":3,"3":69}' style="overflow:hidden;padding:0px 3px 0px 3px;vertical-align:bottom;text-align:center;">69</td> <td data-sheets-numberformat='{"1":2,"2":"0","3":1}' data-sheets-value='{"1":3,"3":20}' style="border-right:1px solid #000000;overflow:hidden;padding:0px 3px 0px 3px;vertical-align:bottom;text-align:center;">20</td> </tr> <tr style="height:20px;"> <td style="border-left:1px solid #000000;overflow:hidden;padding:0px 3px 0px 3px;vertical-align:bottom;font-weight:bold;"></td> <td data-sheets-value='{"1":2,"2":"Double-walled"}' style="overflow:hidden;padding:0px 3px 0px 3px;vertical-align:bottom;font-weight:bold;">Double-walled</td> <td data-sheets-value='{"1":2,"2":"Opal (A/O)"}' style="border-right:1px solid #000000;overflow:hidden;padding:0px 3px 0px 3px;vertical-align:bottom;font-weight:bold;">Opal (A/O)</td> <td data-sheets-numberformat='{"1":2,"2":"0.00","3":1}' data-sheets-value='{"1":3,"3":2.9}' style="overflow:hidden;padding:0px 3px 0px 3px;vertical-align:bottom;text-align:center;">2.90</td> <td data-sheets-numberformat='{"1":2,"2":"0","3":1}' data-sheets-value='{"1":3,"3":73}' style="overflow:hidden;padding:0px 3px 0px 3px;vertical-align:bottom;text-align:center;">73</td> <td data-sheets-numberformat='{"1":2,"2":"0","3":1}' data-sheets-value='{"1":3,"3":63}' style="overflow:hidden;padding:0px 3px 0px 3px;vertical-align:bottom;text-align:center;">63</td> <td data-sheets-numberformat='{"1":2,"2":"0","3":1}' data-sheets-value='{"1":3,"3":20}' style="border-right:1px solid #000000;overflow:hidden;padding:0px 3px 0px 3px;vertical-align:bottom;text-align:center;">20</td> </tr> <tr style="height:20px;"> <td style="border-left:1px solid #000000;overflow:hidden;padding:0px 3px 0px 3px;vertical-align:bottom;font-weight:bold;"></td> <td data-sheets-value='{"1":2,"2":"Double-walled"}' style="overflow:hidden;padding:0px 3px 0px 3px;vertical-align:bottom;font-weight:bold;">Double-walled</td> <td data-sheets-value='{"1":2,"2":"Opal (A/D)"}' style="border-right:1px solid #000000;overflow:hidden;padding:0px 3px 0px 3px;vertical-align:bottom;font-weight:bold;">Opal (A/D)</td> <td data-sheets-numberformat='{"1":2,"2":"0.00","3":1}' data-sheets-value='{"1":3,"3":2.9}' style="overflow:hidden;padding:0px 3px 0px 3px;vertical-align:bottom;text-align:center;">2.90</td> <td data-sheets-numberformat='{"1":2,"2":"0","3":1}' data-sheets-value='{"1":3,"3":51}' style="overflow:hidden;padding:0px 3px 0px 3px;vertical-align:bottom;text-align:center;">51</td> <td data-sheets-numberformat='{"1":2,"2":"0","3":1}' data-sheets-value='{"1":3,"3":50}' style="overflow:hidden;padding:0px 3px 0px 3px;vertical-align:bottom;text-align:center;">50</td> <td data-sheets-numberformat='{"1":2,"2":"0","3":1}' data-sheets-value='{"1":3,"3":20}' style="border-right:1px solid #000000;overflow:hidden;padding:0px 3px 0px 3px;vertical-align:bottom;text-align:center;">20</td> </tr> <tr style="height:20px;"> <td style="border-left:1px solid #000000;overflow:hidden;padding:0px 3px 0px 3px;vertical-align:bottom;font-weight:bold;"></td> <td data-sheets-value='{"1":2,"2":"Triple-walled"}' style="overflow:hidden;padding:0px 3px 0px 3px;vertical-align:bottom;font-weight:bold;">Triple-walled</td> <td data-sheets-value='{"1":2,"2":"Clear (A/H/H)"}' style="border-right:1px solid #000000;overflow:hidden;padding:0px 3px 0px 3px;vertical-align:bottom;font-weight:bold;">Clear (A/H/H)</td> <td data-sheets-numberformat='{"1":2,"2":"0.00","3":1}' data-sheets-value='{"1":3,"3":1.7}' style="overflow:hidden;padding:0px 3px 0px 3px;vertical-align:bottom;text-align:center;">1.70</td> <td data-sheets-numberformat='{"1":2,"2":"0","3":1}' data-sheets-value='{"1":3,"3":71}' style="overflow:hidden;padding:0px 3px 0px 3px;vertical-align:bottom;text-align:center;">71</td> <td data-sheets-numberformat='{"1":2,"2":"0","3":1}' data-sheets-value='{"1":3,"3":63}' style="overflow:hidden;padding:0px 3px 0px 3px;vertical-align:bottom;text-align:center;">63</td> <td data-sheets-numberformat='{"1":2,"2":"0","3":1}' data-sheets-value='{"1":3,"3":22}' style="border-right:1px solid #000000;overflow:hidden;padding:0px 3px 0px 3px;vertical-align:bottom;text-align:center;">22</td> </tr> <tr style="height:20px;"> <td style="border-left:1px solid #000000;overflow:hidden;padding:0px 3px 0px 3px;vertical-align:bottom;font-weight:bold;"></td> <td data-sheets-value='{"1":2,"2":"Triple-walled"}' style="overflow:hidden;padding:0px 3px 0px 3px;vertical-align:bottom;font-weight:bold;">Triple-walled</td> <td data-sheets-value='{"1":2,"2":"Opal (A/O/O)"}' style="border-right:1px solid #000000;overflow:hidden;padding:0px 3px 0px 3px;vertical-align:bottom;font-weight:bold;">Opal (A/O/O)</td> <td data-sheets-numberformat='{"1":2,"2":"0.00","3":1}' data-sheets-value='{"1":3,"3":1.7}' style="overflow:hidden;padding:0px 3px 0px 3px;vertical-align:bottom;text-align:center;">1.70</td> <td data-sheets-numberformat='{"1":2,"2":"0","3":1}' data-sheets-value='{"1":3,"3":61}' style="overflow:hidden;padding:0px 3px 0px 3px;vertical-align:bottom;text-align:center;">61</td> <td data-sheets-numberformat='{"1":2,"2":"0","3":1}' data-sheets-value='{"1":3,"3":48}' style="overflow:hidden;padding:0px 3px 0px 3px;vertical-align:bottom;text-align:center;">48</td> <td data-sheets-numberformat='{"1":2,"2":"0","3":1}' data-sheets-value='{"1":3,"3":22}' style="border-right:1px solid #000000;overflow:hidden;padding:0px 3px 0px 3px;vertical-align:bottom;text-align:center;">22</td> </tr> <tr style="height:20px;"> <td style="border-left:1px solid #000000;overflow:hidden;padding:0px 3px 0px 3px;vertical-align:bottom;font-weight:bold;"></td> <td data-sheets-value='{"1":2,"2":"Four-walled"}' style="overflow:hidden;padding:0px 3px 0px 3px;vertical-align:bottom;font-weight:bold;">Four-walled</td> <td data-sheets-value='{"1":2,"2":"Clear (A/H/H/H)"}' style="border-right:1px solid #000000;overflow:hidden;padding:0px 3px 0px 3px;vertical-align:bottom;font-weight:bold;">Clear (A/H/H/H)</td> <td data-sheets-numberformat='{"1":2,"2":"0.00","3":1}' data-sheets-value='{"1":3,"3":1.28}' style="overflow:hidden;padding:0px 3px 0px 3px;vertical-align:bottom;text-align:center;">1.28</td> <td data-sheets-numberformat='{"1":2,"2":"0","3":1}' data-sheets-value='{"1":3,"3":64}' style="overflow:hidden;padding:0px 3px 0px 3px;vertical-align:bottom;text-align:center;">64</td> <td data-sheets-numberformat='{"1":2,"2":"0","3":1}' data-sheets-value='{"1":3,"3":52}' style="overflow:hidden;padding:0px 3px 0px 3px;vertical-align:bottom;text-align:center;">52</td> <td data-sheets-numberformat='{"1":2,"2":"0","3":1}' data-sheets-value='{"1":3,"3":23}' style="border-right:1px solid #000000;overflow:hidden;padding:0px 3px 0px 3px;vertical-align:bottom;text-align:center;">23</td> </tr> <tr style="height:20px;"> <td style="border-bottom:1px solid #000000;border-left:1px solid #000000;overflow:hidden;padding:0px 3px 0px 3px;vertical-align:bottom;"></td> <td data-sheets-value='{"1":2,"2":"Four-walled"}' style="border-bottom:1px solid #000000;overflow:hidden;padding:0px 3px 0px 3px;vertical-align:bottom;font-weight:bold;">Four-walled</td> <td data-sheets-value='{"1":2,"2":"Opal (A/H/O/H)"}' style="border-right:1px solid #000000;border-bottom:1px solid #000000;overflow:hidden;padding:0px 3px 0px 3px;vertical-align:bottom;font-weight:bold;">Opal (A/H/O/H)</td> <td data-sheets-numberformat='{"1":2,"2":"0.00","3":1}' data-sheets-value='{"1":3,"3":1.28}' style="border-bottom:1px solid #000000;overflow:hidden;padding:0px 3px 0px 3px;vertical-align:bottom;text-align:center;">1.28</td> <td data-sheets-numberformat='{"1":2,"2":"0","3":1}' data-sheets-value='{"1":3,"3":59}' style="border-bottom:1px solid #000000;overflow:hidden;padding:0px 3px 0px 3px;vertical-align:bottom;text-align:center;">59</td> <td data-sheets-numberformat='{"1":2,"2":"0","3":1}' data-sheets-value='{"1":3,"3":46}' style="border-bottom:1px solid #000000;overflow:hidden;padding:0px 3px 0px 3px;vertical-align:bottom;text-align:center;">46</td> <td data-sheets-numberformat='{"1":2,"2":"0","3":1}' data-sheets-value='{"1":3,"3":23}' style="border-right:1px solid #000000;border-bottom:1px solid #000000;overflow:hidden;padding:0px 3px 0px 3px;vertical-align:bottom;text-align:center;">23</td> </tr> <tr style="height:20px;"> <td data-sheets-value='{"1":2,"2":"Polycarbonate"}' style="border-left:1px solid #000000;overflow:hidden;padding:0px 3px 0px 3px;vertical-align:bottom;font-weight:bold;">Polycarbonate</td> <td data-sheets-value='{"1":2,"2":"Single-walled"}' style="overflow:hidden;padding:0px 3px 0px 3px;vertical-align:bottom;font-weight:bold;">Single-walled</td> <td data-sheets-value='{"1":2,"2":"Heatstop Opal (T)"}' style="border-right:1px solid #000000;overflow:hidden;padding:0px 3px 0px 3px;vertical-align:bottom;font-weight:bold;">Heatstop Opal (T)</td> <td data-sheets-numberformat='{"1":2,"2":"0.00","3":1}' data-sheets-value='{"1":3,"3":5.17}' style="overflow:hidden;padding:0px 3px 0px 3px;vertical-align:bottom;text-align:center;">5.17</td> <td data-sheets-numberformat='{"1":2,"2":"0","3":1}' data-sheets-value='{"1":3,"3":49}' style="overflow:hidden;padding:0px 3px 0px 3px;vertical-align:bottom;text-align:center;">49</td> <td data-sheets-numberformat='{"1":2,"2":"0","3":1}' data-sheets-value='{"1":3,"3":59}' style="overflow:hidden;padding:0px 3px 0px 3px;vertical-align:bottom;text-align:center;">59</td> <td data-sheets-numberformat='{"1":2,"2":"0","3":1}' data-sheets-value='{"1":2,"2":"-"}' style="border-right:1px solid #000000;overflow:hidden;padding:0px 3px 0px 3px;vertical-align:bottom;text-align:center;">-</td> </tr> <tr style="height:20px;"> <td data-sheets-value='{"1":2,"2":"Heatstop PC"}' style="border-left:1px solid #000000;overflow:hidden;padding:0px 3px 0px 3px;vertical-align:bottom;font-weight:bold;">Heatstop PC</td> <td data-sheets-value='{"1":2,"2":"Double-walled"}' style="overflow:hidden;padding:0px 3px 0px 3px;vertical-align:bottom;font-weight:bold;">Double-walled</td> <td data-sheets-value='{"1":2,"2":"Clear (T/H)"}' style="border-right:1px solid #000000;overflow:hidden;padding:0px 3px 0px 3px;vertical-align:bottom;font-weight:bold;">Clear (T/H)</td> <td data-sheets-numberformat='{"1":2,"2":"0.00","3":1}' data-sheets-value='{"1":3,"3":2.9}' style="overflow:hidden;padding:0px 3px 0px 3px;vertical-align:bottom;text-align:center;">2.90</td> <td data-sheets-numberformat='{"1":2,"2":"0","3":1}' data-sheets-value='{"1":3,"3":44}' style="overflow:hidden;padding:0px 3px 0px 3px;vertical-align:bottom;text-align:center;">44</td> <td data-sheets-numberformat='{"1":2,"2":"0","3":1}' data-sheets-value='{"1":3,"3":51}' style="overflow:hidden;padding:0px 3px 0px 3px;vertical-align:bottom;text-align:center;">51</td> <td data-sheets-numberformat='{"1":2,"2":"0","3":1}' data-sheets-value='{"1":3,"3":20}' style="border-right:1px solid #000000;overflow:hidden;padding:0px 3px 0px 3px;vertical-align:bottom;text-align:center;">20</td> </tr> <tr style="height:20px;"> <td style="border-left:1px solid #000000;overflow:hidden;padding:0px 3px 0px 3px;vertical-align:bottom;font-weight:bold;"></td> <td data-sheets-value='{"1":2,"2":"Double-walled"}' style="overflow:hidden;padding:0px 3px 0px 3px;vertical-align:bottom;font-weight:bold;">Double-walled</td> <td data-sheets-value='{"1":2,"2":"Opal (T/O)"}' style="border-right:1px solid #000000;overflow:hidden;padding:0px 3px 0px 3px;vertical-align:bottom;font-weight:bold;">Opal (T/O)</td> <td data-sheets-numberformat='{"1":2,"2":"0.00","3":1}' data-sheets-value='{"1":3,"3":2.9}' style="overflow:hidden;padding:0px 3px 0px 3px;vertical-align:bottom;text-align:center;">2.90</td> <td data-sheets-numberformat='{"1":2,"2":"0","3":1}' data-sheets-value='{"1":3,"3":41}' style="overflow:hidden;padding:0px 3px 0px 3px;vertical-align:bottom;text-align:center;">41</td> <td data-sheets-numberformat='{"1":2,"2":"0","3":1}' data-sheets-value='{"1":3,"3":45}' style="overflow:hidden;padding:0px 3px 0px 3px;vertical-align:bottom;text-align:center;">45</td> <td data-sheets-numberformat='{"1":2,"2":"0","3":1}' data-sheets-value='{"1":3,"3":20}' style="border-right:1px solid #000000;overflow:hidden;padding:0px 3px 0px 3px;vertical-align:bottom;text-align:center;">20</td> </tr> <tr style="height:20px;"> <td style="border-left:1px solid #000000;overflow:hidden;padding:0px 3px 0px 3px;vertical-align:bottom;font-weight:bold;"></td> <td data-sheets-value='{"1":2,"2":"Triple-walled"}' style="overflow:hidden; | skylux-160-ce-met-koepel-en-pvc-opstand-16-00-met-lm-motor-en-windvang-1600-x-2200-mm | 8586029793613 | 46872347640141
Smoke and heat exhaust (SHEV) | SHE system | Skylux | Skylux 160° CE with skylight and PVC curb 16/00 with double LM-actuator and spoiler 1600 x 2300 mm |  | 50397 | 5412970503972 | 8837.85 | Yes | 30-45 | 141.9 | 1600 x 2300 mm | 2300 | 1600 |  | PVC 16/00 (16 cm high & roof opening = daylight size) | Rectangular | 5.17 W/m²K - 1.28 W/m²K | 87% - 32% | 90% - 32% | 20dB - 23dB | 160° CE (for industry) | skylight | with spoiler | E | Double actuator | Maximum four-walled skylight possible for this product | Ut-value LT-value g-value Rw-value EN 1873 : 2014 EN ISO 13468 EN 16153 EN 410 EN 410 EN ISO 140-3 Material Walls Shells (W/m²K) (%) (%) (dB) Acrylic Single-walled Clear (H) 5.17 90 87 - PMMA Single-walled Opal (O) 5.17 83 76 - Double-walled Clear (H/H) 2.90 81 75 20 Double-walled Opal (O/O) 2.90 69 58 20 Triple-walled Clear (H/H/H) 1.70 73 65 22 Triple-walled Opal (O/H/O) 1.70 62 51 22 Four-walled Clear (H/H/H/H) 1.28 64 54 23 Four-walled Opal (H/H/O/H) 1.28 59 48 23 Polycarbonate Single-walled Clear (A) 5.17 88 83 - PC Single-walled Opal (D) 5.17 58 60 - Double-walled Clear (A/H) 2.90 79 72 20 Double-walled Clear (A/A) 2.90 77 69 20 Double-walled Opal (A/O) 2.90 73 63 20 Double-walled Opal (A/D) 2.90 51 50 20 Triple-walled Clear (A/H/H) 1.70 71 63 22 Triple-walled Opal (A/O/O) 1.70 61 48 22 Four-walled Clear (A/H/H/H) 1.28 64 52 23 Four-walled Opal (A/H/O/H) 1.28 59 46 23 Polycarbonate Single-walled Heatstop Opal (T) 5.17 49 59 - Heatstop PC Double-walled Clear (T/H) 2.90 44 51 20 Double-walled Opal (T/O) 2.90 41 45 20 Triple-walled Clear (T/H/H) 1.70 40 <td data-sheets-numberformat='{"1":2,"2":"0","3":1}' data-sheets-value='{"1":3,"3":44}' style="overflow:hidden;paddin | https://skylux.eu/en/products/skylux-160-ce-met-koepel-en-pvc-opstand-16-00-met-lm-motor-en-windvang-1600-x-2300-mm | https://skylux.eu/cdn/shop/files/Skylux-160deg-CE-met-koepel-en-pvc-opstand-1600-met-dubbele-LM-motor-en-windvang-1600-x-2300-mm-RWA-systeem.jpg?v=1702980346&width=1600 | https://skylux.eu/cdn/shop/files/e5a82811-1bb0-48e4-a776-cacb59c7c092_0bd496cb-609d-44f7-a39f-3b136cf65140.jpg?v=1688551109&width=1600 | //skylux.eu/cdn/shop/files/E_MH_Mounting_instructions_Skylux_160_CE_LM.pdf?v=12406716259046007223 | //skylux.eu/cdn/shop/files/E_TD_Technical_File_Skylux_Skylux_160_CE_Electric.pdf?v=3667116872303399239 | <style type="text/css" id="isPasted"> <!--td { border: 1px solid #cccccc; } br { mso-data-placement: same-cell; } --> </style> <table border="1" cellpadding="0" cellspacing="0" dir="ltr" style="table-layout:fixed;font-size:10pt;font-family:Arial;border-collapse:collapse;border:none;"><tbody> <tr style="height:20px;"> <td style="overflow:hidden;padding:0px 3px 0px 3px;vertical-align:bottom;"></td> <td style="overflow:hidden;padding:0px 3px 0px 3px;vertical-align:bottom;"></td> <td style="overflow:hidden;padding:0px 3px 0px 3px;vertical-align:bottom;"></td> <td data-sheets-value='{"1":2,"2":"Ut-value"}' style="overflow:hidden;padding:0px 3px 0px 3px;vertical-align:bottom;font-weight:bold;text-align:center;">Ut-value</td> <td data-sheets-value='{"1":2,"2":"LT-value"}' style="overflow:hidden;padding:0px 3px 0px 3px;vertical-align:bottom;font-weight:bold;text-align:center;">LT-value</td> <td data-sheets-value='{"1":2,"2":"g-value"}' style="overflow:hidden;padding:0px 3px 0px 3px;vertical-align:bottom;font-weight:bold;text-align:center;">g-value</td> <td data-sheets-value='{"1":2,"2":"Rw-value "}' style="overflow:hidden;padding:0px 3px 0px 3px;vertical-align:bottom;font-weight:bold;text-align:center;">Rw-value </td> </tr> <tr style="height:20px;"> <td style="overflow:hidden;padding:0px 3px 0px 3px;vertical-align:bottom;"></td> <td style="overflow:hidden;padding:0px 3px 0px 3px;vertical-align:bottom;"></td> <td style="overflow:hidden;padding:0px 3px 0px 3px;vertical-align:bottom;"></td> <td data-sheets-numberformat='{"1":2,"2":"0.00","3":1}' data-sheets-value='{"1":2,"2":"EN 1873 : 2014"}' style="overflow:hidden;padding:0px 3px 0px 3px;vertical-align:bottom;text-align:center;">EN 1873 : 2014</td> <td data-sheets-numberformat='{"1":2,"2":"0","3":1}' data-sheets-value='{"1":2,"2":"EN ISO 13468 EN 16153 EN 410"}' style="overflow:hidden;padding:0px 3px 0px 3px;vertical-align:bottom;text-align:center;">EN ISO 13468 EN 16153 EN 410</td> <td data-sheets-numberformat='{"1":2,"2":"0","3":1}' data-sheets-value='{"1":2,"2":"EN 410"}' style="overflow:hidden;padding:0px 3px 0px 3px;vertical-align:bottom;text-align:center;">EN 410</td> <td data-sheets-value='{"1":2,"2":"EN ISO 140-3\t\t"}' style="overflow:hidden;padding:0px 3px 0px 3px;vertical-align:bottom;text-align:center;">EN ISO 140-3 </td> </tr> <tr style="height:20px;"> <td data-sheets-value='{"1":2,"2":"Material"}' style="border-bottom:1px solid #000000;overflow:hidden;padding:0px 3px 0px 3px;vertical-align:bottom;background-color:#000000;font-weight:bold;color:#ffffff;">Material</td> <td data-sheets-value='{"1":2,"2":"Walls"}' style="border-bottom:1px solid #000000;overflow:hidden;padding:0px 3px 0px 3px;vertical-align:bottom;background-color:#000000;font-weight:bold;color:#ffffff;">Walls</td> <td data-sheets-value='{"1":2,"2":"Shells"}' style="border-bottom:1px solid #000000;overflow:hidden;padding:0px 3px 0px 3px;vertical-align:bottom;background-color:#000000;font-weight:bold;color:#ffffff;">Shells</td> <td data-sheets-numberformat='{"1":2,"2":"0.00","3":1}' data-sheets-value='{"1":2,"2":"(W/m²K)\t"}' style="border-bottom:1px solid #000000;overflow:hidden;padding:0px 3px 0px 3px;vertical-align:bottom;background-color:#000000;font-weight:bold;color:#ffffff;text-align:center;">(W/m²K) </td> <td data-sheets-numberformat='{"1":2,"2":"0","3":1}' data-sheets-value='{"1":2,"2":"(%)"}' style="border-bottom:1px solid #000000;overflow:hidden;padding:0px 3px 0px 3px;vertical-align:bottom;background-color:#000000;font-weight:bold;color:#ffffff;text-align:center;">(%)</td> <td data-sheets-numberformat='{"1":2,"2":"0","3":1}' data-sheets-value='{"1":2,"2":"(%)"}' style="border-bottom:1px solid #000000;overflow:hidden;padding:0px 3px 0px 3px;vertical-align:bottom;background-color:#000000;font-weight:bold;color:#ffffff;text-align:center;">(%)</td> <td data-sheets-value='{"1":2,"2":"(dB)"}' style="border-bottom:1px solid #000000;overflow:hidden;padding:0px 3px 0px 3px;vertical-align:bottom;background-color:#000000;font-weight:bold;color:#ffffff;text-align:center;">(dB)</td> </tr> <tr style="height:20px;"> <td data-sheets-value='{"1":2,"2":"Acrylic"}' style="border-left:1px solid #000000;overflow:hidden;padding:0px 3px 0px 3px;vertical-align:bottom;font-weight:bold;">Acrylic</td> <td data-sheets-value='{"1":2,"2":"Single-walled"}' style="overflow:hidden;padding:0px 3px 0px 3px;vertical-align:bottom;font-weight:bold;">Single-walled</td> <td data-sheets-value='{"1":2,"2":"Clear (H)"}' style="border-right:1px solid #000000;overflow:hidden;padding:0px 3px 0px 3px;vertical-align:bottom;font-weight:bold;">Clear (H)</td> <td data-sheets-numberformat='{"1":2,"2":"0.00","3":1}' data-sheets-value='{"1":3,"3":5.17}' style="overflow:hidden;padding:0px 3px 0px 3px;vertical-align:bottom;text-align:center;">5.17</td> <td data-sheets-numberformat='{"1":2,"2":"0","3":1}' data-sheets-value='{"1":3,"3":90}' style="overflow:hidden;padding:0px 3px 0px 3px;vertical-align:bottom;text-align:center;">90</td> <td data-sheets-numberformat='{"1":2,"2":"0","3":1}' data-sheets-value='{"1":3,"3":87}' style="overflow:hidden;padding:0px 3px 0px 3px;vertical-align:bottom;text-align:center;">87</td> <td data-sheets-numberformat='{"1":2,"2":"0","3":1}' data-sheets-value='{"1":2,"2":"-"}' style="border-right:1px solid #000000;overflow:hidden;padding:0px 3px 0px 3px;vertical-align:bottom;text-align:center;">-</td> </tr> <tr style="height:20px;"> <td data-sheets-value='{"1":2,"2":"PMMA"}' style="border-left:1px solid #000000;overflow:hidden;padding:0px 3px 0px 3px;vertical-align:bottom;font-weight:bold;">PMMA</td> <td data-sheets-value='{"1":2,"2":"Single-walled"}' style="overflow:hidden;padding:0px 3px 0px 3px;vertical-align:bottom;font-weight:bold;">Single-walled</td> <td data-sheets-value='{"1":2,"2":"Opal (O)"}' style="border-right:1px solid #000000;overflow:hidden;padding:0px 3px 0px 3px;vertical-align:bottom;font-weight:bold;">Opal (O)</td> <td data-sheets-numberformat='{"1":2,"2":"0.00","3":1}' data-sheets-value='{"1":3,"3":5.17}' style="overflow:hidden;padding:0px 3px 0px 3px;vertical-align:bottom;text-align:center;">5.17</td> <td data-sheets-numberformat='{"1":2,"2":"0","3":1}' data-sheets-value='{"1":3,"3":83}' style="overflow:hidden;padding:0px 3px 0px 3px;vertical-align:bottom;text-align:center;">83</td> <td data-sheets-numberformat='{"1":2,"2":"0","3":1}' data-sheets-value='{"1":3,"3":76}' style="overflow:hidden;padding:0px 3px 0px 3px;vertical-align:bottom;text-align:center;">76</td> <td data-sheets-numberformat='{"1":2,"2":"0","3":1}' data-sheets-value='{"1":2,"2":"-"}' style="border-right:1px solid #000000;overflow:hidden;padding:0px 3px 0px 3px;vertical-align:bottom;text-align:center;">-</td> </tr> <tr style="height:20px;"> <td style="border-left:1px solid #000000;overflow:hidden;padding:0px 3px 0px 3px;vertical-align:bottom;font-weight:bold;"></td> <td data-sheets-value='{"1":2,"2":"Double-walled"}' style="overflow:hidden;padding:0px 3px 0px 3px;vertical-align:bottom;font-weight:bold;">Double-walled</td> <td data-sheets-value='{"1":2,"2":"Clear (H/H)"}' style="border-right:1px solid #000000;overflow:hidden;padding:0px 3px 0px 3px;vertical-align:bottom;font-weight:bold;">Clear (H/H)</td> <td data-sheets-numberformat='{"1":2,"2":"0.00","3":1}' data-sheets-value='{"1":3,"3":2.9}' style="overflow:hidden;padding:0px 3px 0px 3px;vertical-align:bottom;text-align:center;">2.90</td> <td data-sheets-numberformat='{"1":2,"2":"0","3":1}' data-sheets-value='{"1":3,"3":81}' style="overflow:hidden;padding:0px 3px 0px 3px;vertical-align:bottom;text-align:center;">81</td> <td data-sheets-numberformat='{"1":2,"2":"0","3":1}' data-sheets-value='{"1":3,"3":75}' style="overflow:hidden;padding:0px 3px 0px 3px;vertical-align:bottom;text-align:center;">75</td> <td data-sheets-numberformat='{"1":2,"2":"0","3":1}' data-sheets-value='{"1":3,"3":20}' style="border-right:1px solid #000000;overflow:hidden;padding:0px 3px 0px 3px;vertical-align:bottom;text-align:center;">20</td> </tr> <tr style="height:20px;"> <td style="border-left:1px solid #000000;overflow:hidden;padding:0px 3px 0px 3px;vertical-align:bottom;font-weight:bold;"></td> <td data-sheets-value='{"1":2,"2":"Double-walled"}' style="overflow:hidden;padding:0px 3px 0px 3px;vertical-align:bottom;font-weight:bold;">Double-walled</td> <td data-sheets-value='{"1":2,"2":"Opal (O/O)"}' style="border-right:1px solid #000000;overflow:hidden;padding:0px 3px 0px 3px;vertical-align:bottom;font-weight:bold;">Opal (O/O)</td> <td data-sheets-numberformat='{"1":2,"2":"0.00","3":1}' data-sheets-value='{"1":3,"3":2.9}' style="overflow:hidden;padding:0px 3px 0px 3px;vertical-align:bottom;text-align:center;">2.90</td> <td data-sheets-numberformat='{"1":2,"2":"0","3":1}' data-sheets-value='{"1":3,"3":69}' style="overflow:hidden;padding:0px 3px 0px 3px;vertical-align:bottom;text-align:center;">69</td> <td data-sheets-numberformat='{"1":2,"2":"0","3":1}' data-sheets-value='{"1":3,"3":58}' style="overflow:hidden;padding:0px 3px 0px 3px;vertical-align:bottom;text-align:center;">58</td> <td data-sheets-numberformat='{"1":2,"2":"0","3":1}' data-sheets-value='{"1":3,"3":20}' style="border-right:1px solid #000000;overflow:hidden;padding:0px 3px 0px 3px;vertical-align:bottom;text-align:center;">20</td> </tr> <tr style="height:20px;"> <td style="border-left:1px solid #000000;overflow:hidden;padding:0px 3px 0px 3px;vertical-align:bottom;font-weight:bold;"></td> <td data-sheets-value='{"1":2,"2":"Triple-walled"}' style="overflow:hidden;padding:0px 3px 0px 3px;vertical-align:bottom;font-weight:bold;">Triple-walled</td> <td data-sheets-value='{"1":2,"2":"Clear (H/H/H)"}' style="border-right:1px solid #000000;overflow:hidden;padding:0px 3px 0px 3px;vertical-align:bottom;font-weight:bold;">Clear (H/H/H)</td> <td data-sheets-numberformat='{"1":2,"2":"0.00","3":1}' data-sheets-value='{"1":3,"3":1.7}' style="overflow:hidden;padding:0px 3px 0px 3px;vertical-align:bottom;text-align:center;">1.70</td> <td data-sheets-numberformat='{"1":2,"2":"0","3":1}' data-sheets-value='{"1":3,"3":73}' style="overflow:hidden;padding:0px 3px 0px 3px;vertical-align:bottom;text-align:center;">73</td> <td data-sheets-numberformat='{"1":2,"2":"0","3":1}' data-sheets-value='{"1":3,"3":65}' style="overflow:hidden;padding:0px 3px 0px 3px;vertical-align:bottom;text-align:center;">65</td> <td data-sheets-numberformat='{"1":2,"2":"0","3":1}' data-sheets-value='{"1":3,"3":22}' style="border-right:1px solid #000000;overflow:hidden;padding:0px 3px 0px 3px;vertical-align:bottom;text-align:center;">22</td> </tr> <tr style="height:20px;"> <td style="border-left:1px solid #000000;overflow:hidden;padding:0px 3px 0px 3px;vertical-align:bottom;font-weight:bold;"></td> <td data-sheets-value='{"1":2,"2":"Triple-walled"}' style="overflow:hidden;padding:0px 3px 0px 3px;vertical-align:bottom;font-weight:bold;">Triple-walled</td> <td data-sheets-value='{"1":2,"2":"Opal (O/H/O)"}' style="border-right:1px solid #000000;overflow:hidden;padding:0px 3px 0px 3px;vertical-align:bottom;font-weight:bold;">Opal (O/H/O)</td> <td data-sheets-numberformat='{"1":2,"2":"0.00","3":1}' data-sheets-value='{"1":3,"3":1.7}' style="overflow:hidden;padding:0px 3px 0px 3px;vertical-align:bottom;text-align:center;">1.70</td> <td data-sheets-numberformat='{"1":2,"2":"0","3":1}' data-sheets-value='{"1":3,"3":62}' style="overflow:hidden;padding:0px 3px 0px 3px;vertical-align:bottom;text-align:center;">62</td> <td data-sheets-numberformat='{"1":2,"2":"0","3":1}' data-sheets-value='{"1":3,"3":51}' style="overflow:hidden;padding:0px 3px 0px 3px;vertical-align:bottom;text-align:center;">51</td> <td data-sheets-numberformat='{"1":2,"2":"0","3":1}' data-sheets-value='{"1":3,"3":22}' style="border-right:1px solid #000000;overflow:hidden;padding:0px 3px 0px 3px;vertical-align:bottom;text-align:center;">22</td> </tr> <tr style="height:20px;"> <td style="border-left:1px solid #000000;overflow:hidden;padding:0px 3px 0px 3px;vertical-align:bottom;font-weight:bold;"></td> <td data-sheets-value='{"1":2,"2":"Four-walled"}' style="overflow:hidden;padding:0px 3px 0px 3px;vertical-align:bottom;font-weight:bold;">Four-walled</td> <td data-sheets-value='{"1":2,"2":"Clear (H/H/H/H)"}' style="border-right:1px solid #000000;overflow:hidden;padding:0px 3px 0px 3px;vertical-align:bottom;font-weight:bold;">Clear (H/H/H/H)</td> <td data-sheets-numberformat='{"1":2,"2":"0.00","3":1}' data-sheets-value='{"1":3,"3":1.28}' style="overflow:hidden;padding:0px 3px 0px 3px;vertical-align:bottom;text-align:center;">1.28</td> <td data-sheets-numberformat='{"1":2,"2":"0","3":1}' data-sheets-value='{"1":3,"3":64}' style="overflow:hidden;padding:0px 3px 0px 3px;vertical-align:bottom;text-align:center;">64</td> <td data-sheets-numberformat='{"1":2,"2":"0","3":1}' data-sheets-value='{"1":3,"3":54}' style="overflow:hidden;padding:0px 3px 0px 3px;vertical-align:bottom;text-align:center;">54</td> <td data-sheets-numberformat='{"1":2,"2":"0","3":1}' data-sheets-value='{"1":3,"3":23}' style="border-right:1px solid #000000;overflow:hidden;padding:0px 3px 0px 3px;vertical-align:bottom;text-align:center;">23</td> </tr> <tr style="height:20px;"> <td style="border-bottom:1px solid #000000;border-left:1px solid #000000;overflow:hidden;padding:0px 3px 0px 3px;vertical-align:bottom;"></td> <td data-sheets-value='{"1":2,"2":"Four-walled"}' style="border-bottom:1px solid #000000;overflow:hidden;padding:0px 3px 0px 3px;vertical-align:bottom;font-weight:bold;">Four-walled</td> <td data-sheets-value='{"1":2,"2":"Opal (H/H/O/H)"}' style="border-right:1px solid #000000;border-bottom:1px solid #000000;overflow:hidden;padding:0px 3px 0px 3px;vertical-align:bottom;font-weight:bold;">Opal (H/H/O/H)</td> <td data-sheets-numberformat='{"1":2,"2":"0.00","3":1}' data-sheets-value='{"1":3,"3":1.28}' style="border-bottom:1px solid #000000;overflow:hidden;padding:0px 3px 0px 3px;vertical-align:bottom;text-align:center;">1.28</td> <td data-sheets-numberformat='{"1":2,"2":"0","3":1}' data-sheets-value='{"1":3,"3":59}' style="border-bottom:1px solid #000000;overflow:hidden;padding:0px 3px 0px 3px;vertical-align:bottom;text-align:center;">59</td> <td data-sheets-numberformat='{"1":2,"2":"0","3":1}' data-sheets-value='{"1":3,"3":48}' style="border-bottom:1px solid #000000;overflow:hidden;padding:0px 3px 0px 3px;vertical-align:bottom;text-align:center;">48</td> <td data-sheets-numberformat='{"1":2,"2":"0","3":1}' data-sheets-value='{"1":3,"3":23}' style="border-right:1px solid #000000;border-bottom:1px solid #000000;overflow:hidden;padding:0px 3px 0px 3px;vertical-align:bottom;text-align:center;">23</td> </tr> <tr style="height:20px;"> <td data-sheets-value='{"1":2,"2":"Polycarbonate "}' style="border-left:1px solid #000000;overflow:hidden;padding:0px 3px 0px 3px;vertical-align:bottom;font-weight:bold;">Polycarbonate </td> <td data-sheets-value='{"1":2,"2":"Single-walled"}' style="overflow:hidden;padding:0px 3px 0px 3px;vertical-align:bottom;font-weight:bold;">Single-walled</td> <td data-sheets-value='{"1":2,"2":"Clear (A)"}' style="border-right:1px solid #000000;overflow:hidden;padding:0px 3px 0px 3px;vertical-align:bottom;font-weight:bold;">Clear (A)</td> <td data-sheets-numberformat='{"1":2,"2":"0.00","3":1}' data-sheets-value='{"1":3,"3":5.17}' style="overflow:hidden;padding:0px 3px 0px 3px;vertical-align:bottom;text-align:center;">5.17</td> <td data-sheets-numberformat='{"1":2,"2":"0","3":1}' data-sheets-value='{"1":3,"3":88}' style="overflow:hidden;padding:0px 3px 0px 3px;vertical-align:bottom;text-align:center;">88</td> <td data-sheets-numberformat='{"1":2,"2":"0","3":1}' data-sheets-value='{"1":3,"3":83}' style="overflow:hidden;padding:0px 3px 0px 3px;vertical-align:bottom;text-align:center;">83</td> <td data-sheets-numberformat='{"1":2,"2":"0","3":1}' data-sheets-value='{"1":2,"2":"-"}' style="border-right:1px solid #000000;overflow:hidden;padding:0px 3px 0px 3px;vertical-align:bottom;text-align:center;">-</td> </tr> <tr style="height:20px;"> <td data-sheets-value='{"1":2,"2":"PC"}' style="border-left:1px solid #000000;overflow:hidden;padding:0px 3px 0px 3px;vertical-align:bottom;font-weight:bold;">PC</td> <td data-sheets-value='{"1":2,"2":"Single-walled"}' style="overflow:hidden;padding:0px 3px 0px 3px;vertical-align:bottom;font-weight:bold;">Single-walled</td> <td data-sheets-value='{"1":2,"2":"Opal (D)"}' style="border-right:1px solid #000000;overflow:hidden;padding:0px 3px 0px 3px;vertical-align:bottom;font-weight:bold;">Opal (D)</td> <td data-sheets-numberformat='{"1":2,"2":"0.00","3":1}' data-sheets-value='{"1":3,"3":5.17}' style="overflow:hidden;padding:0px 3px 0px 3px;vertical-align:bottom;text-align:center;">5.17</td> <td data-sheets-numberformat='{"1":2,"2":"0","3":1}' data-sheets-value='{"1":3,"3":58}' style="overflow:hidden;padding:0px 3px 0px 3px;vertical-align:bottom;text-align:center;">58</td> <td data-sheets-numberformat='{"1":2,"2":"0","3":1}' data-sheets-value='{"1":3,"3":60}' style="overflow:hidden;padding:0px 3px 0px 3px;vertical-align:bottom;text-align:center;">60</td> <td data-sheets-numberformat='{"1":2,"2":"0","3":1}' data-sheets-value='{"1":2,"2":"-"}' style="border-right:1px solid #000000;overflow:hidden;padding:0px 3px 0px 3px;vertical-align:bottom;text-align:center;">-</td> </tr> <tr style="height:20px;"> <td style="border-left:1px solid #000000;overflow:hidden;padding:0px 3px 0px 3px;vertical-align:bottom;font-weight:bold;"></td> <td data-sheets-value='{"1":2,"2":"Double-walled"}' style="overflow:hidden;padding:0px 3px 0px 3px;vertical-align:bottom;font-weight:bold;">Double-walled</td> <td data-sheets-value='{"1":2,"2":"Clear (A/H)"}' style="border-right:1px solid #000000;overflow:hidden;padding:0px 3px 0px 3px;vertical-align:bottom;font-weight:bold;">Clear (A/H)</td> <td data-sheets-numberformat='{"1":2,"2":"0.00","3":1}' data-sheets-value='{"1":3,"3":2.9}' style="overflow:hidden;padding:0px 3px 0px 3px;vertical-align:bottom;text-align:center;">2.90</td> <td data-sheets-numberformat='{"1":2,"2":"0","3":1}' data-sheets-value='{"1":3,"3":79}' style="overflow:hidden;padding:0px 3px 0px 3px;vertical-align:bottom;text-align:center;">79</td> <td data-sheets-numberformat='{"1":2,"2":"0","3":1}' data-sheets-value='{"1":3,"3":72}' style="overflow:hidden;padding:0px 3px 0px 3px;vertical-align:bottom;text-align:center;">72</td> <td data-sheets-numberformat='{"1":2,"2":"0","3":1}' data-sheets-value='{"1":3,"3":20}' style="border-right:1px solid #000000;overflow:hidden;padding:0px 3px 0px 3px;vertical-align:bottom;text-align:center;">20</td> </tr> <tr style="height:20px;"> <td style="border-left:1px solid #000000;overflow:hidden;padding:0px 3px 0px 3px;vertical-align:bottom;font-weight:bold;"></td> <td data-sheets-value='{"1":2,"2":"Double-walled"}' style="overflow:hidden;padding:0px 3px 0px 3px;vertical-align:bottom;font-weight:bold;">Double-walled</td> <td data-sheets-value='{"1":2,"2":"Clear (A/A)"}' style="border-right:1px solid #000000;overflow:hidden;padding:0px 3px 0px 3px;vertical-align:bottom;font-weight:bold;">Clear (A/A)</td> <td data-sheets-numberformat='{"1":2,"2":"0.00","3":1}' data-sheets-value='{"1":3,"3":2.9}' style="overflow:hidden;padding:0px 3px 0px 3px;vertical-align:bottom;text-align:center;">2.90</td> <td data-sheets-numberformat='{"1":2,"2":"0","3":1}' data-sheets-value='{"1":3,"3":77}' style="overflow:hidden;padding:0px 3px 0px 3px;vertical-align:bottom;text-align:center;">77</td> <td data-sheets-numberformat='{"1":2,"2":"0","3":1}' data-sheets-value='{"1":3,"3":69}' style="overflow:hidden;padding:0px 3px 0px 3px;vertical-align:bottom;text-align:center;">69</td> <td data-sheets-numberformat='{"1":2,"2":"0","3":1}' data-sheets-value='{"1":3,"3":20}' style="border-right:1px solid #000000;overflow:hidden;padding:0px 3px 0px 3px;vertical-align:bottom;text-align:center;">20</td> </tr> <tr style="height:20px;"> <td style="border-left:1px solid #000000;overflow:hidden;padding:0px 3px 0px 3px;vertical-align:bottom;font-weight:bold;"></td> <td data-sheets-value='{"1":2,"2":"Double-walled"}' style="overflow:hidden;padding:0px 3px 0px 3px;vertical-align:bottom;font-weight:bold;">Double-walled</td> <td data-sheets-value='{"1":2,"2":"Opal (A/O)"}' style="border-right:1px solid #000000;overflow:hidden;padding:0px 3px 0px 3px;vertical-align:bottom;font-weight:bold;">Opal (A/O)</td> <td data-sheets-numberformat='{"1":2,"2":"0.00","3":1}' data-sheets-value='{"1":3,"3":2.9}' style="overflow:hidden;padding:0px 3px 0px 3px;vertical-align:bottom;text-align:center;">2.90</td> <td data-sheets-numberformat='{"1":2,"2":"0","3":1}' data-sheets-value='{"1":3,"3":73}' style="overflow:hidden;padding:0px 3px 0px 3px;vertical-align:bottom;text-align:center;">73</td> <td data-sheets-numberformat='{"1":2,"2":"0","3":1}' data-sheets-value='{"1":3,"3":63}' style="overflow:hidden;padding:0px 3px 0px 3px;vertical-align:bottom;text-align:center;">63</td> <td data-sheets-numberformat='{"1":2,"2":"0","3":1}' data-sheets-value='{"1":3,"3":20}' style="border-right:1px solid #000000;overflow:hidden;padding:0px 3px 0px 3px;vertical-align:bottom;text-align:center;">20</td> </tr> <tr style="height:20px;"> <td style="border-left:1px solid #000000;overflow:hidden;padding:0px 3px 0px 3px;vertical-align:bottom;font-weight:bold;"></td> <td data-sheets-value='{"1":2,"2":"Double-walled"}' style="overflow:hidden;padding:0px 3px 0px 3px;vertical-align:bottom;font-weight:bold;">Double-walled</td> <td data-sheets-value='{"1":2,"2":"Opal (A/D)"}' style="border-right:1px solid #000000;overflow:hidden;padding:0px 3px 0px 3px;vertical-align:bottom;font-weight:bold;">Opal (A/D)</td> <td data-sheets-numberformat='{"1":2,"2":"0.00","3":1}' data-sheets-value='{"1":3,"3":2.9}' style="overflow:hidden;padding:0px 3px 0px 3px;vertical-align:bottom;text-align:center;">2.90</td> <td data-sheets-numberformat='{"1":2,"2":"0","3":1}' data-sheets-value='{"1":3,"3":51}' style="overflow:hidden;padding:0px 3px 0px 3px;vertical-align:bottom;text-align:center;">51</td> <td data-sheets-numberformat='{"1":2,"2":"0","3":1}' data-sheets-value='{"1":3,"3":50}' style="overflow:hidden;padding:0px 3px 0px 3px;vertical-align:bottom;text-align:center;">50</td> <td data-sheets-numberformat='{"1":2,"2":"0","3":1}' data-sheets-value='{"1":3,"3":20}' style="border-right:1px solid #000000;overflow:hidden;padding:0px 3px 0px 3px;vertical-align:bottom;text-align:center;">20</td> </tr> <tr style="height:20px;"> <td style="border-left:1px solid #000000;overflow:hidden;padding:0px 3px 0px 3px;vertical-align:bottom;font-weight:bold;"></td> <td data-sheets-value='{"1":2,"2":"Triple-walled"}' style="overflow:hidden;padding:0px 3px 0px 3px;vertical-align:bottom;font-weight:bold;">Triple-walled</td> <td data-sheets-value='{"1":2,"2":"Clear (A/H/H)"}' style="border-right:1px solid #000000;overflow:hidden;padding:0px 3px 0px 3px;vertical-align:bottom;font-weight:bold;">Clear (A/H/H)</td> <td data-sheets-numberformat='{"1":2,"2":"0.00","3":1}' data-sheets-value='{"1":3,"3":1.7}' style="overflow:hidden;padding:0px 3px 0px 3px;vertical-align:bottom;text-align:center;">1.70</td> <td data-sheets-numberformat='{"1":2,"2":"0","3":1}' data-sheets-value='{"1":3,"3":71}' style="overflow:hidden;padding:0px 3px 0px 3px;vertical-align:bottom;text-align:center;">71</td> <td data-sheets-numberformat='{"1":2,"2":"0","3":1}' data-sheets-value='{"1":3,"3":63}' style="overflow:hidden;padding:0px 3px 0px 3px;vertical-align:bottom;text-align:center;">63</td> <td data-sheets-numberformat='{"1":2,"2":"0","3":1}' data-sheets-value='{"1":3,"3":22}' style="border-right:1px solid #000000;overflow:hidden;padding:0px 3px 0px 3px;vertical-align:bottom;text-align:center;">22</td> </tr> <tr style="height:20px;"> <td style="border-left:1px solid #000000;overflow:hidden;padding:0px 3px 0px 3px;vertical-align:bottom;font-weight:bold;"></td> <td data-sheets-value='{"1":2,"2":"Triple-walled"}' style="overflow:hidden;padding:0px 3px 0px 3px;vertical-align:bottom;font-weight:bold;">Triple-walled</td> <td data-sheets-value='{"1":2,"2":"Opal (A/O/O)"}' style="border-right:1px solid #000000;overflow:hidden;padding:0px 3px 0px 3px;vertical-align:bottom;font-weight:bold;">Opal (A/O/O)</td> <td data-sheets-numberformat='{"1":2,"2":"0.00","3":1}' data-sheets-value='{"1":3,"3":1.7}' style="overflow:hidden;padding:0px 3px 0px 3px;vertical-align:bottom;text-align:center;">1.70</td> <td data-sheets-numberformat='{"1":2,"2":"0","3":1}' data-sheets-value='{"1":3,"3":61}' style="overflow:hidden;padding:0px 3px 0px 3px;vertical-align:bottom;text-align:center;">61</td> <td data-sheets-numberformat='{"1":2,"2":"0","3":1}' data-sheets-value='{"1":3,"3":48}' style="overflow:hidden;padding:0px 3px 0px 3px;vertical-align:bottom;text-align:center;">48</td> <td data-sheets-numberformat='{"1":2,"2":"0","3":1}' data-sheets-value='{"1":3,"3":22}' style="border-right:1px solid #000000;overflow:hidden;padding:0px 3px 0px 3px;vertical-align:bottom;text-align:center;">22</td> </tr> <tr style="height:20px;"> <td style="border-left:1px solid #000000;overflow:hidden;padding:0px 3px 0px 3px;vertical-align:bottom;font-weight:bold;"></td> <td data-sheets-value='{"1":2,"2":"Four-walled"}' style="overflow:hidden;padding:0px 3px 0px 3px;vertical-align:bottom;font-weight:bold;">Four-walled</td> <td data-sheets-value='{"1":2,"2":"Clear (A/H/H/H)"}' style="border-right:1px solid #000000;overflow:hidden;padding:0px 3px 0px 3px;vertical-align:bottom;font-weight:bold;">Clear (A/H/H/H)</td> <td data-sheets-numberformat='{"1":2,"2":"0.00","3":1}' data-sheets-value='{"1":3,"3":1.28}' style="overflow:hidden;padding:0px 3px 0px 3px;vertical-align:bottom;text-align:center;">1.28</td> <td data-sheets-numberformat='{"1":2,"2":"0","3":1}' data-sheets-value='{"1":3,"3":64}' style="overflow:hidden;padding:0px 3px 0px 3px;vertical-align:bottom;text-align:center;">64</td> <td data-sheets-numberformat='{"1":2,"2":"0","3":1}' data-sheets-value='{"1":3,"3":52}' style="overflow:hidden;padding:0px 3px 0px 3px;vertical-align:bottom;text-align:center;">52</td> <td data-sheets-numberformat='{"1":2,"2":"0","3":1}' data-sheets-value='{"1":3,"3":23}' style="border-right:1px solid #000000;overflow:hidden;padding:0px 3px 0px 3px;vertical-align:bottom;text-align:center;">23</td> </tr> <tr style="height:20px;"> <td style="border-bottom:1px solid #000000;border-left:1px solid #000000;overflow:hidden;padding:0px 3px 0px 3px;vertical-align:bottom;"></td> <td data-sheets-value='{"1":2,"2":"Four-walled"}' style="border-bottom:1px solid #000000;overflow:hidden;padding:0px 3px 0px 3px;vertical-align:bottom;font-weight:bold;">Four-walled</td> <td data-sheets-value='{"1":2,"2":"Opal (A/H/O/H)"}' style="border-right:1px solid #000000;border-bottom:1px solid #000000;overflow:hidden;padding:0px 3px 0px 3px;vertical-align:bottom;font-weight:bold;">Opal (A/H/O/H)</td> <td data-sheets-numberformat='{"1":2,"2":"0.00","3":1}' data-sheets-value='{"1":3,"3":1.28}' style="border-bottom:1px solid #000000;overflow:hidden;padding:0px 3px 0px 3px;vertical-align:bottom;text-align:center;">1.28</td> <td data-sheets-numberformat='{"1":2,"2":"0","3":1}' data-sheets-value='{"1":3,"3":59}' style="border-bottom:1px solid #000000;overflow:hidden;padding:0px 3px 0px 3px;vertical-align:bottom;text-align:center;">59</td> <td data-sheets-numberformat='{"1":2,"2":"0","3":1}' data-sheets-value='{"1":3,"3":46}' style="border-bottom:1px solid #000000;overflow:hidden;padding:0px 3px 0px 3px;vertical-align:bottom;text-align:center;">46</td> <td data-sheets-numberformat='{"1":2,"2":"0","3":1}' data-sheets-value='{"1":3,"3":23}' style="border-right:1px solid #000000;border-bottom:1px solid #000000;overflow:hidden;padding:0px 3px 0px 3px;vertical-align:bottom;text-align:center;">23</td> </tr> <tr style="height:20px;"> <td data-sheets-value='{"1":2,"2":"Polycarbonate"}' style="border-left:1px solid #000000;overflow:hidden;padding:0px 3px 0px 3px;vertical-align:bottom;font-weight:bold;">Polycarbonate</td> <td data-sheets-value='{"1":2,"2":"Single-walled"}' style="overflow:hidden;padding:0px 3px 0px 3px;vertical-align:bottom;font-weight:bold;">Single-walled</td> <td data-sheets-value='{"1":2,"2":"Heatstop Opal (T)"}' style="border-right:1px solid #000000;overflow:hidden;padding:0px 3px 0px 3px;vertical-align:bottom;font-weight:bold;">Heatstop Opal (T)</td> <td data-sheets-numberformat='{"1":2,"2":"0.00","3":1}' data-sheets-value='{"1":3,"3":5.17}' style="overflow:hidden;padding:0px 3px 0px 3px;vertical-align:bottom;text-align:center;">5.17</td> <td data-sheets-numberformat='{"1":2,"2":"0","3":1}' data-sheets-value='{"1":3,"3":49}' style="overflow:hidden;padding:0px 3px 0px 3px;vertical-align:bottom;text-align:center;">49</td> <td data-sheets-numberformat='{"1":2,"2":"0","3":1}' data-sheets-value='{"1":3,"3":59}' style="overflow:hidden;padding:0px 3px 0px 3px;vertical-align:bottom;text-align:center;">59</td> <td data-sheets-numberformat='{"1":2,"2":"0","3":1}' data-sheets-value='{"1":2,"2":"-"}' style="border-right:1px solid #000000;overflow:hidden;padding:0px 3px 0px 3px;vertical-align:bottom;text-align:center;">-</td> </tr> <tr style="height:20px;"> <td data-sheets-value='{"1":2,"2":"Heatstop PC"}' style="border-left:1px solid #000000;overflow:hidden;padding:0px 3px 0px 3px;vertical-align:bottom;font-weight:bold;">Heatstop PC</td> <td data-sheets-value='{"1":2,"2":"Double-walled"}' style="overflow:hidden;padding:0px 3px 0px 3px;vertical-align:bottom;font-weight:bold;">Double-walled</td> <td data-sheets-value='{"1":2,"2":"Clear (T/H)"}' style="border-right:1px solid #000000;overflow:hidden;padding:0px 3px 0px 3px;vertical-align:bottom;font-weight:bold;">Clear (T/H)</td> <td data-sheets-numberformat='{"1":2,"2":"0.00","3":1}' data-sheets-value='{"1":3,"3":2.9}' style="overflow:hidden;padding:0px 3px 0px 3px;vertical-align:bottom;text-align:center;">2.90</td> <td data-sheets-numberformat='{"1":2,"2":"0","3":1}' data-sheets-value='{"1":3,"3":44}' style="overflow:hidden;padding:0px 3px 0px 3px;vertical-align:bottom;text-align:center;">44</td> <td data-sheets-numberformat='{"1":2,"2":"0","3":1}' data-sheets-value='{"1":3,"3":51}' style="overflow:hidden;padding:0px 3px 0px 3px;vertical-align:bottom;text-align:center;">51</td> <td data-sheets-numberformat='{"1":2,"2":"0","3":1}' data-sheets-value='{"1":3,"3":20}' style="border-right:1px solid #000000;overflow:hidden;padding:0px 3px 0px 3px;vertical-align:bottom;text-align:center;">20</td> </tr> <tr style="height:20px;"> <td style="border-left:1px solid #000000;overflow:hidden;padding:0px 3px 0px 3px;vertical-align:bottom;font-weight:bold;"></td> <td data-sheets-value='{"1":2,"2":"Double-walled"}' style="overflow:hidden;padding:0px 3px 0px 3px;vertical-align:bottom;font-weight:bold;">Double-walled</td> <td data-sheets-value='{"1":2,"2":"Opal (T/O)"}' style="border-right:1px solid #000000;overflow:hidden;padding:0px 3px 0px 3px;vertical-align:bottom;font-weight:bold;">Opal (T/O)</td> <td data-sheets-numberformat='{"1":2,"2":"0.00","3":1}' data-sheets-value='{"1":3,"3":2.9}' style="overflow:hidden;padding:0px 3px 0px 3px;vertical-align:bottom;text-align:center;">2.90</td> <td data-sheets-numberformat='{"1":2,"2":"0","3":1}' data-sheets-value='{"1":3,"3":41}' style="overflow:hidden;padding:0px 3px 0px 3px;vertical-align:bottom;text-align:center;">41</td> <td data-sheets-numberformat='{"1":2,"2":"0","3":1}' data-sheets-value='{"1":3,"3":45}' style="overflow:hidden;padding:0px 3px 0px 3px;vertical-align:bottom;text-align:center;">45</td> <td data-sheets-numberformat='{"1":2,"2":"0","3":1}' data-sheets-value='{"1":3,"3":20}' style="border-right:1px solid #000000;overflow:hidden;padding:0px 3px 0px 3px;vertical-align:bottom;text-align:center;">20</td> </tr> <tr style="height:20px;"> <td style="border-left:1px solid #000000;overflow:hidden;padding:0px 3px 0px 3px;vertical-align:bottom;font-weight:bold;"></td> <td data-sheets-value='{"1":2,"2":"Triple-walled"}' style="overflow:hidden; | skylux-160-ce-met-koepel-en-pvc-opstand-16-00-met-lm-motor-en-windvang-1600-x-2300-mm | 8586029826381 | 46872347672909
Smoke and heat exhaust (SHEV) | SHE system | Skylux | Skylux 160° CE with skylight and PVC curb 16/00 with double LM-actuator and spoiler 1600 x 2500 mm |  | 50398 | 5412970503989 | 9304.9 | Yes | 30-45 | 148.19 | 1600 x 2500 mm | 2500 | 1600 |  | PVC 16/00 (16 cm high & roof opening = daylight size) | Rectangular | 5.17 W/m²K - 1.28 W/m²K | 87% - 32% | 90% - 32% | 20dB - 23dB | 160° CE (for industry) | skylight | with spoiler | E | Double actuator | Maximum four-walled skylight possible for this product | Ut-value LT-value g-value Rw-value EN 1873 : 2014 EN ISO 13468 EN 16153 EN 410 EN 410 EN ISO 140-3 Material Walls Shells (W/m²K) (%) (%) (dB) Acrylic Single-walled Clear (H) 5.17 90 87 - PMMA Single-walled Opal (O) 5.17 83 76 - Double-walled Clear (H/H) 2.90 81 75 20 Double-walled Opal (O/O) 2.90 69 58 20 Triple-walled Clear (H/H/H) 1.70 73 65 22 Triple-walled Opal (O/H/O) 1.70 62 51 22 Four-walled Clear (H/H/H/H) 1.28 64 54 23 Four-walled Opal (H/H/O/H) 1.28 59 48 23 Polycarbonate Single-walled Clear (A) 5.17 88 83 - PC Single-walled Opal (D) 5.17 58 60 - Double-walled Clear (A/H) 2.90 79 72 20 Double-walled Clear (A/A) 2.90 77 69 20 Double-walled Opal (A/O) 2.90 73 63 20 Double-walled Opal (A/D) 2.90 51 50 20 Triple-walled Clear (A/H/H) 1.70 71 63 22 Triple-walled Opal (A/O/O) 1.70 61 48 22 Four-walled Clear (A/H/H/H) 1.28 64 52 23 Four-walled Opal (A/H/O/H) 1.28 59 46 23 Polycarbonate Single-walled Heatstop Opal (T) 5.17 49 59 - Heatstop PC Double-walled Clear (T/H) 2.90 44 51 20 Double-walled Opal (T/O) 2.90 41 45 20 Triple-walled Clear (T/H/H) 1.70 40 <td data-sheets-numberformat='{"1":2,"2":"0","3":1}' data-sheets-value='{"1":3,"3":44}' style="overflow:hidden;paddin | https://skylux.eu/en/products/skylux-160-ce-met-koepel-en-pvc-opstand-16-00-met-lm-motor-en-windvang-1600-x-2500-mm | https://skylux.eu/cdn/shop/files/Skylux-160deg-CE-met-koepel-en-pvc-opstand-1600-met-dubbele-LM-motor-en-windvang-1600-x-2500-mm-RWA-systeem.jpg?v=1702980351&width=1600 | https://skylux.eu/cdn/shop/files/e5a82811-1bb0-48e4-a776-cacb59c7c092_c29afe68-8682-413c-8243-90d89052fed9.jpg?v=1688551111&width=1600 | //skylux.eu/cdn/shop/files/E_MH_Mounting_instructions_Skylux_160_CE_LM.pdf?v=12406716259046007223 | //skylux.eu/cdn/shop/files/E_TD_Technical_File_Skylux_Skylux_160_CE_Electric.pdf?v=3667116872303399239 | <style type="text/css" id="isPasted"> <!--td { border: 1px solid #cccccc; } br { mso-data-placement: same-cell; } --> </style> <table border="1" cellpadding="0" cellspacing="0" dir="ltr" style="table-layout:fixed;font-size:10pt;font-family:Arial;border-collapse:collapse;border:none;"><tbody> <tr style="height:20px;"> <td style="overflow:hidden;padding:0px 3px 0px 3px;vertical-align:bottom;"></td> <td style="overflow:hidden;padding:0px 3px 0px 3px;vertical-align:bottom;"></td> <td style="overflow:hidden;padding:0px 3px 0px 3px;vertical-align:bottom;"></td> <td data-sheets-value='{"1":2,"2":"Ut-value"}' style="overflow:hidden;padding:0px 3px 0px 3px;vertical-align:bottom;font-weight:bold;text-align:center;">Ut-value</td> <td data-sheets-value='{"1":2,"2":"LT-value"}' style="overflow:hidden;padding:0px 3px 0px 3px;vertical-align:bottom;font-weight:bold;text-align:center;">LT-value</td> <td data-sheets-value='{"1":2,"2":"g-value"}' style="overflow:hidden;padding:0px 3px 0px 3px;vertical-align:bottom;font-weight:bold;text-align:center;">g-value</td> <td data-sheets-value='{"1":2,"2":"Rw-value "}' style="overflow:hidden;padding:0px 3px 0px 3px;vertical-align:bottom;font-weight:bold;text-align:center;">Rw-value </td> </tr> <tr style="height:20px;"> <td style="overflow:hidden;padding:0px 3px 0px 3px;vertical-align:bottom;"></td> <td style="overflow:hidden;padding:0px 3px 0px 3px;vertical-align:bottom;"></td> <td style="overflow:hidden;padding:0px 3px 0px 3px;vertical-align:bottom;"></td> <td data-sheets-numberformat='{"1":2,"2":"0.00","3":1}' data-sheets-value='{"1":2,"2":"EN 1873 : 2014"}' style="overflow:hidden;padding:0px 3px 0px 3px;vertical-align:bottom;text-align:center;">EN 1873 : 2014</td> <td data-sheets-numberformat='{"1":2,"2":"0","3":1}' data-sheets-value='{"1":2,"2":"EN ISO 13468 EN 16153 EN 410"}' style="overflow:hidden;padding:0px 3px 0px 3px;vertical-align:bottom;text-align:center;">EN ISO 13468 EN 16153 EN 410</td> <td data-sheets-numberformat='{"1":2,"2":"0","3":1}' data-sheets-value='{"1":2,"2":"EN 410"}' style="overflow:hidden;padding:0px 3px 0px 3px;vertical-align:bottom;text-align:center;">EN 410</td> <td data-sheets-value='{"1":2,"2":"EN ISO 140-3\t\t"}' style="overflow:hidden;padding:0px 3px 0px 3px;vertical-align:bottom;text-align:center;">EN ISO 140-3 </td> </tr> <tr style="height:20px;"> <td data-sheets-value='{"1":2,"2":"Material"}' style="border-bottom:1px solid #000000;overflow:hidden;padding:0px 3px 0px 3px;vertical-align:bottom;background-color:#000000;font-weight:bold;color:#ffffff;">Material</td> <td data-sheets-value='{"1":2,"2":"Walls"}' style="border-bottom:1px solid #000000;overflow:hidden;padding:0px 3px 0px 3px;vertical-align:bottom;background-color:#000000;font-weight:bold;color:#ffffff;">Walls</td> <td data-sheets-value='{"1":2,"2":"Shells"}' style="border-bottom:1px solid #000000;overflow:hidden;padding:0px 3px 0px 3px;vertical-align:bottom;background-color:#000000;font-weight:bold;color:#ffffff;">Shells</td> <td data-sheets-numberformat='{"1":2,"2":"0.00","3":1}' data-sheets-value='{"1":2,"2":"(W/m²K)\t"}' style="border-bottom:1px solid #000000;overflow:hidden;padding:0px 3px 0px 3px;vertical-align:bottom;background-color:#000000;font-weight:bold;color:#ffffff;text-align:center;">(W/m²K) </td> <td data-sheets-numberformat='{"1":2,"2":"0","3":1}' data-sheets-value='{"1":2,"2":"(%)"}' style="border-bottom:1px solid #000000;overflow:hidden;padding:0px 3px 0px 3px;vertical-align:bottom;background-color:#000000;font-weight:bold;color:#ffffff;text-align:center;">(%)</td> <td data-sheets-numberformat='{"1":2,"2":"0","3":1}' data-sheets-value='{"1":2,"2":"(%)"}' style="border-bottom:1px solid #000000;overflow:hidden;padding:0px 3px 0px 3px;vertical-align:bottom;background-color:#000000;font-weight:bold;color:#ffffff;text-align:center;">(%)</td> <td data-sheets-value='{"1":2,"2":"(dB)"}' style="border-bottom:1px solid #000000;overflow:hidden;padding:0px 3px 0px 3px;vertical-align:bottom;background-color:#000000;font-weight:bold;color:#ffffff;text-align:center;">(dB)</td> </tr> <tr style="height:20px;"> <td data-sheets-value='{"1":2,"2":"Acrylic"}' style="border-left:1px solid #000000;overflow:hidden;padding:0px 3px 0px 3px;vertical-align:bottom;font-weight:bold;">Acrylic</td> <td data-sheets-value='{"1":2,"2":"Single-walled"}' style="overflow:hidden;padding:0px 3px 0px 3px;vertical-align:bottom;font-weight:bold;">Single-walled</td> <td data-sheets-value='{"1":2,"2":"Clear (H)"}' style="border-right:1px solid #000000;overflow:hidden;padding:0px 3px 0px 3px;vertical-align:bottom;font-weight:bold;">Clear (H)</td> <td data-sheets-numberformat='{"1":2,"2":"0.00","3":1}' data-sheets-value='{"1":3,"3":5.17}' style="overflow:hidden;padding:0px 3px 0px 3px;vertical-align:bottom;text-align:center;">5.17</td> <td data-sheets-numberformat='{"1":2,"2":"0","3":1}' data-sheets-value='{"1":3,"3":90}' style="overflow:hidden;padding:0px 3px 0px 3px;vertical-align:bottom;text-align:center;">90</td> <td data-sheets-numberformat='{"1":2,"2":"0","3":1}' data-sheets-value='{"1":3,"3":87}' style="overflow:hidden;padding:0px 3px 0px 3px;vertical-align:bottom;text-align:center;">87</td> <td data-sheets-numberformat='{"1":2,"2":"0","3":1}' data-sheets-value='{"1":2,"2":"-"}' style="border-right:1px solid #000000;overflow:hidden;padding:0px 3px 0px 3px;vertical-align:bottom;text-align:center;">-</td> </tr> <tr style="height:20px;"> <td data-sheets-value='{"1":2,"2":"PMMA"}' style="border-left:1px solid #000000;overflow:hidden;padding:0px 3px 0px 3px;vertical-align:bottom;font-weight:bold;">PMMA</td> <td data-sheets-value='{"1":2,"2":"Single-walled"}' style="overflow:hidden;padding:0px 3px 0px 3px;vertical-align:bottom;font-weight:bold;">Single-walled</td> <td data-sheets-value='{"1":2,"2":"Opal (O)"}' style="border-right:1px solid #000000;overflow:hidden;padding:0px 3px 0px 3px;vertical-align:bottom;font-weight:bold;">Opal (O)</td> <td data-sheets-numberformat='{"1":2,"2":"0.00","3":1}' data-sheets-value='{"1":3,"3":5.17}' style="overflow:hidden;padding:0px 3px 0px 3px;vertical-align:bottom;text-align:center;">5.17</td> <td data-sheets-numberformat='{"1":2,"2":"0","3":1}' data-sheets-value='{"1":3,"3":83}' style="overflow:hidden;padding:0px 3px 0px 3px;vertical-align:bottom;text-align:center;">83</td> <td data-sheets-numberformat='{"1":2,"2":"0","3":1}' data-sheets-value='{"1":3,"3":76}' style="overflow:hidden;padding:0px 3px 0px 3px;vertical-align:bottom;text-align:center;">76</td> <td data-sheets-numberformat='{"1":2,"2":"0","3":1}' data-sheets-value='{"1":2,"2":"-"}' style="border-right:1px solid #000000;overflow:hidden;padding:0px 3px 0px 3px;vertical-align:bottom;text-align:center;">-</td> </tr> <tr style="height:20px;"> <td style="border-left:1px solid #000000;overflow:hidden;padding:0px 3px 0px 3px;vertical-align:bottom;font-weight:bold;"></td> <td data-sheets-value='{"1":2,"2":"Double-walled"}' style="overflow:hidden;padding:0px 3px 0px 3px;vertical-align:bottom;font-weight:bold;">Double-walled</td> <td data-sheets-value='{"1":2,"2":"Clear (H/H)"}' style="border-right:1px solid #000000;overflow:hidden;padding:0px 3px 0px 3px;vertical-align:bottom;font-weight:bold;">Clear (H/H)</td> <td data-sheets-numberformat='{"1":2,"2":"0.00","3":1}' data-sheets-value='{"1":3,"3":2.9}' style="overflow:hidden;padding:0px 3px 0px 3px;vertical-align:bottom;text-align:center;">2.90</td> <td data-sheets-numberformat='{"1":2,"2":"0","3":1}' data-sheets-value='{"1":3,"3":81}' style="overflow:hidden;padding:0px 3px 0px 3px;vertical-align:bottom;text-align:center;">81</td> <td data-sheets-numberformat='{"1":2,"2":"0","3":1}' data-sheets-value='{"1":3,"3":75}' style="overflow:hidden;padding:0px 3px 0px 3px;vertical-align:bottom;text-align:center;">75</td> <td data-sheets-numberformat='{"1":2,"2":"0","3":1}' data-sheets-value='{"1":3,"3":20}' style="border-right:1px solid #000000;overflow:hidden;padding:0px 3px 0px 3px;vertical-align:bottom;text-align:center;">20</td> </tr> <tr style="height:20px;"> <td style="border-left:1px solid #000000;overflow:hidden;padding:0px 3px 0px 3px;vertical-align:bottom;font-weight:bold;"></td> <td data-sheets-value='{"1":2,"2":"Double-walled"}' style="overflow:hidden;padding:0px 3px 0px 3px;vertical-align:bottom;font-weight:bold;">Double-walled</td> <td data-sheets-value='{"1":2,"2":"Opal (O/O)"}' style="border-right:1px solid #000000;overflow:hidden;padding:0px 3px 0px 3px;vertical-align:bottom;font-weight:bold;">Opal (O/O)</td> <td data-sheets-numberformat='{"1":2,"2":"0.00","3":1}' data-sheets-value='{"1":3,"3":2.9}' style="overflow:hidden;padding:0px 3px 0px 3px;vertical-align:bottom;text-align:center;">2.90</td> <td data-sheets-numberformat='{"1":2,"2":"0","3":1}' data-sheets-value='{"1":3,"3":69}' style="overflow:hidden;padding:0px 3px 0px 3px;vertical-align:bottom;text-align:center;">69</td> <td data-sheets-numberformat='{"1":2,"2":"0","3":1}' data-sheets-value='{"1":3,"3":58}' style="overflow:hidden;padding:0px 3px 0px 3px;vertical-align:bottom;text-align:center;">58</td> <td data-sheets-numberformat='{"1":2,"2":"0","3":1}' data-sheets-value='{"1":3,"3":20}' style="border-right:1px solid #000000;overflow:hidden;padding:0px 3px 0px 3px;vertical-align:bottom;text-align:center;">20</td> </tr> <tr style="height:20px;"> <td style="border-left:1px solid #000000;overflow:hidden;padding:0px 3px 0px 3px;vertical-align:bottom;font-weight:bold;"></td> <td data-sheets-value='{"1":2,"2":"Triple-walled"}' style="overflow:hidden;padding:0px 3px 0px 3px;vertical-align:bottom;font-weight:bold;">Triple-walled</td> <td data-sheets-value='{"1":2,"2":"Clear (H/H/H)"}' style="border-right:1px solid #000000;overflow:hidden;padding:0px 3px 0px 3px;vertical-align:bottom;font-weight:bold;">Clear (H/H/H)</td> <td data-sheets-numberformat='{"1":2,"2":"0.00","3":1}' data-sheets-value='{"1":3,"3":1.7}' style="overflow:hidden;padding:0px 3px 0px 3px;vertical-align:bottom;text-align:center;">1.70</td> <td data-sheets-numberformat='{"1":2,"2":"0","3":1}' data-sheets-value='{"1":3,"3":73}' style="overflow:hidden;padding:0px 3px 0px 3px;vertical-align:bottom;text-align:center;">73</td> <td data-sheets-numberformat='{"1":2,"2":"0","3":1}' data-sheets-value='{"1":3,"3":65}' style="overflow:hidden;padding:0px 3px 0px 3px;vertical-align:bottom;text-align:center;">65</td> <td data-sheets-numberformat='{"1":2,"2":"0","3":1}' data-sheets-value='{"1":3,"3":22}' style="border-right:1px solid #000000;overflow:hidden;padding:0px 3px 0px 3px;vertical-align:bottom;text-align:center;">22</td> </tr> <tr style="height:20px;"> <td style="border-left:1px solid #000000;overflow:hidden;padding:0px 3px 0px 3px;vertical-align:bottom;font-weight:bold;"></td> <td data-sheets-value='{"1":2,"2":"Triple-walled"}' style="overflow:hidden;padding:0px 3px 0px 3px;vertical-align:bottom;font-weight:bold;">Triple-walled</td> <td data-sheets-value='{"1":2,"2":"Opal (O/H/O)"}' style="border-right:1px solid #000000;overflow:hidden;padding:0px 3px 0px 3px;vertical-align:bottom;font-weight:bold;">Opal (O/H/O)</td> <td data-sheets-numberformat='{"1":2,"2":"0.00","3":1}' data-sheets-value='{"1":3,"3":1.7}' style="overflow:hidden;padding:0px 3px 0px 3px;vertical-align:bottom;text-align:center;">1.70</td> <td data-sheets-numberformat='{"1":2,"2":"0","3":1}' data-sheets-value='{"1":3,"3":62}' style="overflow:hidden;padding:0px 3px 0px 3px;vertical-align:bottom;text-align:center;">62</td> <td data-sheets-numberformat='{"1":2,"2":"0","3":1}' data-sheets-value='{"1":3,"3":51}' style="overflow:hidden;padding:0px 3px 0px 3px;vertical-align:bottom;text-align:center;">51</td> <td data-sheets-numberformat='{"1":2,"2":"0","3":1}' data-sheets-value='{"1":3,"3":22}' style="border-right:1px solid #000000;overflow:hidden;padding:0px 3px 0px 3px;vertical-align:bottom;text-align:center;">22</td> </tr> <tr style="height:20px;"> <td style="border-left:1px solid #000000;overflow:hidden;padding:0px 3px 0px 3px;vertical-align:bottom;font-weight:bold;"></td> <td data-sheets-value='{"1":2,"2":"Four-walled"}' style="overflow:hidden;padding:0px 3px 0px 3px;vertical-align:bottom;font-weight:bold;">Four-walled</td> <td data-sheets-value='{"1":2,"2":"Clear (H/H/H/H)"}' style="border-right:1px solid #000000;overflow:hidden;padding:0px 3px 0px 3px;vertical-align:bottom;font-weight:bold;">Clear (H/H/H/H)</td> <td data-sheets-numberformat='{"1":2,"2":"0.00","3":1}' data-sheets-value='{"1":3,"3":1.28}' style="overflow:hidden;padding:0px 3px 0px 3px;vertical-align:bottom;text-align:center;">1.28</td> <td data-sheets-numberformat='{"1":2,"2":"0","3":1}' data-sheets-value='{"1":3,"3":64}' style="overflow:hidden;padding:0px 3px 0px 3px;vertical-align:bottom;text-align:center;">64</td> <td data-sheets-numberformat='{"1":2,"2":"0","3":1}' data-sheets-value='{"1":3,"3":54}' style="overflow:hidden;padding:0px 3px 0px 3px;vertical-align:bottom;text-align:center;">54</td> <td data-sheets-numberformat='{"1":2,"2":"0","3":1}' data-sheets-value='{"1":3,"3":23}' style="border-right:1px solid #000000;overflow:hidden;padding:0px 3px 0px 3px;vertical-align:bottom;text-align:center;">23</td> </tr> <tr style="height:20px;"> <td style="border-bottom:1px solid #000000;border-left:1px solid #000000;overflow:hidden;padding:0px 3px 0px 3px;vertical-align:bottom;"></td> <td data-sheets-value='{"1":2,"2":"Four-walled"}' style="border-bottom:1px solid #000000;overflow:hidden;padding:0px 3px 0px 3px;vertical-align:bottom;font-weight:bold;">Four-walled</td> <td data-sheets-value='{"1":2,"2":"Opal (H/H/O/H)"}' style="border-right:1px solid #000000;border-bottom:1px solid #000000;overflow:hidden;padding:0px 3px 0px 3px;vertical-align:bottom;font-weight:bold;">Opal (H/H/O/H)</td> <td data-sheets-numberformat='{"1":2,"2":"0.00","3":1}' data-sheets-value='{"1":3,"3":1.28}' style="border-bottom:1px solid #000000;overflow:hidden;padding:0px 3px 0px 3px;vertical-align:bottom;text-align:center;">1.28</td> <td data-sheets-numberformat='{"1":2,"2":"0","3":1}' data-sheets-value='{"1":3,"3":59}' style="border-bottom:1px solid #000000;overflow:hidden;padding:0px 3px 0px 3px;vertical-align:bottom;text-align:center;">59</td> <td data-sheets-numberformat='{"1":2,"2":"0","3":1}' data-sheets-value='{"1":3,"3":48}' style="border-bottom:1px solid #000000;overflow:hidden;padding:0px 3px 0px 3px;vertical-align:bottom;text-align:center;">48</td> <td data-sheets-numberformat='{"1":2,"2":"0","3":1}' data-sheets-value='{"1":3,"3":23}' style="border-right:1px solid #000000;border-bottom:1px solid #000000;overflow:hidden;padding:0px 3px 0px 3px;vertical-align:bottom;text-align:center;">23</td> </tr> <tr style="height:20px;"> <td data-sheets-value='{"1":2,"2":"Polycarbonate "}' style="border-left:1px solid #000000;overflow:hidden;padding:0px 3px 0px 3px;vertical-align:bottom;font-weight:bold;">Polycarbonate </td> <td data-sheets-value='{"1":2,"2":"Single-walled"}' style="overflow:hidden;padding:0px 3px 0px 3px;vertical-align:bottom;font-weight:bold;">Single-walled</td> <td data-sheets-value='{"1":2,"2":"Clear (A)"}' style="border-right:1px solid #000000;overflow:hidden;padding:0px 3px 0px 3px;vertical-align:bottom;font-weight:bold;">Clear (A)</td> <td data-sheets-numberformat='{"1":2,"2":"0.00","3":1}' data-sheets-value='{"1":3,"3":5.17}' style="overflow:hidden;padding:0px 3px 0px 3px;vertical-align:bottom;text-align:center;">5.17</td> <td data-sheets-numberformat='{"1":2,"2":"0","3":1}' data-sheets-value='{"1":3,"3":88}' style="overflow:hidden;padding:0px 3px 0px 3px;vertical-align:bottom;text-align:center;">88</td> <td data-sheets-numberformat='{"1":2,"2":"0","3":1}' data-sheets-value='{"1":3,"3":83}' style="overflow:hidden;padding:0px 3px 0px 3px;vertical-align:bottom;text-align:center;">83</td> <td data-sheets-numberformat='{"1":2,"2":"0","3":1}' data-sheets-value='{"1":2,"2":"-"}' style="border-right:1px solid #000000;overflow:hidden;padding:0px 3px 0px 3px;vertical-align:bottom;text-align:center;">-</td> </tr> <tr style="height:20px;"> <td data-sheets-value='{"1":2,"2":"PC"}' style="border-left:1px solid #000000;overflow:hidden;padding:0px 3px 0px 3px;vertical-align:bottom;font-weight:bold;">PC</td> <td data-sheets-value='{"1":2,"2":"Single-walled"}' style="overflow:hidden;padding:0px 3px 0px 3px;vertical-align:bottom;font-weight:bold;">Single-walled</td> <td data-sheets-value='{"1":2,"2":"Opal (D)"}' style="border-right:1px solid #000000;overflow:hidden;padding:0px 3px 0px 3px;vertical-align:bottom;font-weight:bold;">Opal (D)</td> <td data-sheets-numberformat='{"1":2,"2":"0.00","3":1}' data-sheets-value='{"1":3,"3":5.17}' style="overflow:hidden;padding:0px 3px 0px 3px;vertical-align:bottom;text-align:center;">5.17</td> <td data-sheets-numberformat='{"1":2,"2":"0","3":1}' data-sheets-value='{"1":3,"3":58}' style="overflow:hidden;padding:0px 3px 0px 3px;vertical-align:bottom;text-align:center;">58</td> <td data-sheets-numberformat='{"1":2,"2":"0","3":1}' data-sheets-value='{"1":3,"3":60}' style="overflow:hidden;padding:0px 3px 0px 3px;vertical-align:bottom;text-align:center;">60</td> <td data-sheets-numberformat='{"1":2,"2":"0","3":1}' data-sheets-value='{"1":2,"2":"-"}' style="border-right:1px solid #000000;overflow:hidden;padding:0px 3px 0px 3px;vertical-align:bottom;text-align:center;">-</td> </tr> <tr style="height:20px;"> <td style="border-left:1px solid #000000;overflow:hidden;padding:0px 3px 0px 3px;vertical-align:bottom;font-weight:bold;"></td> <td data-sheets-value='{"1":2,"2":"Double-walled"}' style="overflow:hidden;padding:0px 3px 0px 3px;vertical-align:bottom;font-weight:bold;">Double-walled</td> <td data-sheets-value='{"1":2,"2":"Clear (A/H)"}' style="border-right:1px solid #000000;overflow:hidden;padding:0px 3px 0px 3px;vertical-align:bottom;font-weight:bold;">Clear (A/H)</td> <td data-sheets-numberformat='{"1":2,"2":"0.00","3":1}' data-sheets-value='{"1":3,"3":2.9}' style="overflow:hidden;padding:0px 3px 0px 3px;vertical-align:bottom;text-align:center;">2.90</td> <td data-sheets-numberformat='{"1":2,"2":"0","3":1}' data-sheets-value='{"1":3,"3":79}' style="overflow:hidden;padding:0px 3px 0px 3px;vertical-align:bottom;text-align:center;">79</td> <td data-sheets-numberformat='{"1":2,"2":"0","3":1}' data-sheets-value='{"1":3,"3":72}' style="overflow:hidden;padding:0px 3px 0px 3px;vertical-align:bottom;text-align:center;">72</td> <td data-sheets-numberformat='{"1":2,"2":"0","3":1}' data-sheets-value='{"1":3,"3":20}' style="border-right:1px solid #000000;overflow:hidden;padding:0px 3px 0px 3px;vertical-align:bottom;text-align:center;">20</td> </tr> <tr style="height:20px;"> <td style="border-left:1px solid #000000;overflow:hidden;padding:0px 3px 0px 3px;vertical-align:bottom;font-weight:bold;"></td> <td data-sheets-value='{"1":2,"2":"Double-walled"}' style="overflow:hidden;padding:0px 3px 0px 3px;vertical-align:bottom;font-weight:bold;">Double-walled</td> <td data-sheets-value='{"1":2,"2":"Clear (A/A)"}' style="border-right:1px solid #000000;overflow:hidden;padding:0px 3px 0px 3px;vertical-align:bottom;font-weight:bold;">Clear (A/A)</td> <td data-sheets-numberformat='{"1":2,"2":"0.00","3":1}' data-sheets-value='{"1":3,"3":2.9}' style="overflow:hidden;padding:0px 3px 0px 3px;vertical-align:bottom;text-align:center;">2.90</td> <td data-sheets-numberformat='{"1":2,"2":"0","3":1}' data-sheets-value='{"1":3,"3":77}' style="overflow:hidden;padding:0px 3px 0px 3px;vertical-align:bottom;text-align:center;">77</td> <td data-sheets-numberformat='{"1":2,"2":"0","3":1}' data-sheets-value='{"1":3,"3":69}' style="overflow:hidden;padding:0px 3px 0px 3px;vertical-align:bottom;text-align:center;">69</td> <td data-sheets-numberformat='{"1":2,"2":"0","3":1}' data-sheets-value='{"1":3,"3":20}' style="border-right:1px solid #000000;overflow:hidden;padding:0px 3px 0px 3px;vertical-align:bottom;text-align:center;">20</td> </tr> <tr style="height:20px;"> <td style="border-left:1px solid #000000;overflow:hidden;padding:0px 3px 0px 3px;vertical-align:bottom;font-weight:bold;"></td> <td data-sheets-value='{"1":2,"2":"Double-walled"}' style="overflow:hidden;padding:0px 3px 0px 3px;vertical-align:bottom;font-weight:bold;">Double-walled</td> <td data-sheets-value='{"1":2,"2":"Opal (A/O)"}' style="border-right:1px solid #000000;overflow:hidden;padding:0px 3px 0px 3px;vertical-align:bottom;font-weight:bold;">Opal (A/O)</td> <td data-sheets-numberformat='{"1":2,"2":"0.00","3":1}' data-sheets-value='{"1":3,"3":2.9}' style="overflow:hidden;padding:0px 3px 0px 3px;vertical-align:bottom;text-align:center;">2.90</td> <td data-sheets-numberformat='{"1":2,"2":"0","3":1}' data-sheets-value='{"1":3,"3":73}' style="overflow:hidden;padding:0px 3px 0px 3px;vertical-align:bottom;text-align:center;">73</td> <td data-sheets-numberformat='{"1":2,"2":"0","3":1}' data-sheets-value='{"1":3,"3":63}' style="overflow:hidden;padding:0px 3px 0px 3px;vertical-align:bottom;text-align:center;">63</td> <td data-sheets-numberformat='{"1":2,"2":"0","3":1}' data-sheets-value='{"1":3,"3":20}' style="border-right:1px solid #000000;overflow:hidden;padding:0px 3px 0px 3px;vertical-align:bottom;text-align:center;">20</td> </tr> <tr style="height:20px;"> <td style="border-left:1px solid #000000;overflow:hidden;padding:0px 3px 0px 3px;vertical-align:bottom;font-weight:bold;"></td> <td data-sheets-value='{"1":2,"2":"Double-walled"}' style="overflow:hidden;padding:0px 3px 0px 3px;vertical-align:bottom;font-weight:bold;">Double-walled</td> <td data-sheets-value='{"1":2,"2":"Opal (A/D)"}' style="border-right:1px solid #000000;overflow:hidden;padding:0px 3px 0px 3px;vertical-align:bottom;font-weight:bold;">Opal (A/D)</td> <td data-sheets-numberformat='{"1":2,"2":"0.00","3":1}' data-sheets-value='{"1":3,"3":2.9}' style="overflow:hidden;padding:0px 3px 0px 3px;vertical-align:bottom;text-align:center;">2.90</td> <td data-sheets-numberformat='{"1":2,"2":"0","3":1}' data-sheets-value='{"1":3,"3":51}' style="overflow:hidden;padding:0px 3px 0px 3px;vertical-align:bottom;text-align:center;">51</td> <td data-sheets-numberformat='{"1":2,"2":"0","3":1}' data-sheets-value='{"1":3,"3":50}' style="overflow:hidden;padding:0px 3px 0px 3px;vertical-align:bottom;text-align:center;">50</td> <td data-sheets-numberformat='{"1":2,"2":"0","3":1}' data-sheets-value='{"1":3,"3":20}' style="border-right:1px solid #000000;overflow:hidden;padding:0px 3px 0px 3px;vertical-align:bottom;text-align:center;">20</td> </tr> <tr style="height:20px;"> <td style="border-left:1px solid #000000;overflow:hidden;padding:0px 3px 0px 3px;vertical-align:bottom;font-weight:bold;"></td> <td data-sheets-value='{"1":2,"2":"Triple-walled"}' style="overflow:hidden;padding:0px 3px 0px 3px;vertical-align:bottom;font-weight:bold;">Triple-walled</td> <td data-sheets-value='{"1":2,"2":"Clear (A/H/H)"}' style="border-right:1px solid #000000;overflow:hidden;padding:0px 3px 0px 3px;vertical-align:bottom;font-weight:bold;">Clear (A/H/H)</td> <td data-sheets-numberformat='{"1":2,"2":"0.00","3":1}' data-sheets-value='{"1":3,"3":1.7}' style="overflow:hidden;padding:0px 3px 0px 3px;vertical-align:bottom;text-align:center;">1.70</td> <td data-sheets-numberformat='{"1":2,"2":"0","3":1}' data-sheets-value='{"1":3,"3":71}' style="overflow:hidden;padding:0px 3px 0px 3px;vertical-align:bottom;text-align:center;">71</td> <td data-sheets-numberformat='{"1":2,"2":"0","3":1}' data-sheets-value='{"1":3,"3":63}' style="overflow:hidden;padding:0px 3px 0px 3px;vertical-align:bottom;text-align:center;">63</td> <td data-sheets-numberformat='{"1":2,"2":"0","3":1}' data-sheets-value='{"1":3,"3":22}' style="border-right:1px solid #000000;overflow:hidden;padding:0px 3px 0px 3px;vertical-align:bottom;text-align:center;">22</td> </tr> <tr style="height:20px;"> <td style="border-left:1px solid #000000;overflow:hidden;padding:0px 3px 0px 3px;vertical-align:bottom;font-weight:bold;"></td> <td data-sheets-value='{"1":2,"2":"Triple-walled"}' style="overflow:hidden;padding:0px 3px 0px 3px;vertical-align:bottom;font-weight:bold;">Triple-walled</td> <td data-sheets-value='{"1":2,"2":"Opal (A/O/O)"}' style="border-right:1px solid #000000;overflow:hidden;padding:0px 3px 0px 3px;vertical-align:bottom;font-weight:bold;">Opal (A/O/O)</td> <td data-sheets-numberformat='{"1":2,"2":"0.00","3":1}' data-sheets-value='{"1":3,"3":1.7}' style="overflow:hidden;padding:0px 3px 0px 3px;vertical-align:bottom;text-align:center;">1.70</td> <td data-sheets-numberformat='{"1":2,"2":"0","3":1}' data-sheets-value='{"1":3,"3":61}' style="overflow:hidden;padding:0px 3px 0px 3px;vertical-align:bottom;text-align:center;">61</td> <td data-sheets-numberformat='{"1":2,"2":"0","3":1}' data-sheets-value='{"1":3,"3":48}' style="overflow:hidden;padding:0px 3px 0px 3px;vertical-align:bottom;text-align:center;">48</td> <td data-sheets-numberformat='{"1":2,"2":"0","3":1}' data-sheets-value='{"1":3,"3":22}' style="border-right:1px solid #000000;overflow:hidden;padding:0px 3px 0px 3px;vertical-align:bottom;text-align:center;">22</td> </tr> <tr style="height:20px;"> <td style="border-left:1px solid #000000;overflow:hidden;padding:0px 3px 0px 3px;vertical-align:bottom;font-weight:bold;"></td> <td data-sheets-value='{"1":2,"2":"Four-walled"}' style="overflow:hidden;padding:0px 3px 0px 3px;vertical-align:bottom;font-weight:bold;">Four-walled</td> <td data-sheets-value='{"1":2,"2":"Clear (A/H/H/H)"}' style="border-right:1px solid #000000;overflow:hidden;padding:0px 3px 0px 3px;vertical-align:bottom;font-weight:bold;">Clear (A/H/H/H)</td> <td data-sheets-numberformat='{"1":2,"2":"0.00","3":1}' data-sheets-value='{"1":3,"3":1.28}' style="overflow:hidden;padding:0px 3px 0px 3px;vertical-align:bottom;text-align:center;">1.28</td> <td data-sheets-numberformat='{"1":2,"2":"0","3":1}' data-sheets-value='{"1":3,"3":64}' style="overflow:hidden;padding:0px 3px 0px 3px;vertical-align:bottom;text-align:center;">64</td> <td data-sheets-numberformat='{"1":2,"2":"0","3":1}' data-sheets-value='{"1":3,"3":52}' style="overflow:hidden;padding:0px 3px 0px 3px;vertical-align:bottom;text-align:center;">52</td> <td data-sheets-numberformat='{"1":2,"2":"0","3":1}' data-sheets-value='{"1":3,"3":23}' style="border-right:1px solid #000000;overflow:hidden;padding:0px 3px 0px 3px;vertical-align:bottom;text-align:center;">23</td> </tr> <tr style="height:20px;"> <td style="border-bottom:1px solid #000000;border-left:1px solid #000000;overflow:hidden;padding:0px 3px 0px 3px;vertical-align:bottom;"></td> <td data-sheets-value='{"1":2,"2":"Four-walled"}' style="border-bottom:1px solid #000000;overflow:hidden;padding:0px 3px 0px 3px;vertical-align:bottom;font-weight:bold;">Four-walled</td> <td data-sheets-value='{"1":2,"2":"Opal (A/H/O/H)"}' style="border-right:1px solid #000000;border-bottom:1px solid #000000;overflow:hidden;padding:0px 3px 0px 3px;vertical-align:bottom;font-weight:bold;">Opal (A/H/O/H)</td> <td data-sheets-numberformat='{"1":2,"2":"0.00","3":1}' data-sheets-value='{"1":3,"3":1.28}' style="border-bottom:1px solid #000000;overflow:hidden;padding:0px 3px 0px 3px;vertical-align:bottom;text-align:center;">1.28</td> <td data-sheets-numberformat='{"1":2,"2":"0","3":1}' data-sheets-value='{"1":3,"3":59}' style="border-bottom:1px solid #000000;overflow:hidden;padding:0px 3px 0px 3px;vertical-align:bottom;text-align:center;">59</td> <td data-sheets-numberformat='{"1":2,"2":"0","3":1}' data-sheets-value='{"1":3,"3":46}' style="border-bottom:1px solid #000000;overflow:hidden;padding:0px 3px 0px 3px;vertical-align:bottom;text-align:center;">46</td> <td data-sheets-numberformat='{"1":2,"2":"0","3":1}' data-sheets-value='{"1":3,"3":23}' style="border-right:1px solid #000000;border-bottom:1px solid #000000;overflow:hidden;padding:0px 3px 0px 3px;vertical-align:bottom;text-align:center;">23</td> </tr> <tr style="height:20px;"> <td data-sheets-value='{"1":2,"2":"Polycarbonate"}' style="border-left:1px solid #000000;overflow:hidden;padding:0px 3px 0px 3px;vertical-align:bottom;font-weight:bold;">Polycarbonate</td> <td data-sheets-value='{"1":2,"2":"Single-walled"}' style="overflow:hidden;padding:0px 3px 0px 3px;vertical-align:bottom;font-weight:bold;">Single-walled</td> <td data-sheets-value='{"1":2,"2":"Heatstop Opal (T)"}' style="border-right:1px solid #000000;overflow:hidden;padding:0px 3px 0px 3px;vertical-align:bottom;font-weight:bold;">Heatstop Opal (T)</td> <td data-sheets-numberformat='{"1":2,"2":"0.00","3":1}' data-sheets-value='{"1":3,"3":5.17}' style="overflow:hidden;padding:0px 3px 0px 3px;vertical-align:bottom;text-align:center;">5.17</td> <td data-sheets-numberformat='{"1":2,"2":"0","3":1}' data-sheets-value='{"1":3,"3":49}' style="overflow:hidden;padding:0px 3px 0px 3px;vertical-align:bottom;text-align:center;">49</td> <td data-sheets-numberformat='{"1":2,"2":"0","3":1}' data-sheets-value='{"1":3,"3":59}' style="overflow:hidden;padding:0px 3px 0px 3px;vertical-align:bottom;text-align:center;">59</td> <td data-sheets-numberformat='{"1":2,"2":"0","3":1}' data-sheets-value='{"1":2,"2":"-"}' style="border-right:1px solid #000000;overflow:hidden;padding:0px 3px 0px 3px;vertical-align:bottom;text-align:center;">-</td> </tr> <tr style="height:20px;"> <td data-sheets-value='{"1":2,"2":"Heatstop PC"}' style="border-left:1px solid #000000;overflow:hidden;padding:0px 3px 0px 3px;vertical-align:bottom;font-weight:bold;">Heatstop PC</td> <td data-sheets-value='{"1":2,"2":"Double-walled"}' style="overflow:hidden;padding:0px 3px 0px 3px;vertical-align:bottom;font-weight:bold;">Double-walled</td> <td data-sheets-value='{"1":2,"2":"Clear (T/H)"}' style="border-right:1px solid #000000;overflow:hidden;padding:0px 3px 0px 3px;vertical-align:bottom;font-weight:bold;">Clear (T/H)</td> <td data-sheets-numberformat='{"1":2,"2":"0.00","3":1}' data-sheets-value='{"1":3,"3":2.9}' style="overflow:hidden;padding:0px 3px 0px 3px;vertical-align:bottom;text-align:center;">2.90</td> <td data-sheets-numberformat='{"1":2,"2":"0","3":1}' data-sheets-value='{"1":3,"3":44}' style="overflow:hidden;padding:0px 3px 0px 3px;vertical-align:bottom;text-align:center;">44</td> <td data-sheets-numberformat='{"1":2,"2":"0","3":1}' data-sheets-value='{"1":3,"3":51}' style="overflow:hidden;padding:0px 3px 0px 3px;vertical-align:bottom;text-align:center;">51</td> <td data-sheets-numberformat='{"1":2,"2":"0","3":1}' data-sheets-value='{"1":3,"3":20}' style="border-right:1px solid #000000;overflow:hidden;padding:0px 3px 0px 3px;vertical-align:bottom;text-align:center;">20</td> </tr> <tr style="height:20px;"> <td style="border-left:1px solid #000000;overflow:hidden;padding:0px 3px 0px 3px;vertical-align:bottom;font-weight:bold;"></td> <td data-sheets-value='{"1":2,"2":"Double-walled"}' style="overflow:hidden;padding:0px 3px 0px 3px;vertical-align:bottom;font-weight:bold;">Double-walled</td> <td data-sheets-value='{"1":2,"2":"Opal (T/O)"}' style="border-right:1px solid #000000;overflow:hidden;padding:0px 3px 0px 3px;vertical-align:bottom;font-weight:bold;">Opal (T/O)</td> <td data-sheets-numberformat='{"1":2,"2":"0.00","3":1}' data-sheets-value='{"1":3,"3":2.9}' style="overflow:hidden;padding:0px 3px 0px 3px;vertical-align:bottom;text-align:center;">2.90</td> <td data-sheets-numberformat='{"1":2,"2":"0","3":1}' data-sheets-value='{"1":3,"3":41}' style="overflow:hidden;padding:0px 3px 0px 3px;vertical-align:bottom;text-align:center;">41</td> <td data-sheets-numberformat='{"1":2,"2":"0","3":1}' data-sheets-value='{"1":3,"3":45}' style="overflow:hidden;padding:0px 3px 0px 3px;vertical-align:bottom;text-align:center;">45</td> <td data-sheets-numberformat='{"1":2,"2":"0","3":1}' data-sheets-value='{"1":3,"3":20}' style="border-right:1px solid #000000;overflow:hidden;padding:0px 3px 0px 3px;vertical-align:bottom;text-align:center;">20</td> </tr> <tr style="height:20px;"> <td style="border-left:1px solid #000000;overflow:hidden;padding:0px 3px 0px 3px;vertical-align:bottom;font-weight:bold;"></td> <td data-sheets-value='{"1":2,"2":"Triple-walled"}' style="overflow:hidden; | skylux-160-ce-met-koepel-en-pvc-opstand-16-00-met-lm-motor-en-windvang-1600-x-2500-mm | 8586029859149 | 46872347705677
Smoke and heat exhaust (SHEV) | SHE system | Skylux | Skylux 160° CE with skylight and PVC curb 16/00 with double LM-actuator and spoiler 1600 x 2800 mm |  | 50399 | 5412970503996 | 9666.7 | Yes | 30-45 | 155.74 | 1600 x 2800 mm | 2800 | 1600 |  | PVC 16/00 (16 cm high & roof opening = daylight size) | Rectangular | 5.17 W/m²K - 1.28 W/m²K | 87% - 32% | 90% - 32% | 20dB - 23dB | 160° CE (for industry) | skylight | with spoiler | E | Double actuator | Maximum four-walled skylight possible for this product | Ut-value LT-value g-value Rw-value EN 1873 : 2014 EN ISO 13468 EN 16153 EN 410 EN 410 EN ISO 140-3 Material Walls Shells (W/m²K) (%) (%) (dB) Acrylic Single-walled Clear (H) 5.17 90 87 - PMMA Single-walled Opal (O) 5.17 83 76 - Double-walled Clear (H/H) 2.90 81 75 20 Double-walled Opal (O/O) 2.90 69 58 20 Triple-walled Clear (H/H/H) 1.70 73 65 22 Triple-walled Opal (O/H/O) 1.70 62 51 22 Four-walled Clear (H/H/H/H) 1.28 64 54 23 Four-walled Opal (H/H/O/H) 1.28 59 48 23 Polycarbonate Single-walled Clear (A) 5.17 88 83 - PC Single-walled Opal (D) 5.17 58 60 - Double-walled Clear (A/H) 2.90 79 72 20 Double-walled Clear (A/A) 2.90 77 69 20 Double-walled Opal (A/O) 2.90 73 63 20 Double-walled Opal (A/D) 2.90 51 50 20 Triple-walled Clear (A/H/H) 1.70 71 63 22 Triple-walled Opal (A/O/O) 1.70 61 48 22 Four-walled Clear (A/H/H/H) 1.28 64 52 23 Four-walled Opal (A/H/O/H) 1.28 59 46 23 Polycarbonate Single-walled Heatstop Opal (T) 5.17 49 59 - Heatstop PC Double-walled Clear (T/H) 2.90 44 51 20 Double-walled Opal (T/O) 2.90 41 45 20 Triple-walled Clear (T/H/H) 1.70 40 <td data-sheets-numberformat='{"1":2,"2":"0","3":1}' data-sheets-value='{"1":3,"3":44}' style="overflow:hidden;paddin | https://skylux.eu/en/products/skylux-160-ce-met-koepel-en-pvc-opstand-16-00-met-lm-motor-en-windvang-1600-x-2800-mm | https://skylux.eu/cdn/shop/files/Skylux-160deg-CE-met-koepel-en-pvc-opstand-1600-met-dubbele-LM-motor-en-windvang-1600-x-2800-mm-RWA-systeem.jpg?v=1702980357&width=1600 | https://skylux.eu/cdn/shop/files/e5a82811-1bb0-48e4-a776-cacb59c7c092_20c056ad-ebc7-430d-834f-abca396d6c0c.jpg?v=1688551113&width=1600 | //skylux.eu/cdn/shop/files/E_MH_Mounting_instructions_Skylux_160_CE_LM.pdf?v=12406716259046007223 | //skylux.eu/cdn/shop/files/E_TD_Technical_File_Skylux_Skylux_160_CE_Electric.pdf?v=3667116872303399239 | <style type="text/css" id="isPasted"> <!--td { border: 1px solid #cccccc; } br { mso-data-placement: same-cell; } --> </style> <table border="1" cellpadding="0" cellspacing="0" dir="ltr" style="table-layout:fixed;font-size:10pt;font-family:Arial;border-collapse:collapse;border:none;"><tbody> <tr style="height:20px;"> <td style="overflow:hidden;padding:0px 3px 0px 3px;vertical-align:bottom;"></td> <td style="overflow:hidden;padding:0px 3px 0px 3px;vertical-align:bottom;"></td> <td style="overflow:hidden;padding:0px 3px 0px 3px;vertical-align:bottom;"></td> <td data-sheets-value='{"1":2,"2":"Ut-value"}' style="overflow:hidden;padding:0px 3px 0px 3px;vertical-align:bottom;font-weight:bold;text-align:center;">Ut-value</td> <td data-sheets-value='{"1":2,"2":"LT-value"}' style="overflow:hidden;padding:0px 3px 0px 3px;vertical-align:bottom;font-weight:bold;text-align:center;">LT-value</td> <td data-sheets-value='{"1":2,"2":"g-value"}' style="overflow:hidden;padding:0px 3px 0px 3px;vertical-align:bottom;font-weight:bold;text-align:center;">g-value</td> <td data-sheets-value='{"1":2,"2":"Rw-value "}' style="overflow:hidden;padding:0px 3px 0px 3px;vertical-align:bottom;font-weight:bold;text-align:center;">Rw-value </td> </tr> <tr style="height:20px;"> <td style="overflow:hidden;padding:0px 3px 0px 3px;vertical-align:bottom;"></td> <td style="overflow:hidden;padding:0px 3px 0px 3px;vertical-align:bottom;"></td> <td style="overflow:hidden;padding:0px 3px 0px 3px;vertical-align:bottom;"></td> <td data-sheets-numberformat='{"1":2,"2":"0.00","3":1}' data-sheets-value='{"1":2,"2":"EN 1873 : 2014"}' style="overflow:hidden;padding:0px 3px 0px 3px;vertical-align:bottom;text-align:center;">EN 1873 : 2014</td> <td data-sheets-numberformat='{"1":2,"2":"0","3":1}' data-sheets-value='{"1":2,"2":"EN ISO 13468 EN 16153 EN 410"}' style="overflow:hidden;padding:0px 3px 0px 3px;vertical-align:bottom;text-align:center;">EN ISO 13468 EN 16153 EN 410</td> <td data-sheets-numberformat='{"1":2,"2":"0","3":1}' data-sheets-value='{"1":2,"2":"EN 410"}' style="overflow:hidden;padding:0px 3px 0px 3px;vertical-align:bottom;text-align:center;">EN 410</td> <td data-sheets-value='{"1":2,"2":"EN ISO 140-3\t\t"}' style="overflow:hidden;padding:0px 3px 0px 3px;vertical-align:bottom;text-align:center;">EN ISO 140-3 </td> </tr> <tr style="height:20px;"> <td data-sheets-value='{"1":2,"2":"Material"}' style="border-bottom:1px solid #000000;overflow:hidden;padding:0px 3px 0px 3px;vertical-align:bottom;background-color:#000000;font-weight:bold;color:#ffffff;">Material</td> <td data-sheets-value='{"1":2,"2":"Walls"}' style="border-bottom:1px solid #000000;overflow:hidden;padding:0px 3px 0px 3px;vertical-align:bottom;background-color:#000000;font-weight:bold;color:#ffffff;">Walls</td> <td data-sheets-value='{"1":2,"2":"Shells"}' style="border-bottom:1px solid #000000;overflow:hidden;padding:0px 3px 0px 3px;vertical-align:bottom;background-color:#000000;font-weight:bold;color:#ffffff;">Shells</td> <td data-sheets-numberformat='{"1":2,"2":"0.00","3":1}' data-sheets-value='{"1":2,"2":"(W/m²K)\t"}' style="border-bottom:1px solid #000000;overflow:hidden;padding:0px 3px 0px 3px;vertical-align:bottom;background-color:#000000;font-weight:bold;color:#ffffff;text-align:center;">(W/m²K) </td> <td data-sheets-numberformat='{"1":2,"2":"0","3":1}' data-sheets-value='{"1":2,"2":"(%)"}' style="border-bottom:1px solid #000000;overflow:hidden;padding:0px 3px 0px 3px;vertical-align:bottom;background-color:#000000;font-weight:bold;color:#ffffff;text-align:center;">(%)</td> <td data-sheets-numberformat='{"1":2,"2":"0","3":1}' data-sheets-value='{"1":2,"2":"(%)"}' style="border-bottom:1px solid #000000;overflow:hidden;padding:0px 3px 0px 3px;vertical-align:bottom;background-color:#000000;font-weight:bold;color:#ffffff;text-align:center;">(%)</td> <td data-sheets-value='{"1":2,"2":"(dB)"}' style="border-bottom:1px solid #000000;overflow:hidden;padding:0px 3px 0px 3px;vertical-align:bottom;background-color:#000000;font-weight:bold;color:#ffffff;text-align:center;">(dB)</td> </tr> <tr style="height:20px;"> <td data-sheets-value='{"1":2,"2":"Acrylic"}' style="border-left:1px solid #000000;overflow:hidden;padding:0px 3px 0px 3px;vertical-align:bottom;font-weight:bold;">Acrylic</td> <td data-sheets-value='{"1":2,"2":"Single-walled"}' style="overflow:hidden;padding:0px 3px 0px 3px;vertical-align:bottom;font-weight:bold;">Single-walled</td> <td data-sheets-value='{"1":2,"2":"Clear (H)"}' style="border-right:1px solid #000000;overflow:hidden;padding:0px 3px 0px 3px;vertical-align:bottom;font-weight:bold;">Clear (H)</td> <td data-sheets-numberformat='{"1":2,"2":"0.00","3":1}' data-sheets-value='{"1":3,"3":5.17}' style="overflow:hidden;padding:0px 3px 0px 3px;vertical-align:bottom;text-align:center;">5.17</td> <td data-sheets-numberformat='{"1":2,"2":"0","3":1}' data-sheets-value='{"1":3,"3":90}' style="overflow:hidden;padding:0px 3px 0px 3px;vertical-align:bottom;text-align:center;">90</td> <td data-sheets-numberformat='{"1":2,"2":"0","3":1}' data-sheets-value='{"1":3,"3":87}' style="overflow:hidden;padding:0px 3px 0px 3px;vertical-align:bottom;text-align:center;">87</td> <td data-sheets-numberformat='{"1":2,"2":"0","3":1}' data-sheets-value='{"1":2,"2":"-"}' style="border-right:1px solid #000000;overflow:hidden;padding:0px 3px 0px 3px;vertical-align:bottom;text-align:center;">-</td> </tr> <tr style="height:20px;"> <td data-sheets-value='{"1":2,"2":"PMMA"}' style="border-left:1px solid #000000;overflow:hidden;padding:0px 3px 0px 3px;vertical-align:bottom;font-weight:bold;">PMMA</td> <td data-sheets-value='{"1":2,"2":"Single-walled"}' style="overflow:hidden;padding:0px 3px 0px 3px;vertical-align:bottom;font-weight:bold;">Single-walled</td> <td data-sheets-value='{"1":2,"2":"Opal (O)"}' style="border-right:1px solid #000000;overflow:hidden;padding:0px 3px 0px 3px;vertical-align:bottom;font-weight:bold;">Opal (O)</td> <td data-sheets-numberformat='{"1":2,"2":"0.00","3":1}' data-sheets-value='{"1":3,"3":5.17}' style="overflow:hidden;padding:0px 3px 0px 3px;vertical-align:bottom;text-align:center;">5.17</td> <td data-sheets-numberformat='{"1":2,"2":"0","3":1}' data-sheets-value='{"1":3,"3":83}' style="overflow:hidden;padding:0px 3px 0px 3px;vertical-align:bottom;text-align:center;">83</td> <td data-sheets-numberformat='{"1":2,"2":"0","3":1}' data-sheets-value='{"1":3,"3":76}' style="overflow:hidden;padding:0px 3px 0px 3px;vertical-align:bottom;text-align:center;">76</td> <td data-sheets-numberformat='{"1":2,"2":"0","3":1}' data-sheets-value='{"1":2,"2":"-"}' style="border-right:1px solid #000000;overflow:hidden;padding:0px 3px 0px 3px;vertical-align:bottom;text-align:center;">-</td> </tr> <tr style="height:20px;"> <td style="border-left:1px solid #000000;overflow:hidden;padding:0px 3px 0px 3px;vertical-align:bottom;font-weight:bold;"></td> <td data-sheets-value='{"1":2,"2":"Double-walled"}' style="overflow:hidden;padding:0px 3px 0px 3px;vertical-align:bottom;font-weight:bold;">Double-walled</td> <td data-sheets-value='{"1":2,"2":"Clear (H/H)"}' style="border-right:1px solid #000000;overflow:hidden;padding:0px 3px 0px 3px;vertical-align:bottom;font-weight:bold;">Clear (H/H)</td> <td data-sheets-numberformat='{"1":2,"2":"0.00","3":1}' data-sheets-value='{"1":3,"3":2.9}' style="overflow:hidden;padding:0px 3px 0px 3px;vertical-align:bottom;text-align:center;">2.90</td> <td data-sheets-numberformat='{"1":2,"2":"0","3":1}' data-sheets-value='{"1":3,"3":81}' style="overflow:hidden;padding:0px 3px 0px 3px;vertical-align:bottom;text-align:center;">81</td> <td data-sheets-numberformat='{"1":2,"2":"0","3":1}' data-sheets-value='{"1":3,"3":75}' style="overflow:hidden;padding:0px 3px 0px 3px;vertical-align:bottom;text-align:center;">75</td> <td data-sheets-numberformat='{"1":2,"2":"0","3":1}' data-sheets-value='{"1":3,"3":20}' style="border-right:1px solid #000000;overflow:hidden;padding:0px 3px 0px 3px;vertical-align:bottom;text-align:center;">20</td> </tr> <tr style="height:20px;"> <td style="border-left:1px solid #000000;overflow:hidden;padding:0px 3px 0px 3px;vertical-align:bottom;font-weight:bold;"></td> <td data-sheets-value='{"1":2,"2":"Double-walled"}' style="overflow:hidden;padding:0px 3px 0px 3px;vertical-align:bottom;font-weight:bold;">Double-walled</td> <td data-sheets-value='{"1":2,"2":"Opal (O/O)"}' style="border-right:1px solid #000000;overflow:hidden;padding:0px 3px 0px 3px;vertical-align:bottom;font-weight:bold;">Opal (O/O)</td> <td data-sheets-numberformat='{"1":2,"2":"0.00","3":1}' data-sheets-value='{"1":3,"3":2.9}' style="overflow:hidden;padding:0px 3px 0px 3px;vertical-align:bottom;text-align:center;">2.90</td> <td data-sheets-numberformat='{"1":2,"2":"0","3":1}' data-sheets-value='{"1":3,"3":69}' style="overflow:hidden;padding:0px 3px 0px 3px;vertical-align:bottom;text-align:center;">69</td> <td data-sheets-numberformat='{"1":2,"2":"0","3":1}' data-sheets-value='{"1":3,"3":58}' style="overflow:hidden;padding:0px 3px 0px 3px;vertical-align:bottom;text-align:center;">58</td> <td data-sheets-numberformat='{"1":2,"2":"0","3":1}' data-sheets-value='{"1":3,"3":20}' style="border-right:1px solid #000000;overflow:hidden;padding:0px 3px 0px 3px;vertical-align:bottom;text-align:center;">20</td> </tr> <tr style="height:20px;"> <td style="border-left:1px solid #000000;overflow:hidden;padding:0px 3px 0px 3px;vertical-align:bottom;font-weight:bold;"></td> <td data-sheets-value='{"1":2,"2":"Triple-walled"}' style="overflow:hidden;padding:0px 3px 0px 3px;vertical-align:bottom;font-weight:bold;">Triple-walled</td> <td data-sheets-value='{"1":2,"2":"Clear (H/H/H)"}' style="border-right:1px solid #000000;overflow:hidden;padding:0px 3px 0px 3px;vertical-align:bottom;font-weight:bold;">Clear (H/H/H)</td> <td data-sheets-numberformat='{"1":2,"2":"0.00","3":1}' data-sheets-value='{"1":3,"3":1.7}' style="overflow:hidden;padding:0px 3px 0px 3px;vertical-align:bottom;text-align:center;">1.70</td> <td data-sheets-numberformat='{"1":2,"2":"0","3":1}' data-sheets-value='{"1":3,"3":73}' style="overflow:hidden;padding:0px 3px 0px 3px;vertical-align:bottom;text-align:center;">73</td> <td data-sheets-numberformat='{"1":2,"2":"0","3":1}' data-sheets-value='{"1":3,"3":65}' style="overflow:hidden;padding:0px 3px 0px 3px;vertical-align:bottom;text-align:center;">65</td> <td data-sheets-numberformat='{"1":2,"2":"0","3":1}' data-sheets-value='{"1":3,"3":22}' style="border-right:1px solid #000000;overflow:hidden;padding:0px 3px 0px 3px;vertical-align:bottom;text-align:center;">22</td> </tr> <tr style="height:20px;"> <td style="border-left:1px solid #000000;overflow:hidden;padding:0px 3px 0px 3px;vertical-align:bottom;font-weight:bold;"></td> <td data-sheets-value='{"1":2,"2":"Triple-walled"}' style="overflow:hidden;padding:0px 3px 0px 3px;vertical-align:bottom;font-weight:bold;">Triple-walled</td> <td data-sheets-value='{"1":2,"2":"Opal (O/H/O)"}' style="border-right:1px solid #000000;overflow:hidden;padding:0px 3px 0px 3px;vertical-align:bottom;font-weight:bold;">Opal (O/H/O)</td> <td data-sheets-numberformat='{"1":2,"2":"0.00","3":1}' data-sheets-value='{"1":3,"3":1.7}' style="overflow:hidden;padding:0px 3px 0px 3px;vertical-align:bottom;text-align:center;">1.70</td> <td data-sheets-numberformat='{"1":2,"2":"0","3":1}' data-sheets-value='{"1":3,"3":62}' style="overflow:hidden;padding:0px 3px 0px 3px;vertical-align:bottom;text-align:center;">62</td> <td data-sheets-numberformat='{"1":2,"2":"0","3":1}' data-sheets-value='{"1":3,"3":51}' style="overflow:hidden;padding:0px 3px 0px 3px;vertical-align:bottom;text-align:center;">51</td> <td data-sheets-numberformat='{"1":2,"2":"0","3":1}' data-sheets-value='{"1":3,"3":22}' style="border-right:1px solid #000000;overflow:hidden;padding:0px 3px 0px 3px;vertical-align:bottom;text-align:center;">22</td> </tr> <tr style="height:20px;"> <td style="border-left:1px solid #000000;overflow:hidden;padding:0px 3px 0px 3px;vertical-align:bottom;font-weight:bold;"></td> <td data-sheets-value='{"1":2,"2":"Four-walled"}' style="overflow:hidden;padding:0px 3px 0px 3px;vertical-align:bottom;font-weight:bold;">Four-walled</td> <td data-sheets-value='{"1":2,"2":"Clear (H/H/H/H)"}' style="border-right:1px solid #000000;overflow:hidden;padding:0px 3px 0px 3px;vertical-align:bottom;font-weight:bold;">Clear (H/H/H/H)</td> <td data-sheets-numberformat='{"1":2,"2":"0.00","3":1}' data-sheets-value='{"1":3,"3":1.28}' style="overflow:hidden;padding:0px 3px 0px 3px;vertical-align:bottom;text-align:center;">1.28</td> <td data-sheets-numberformat='{"1":2,"2":"0","3":1}' data-sheets-value='{"1":3,"3":64}' style="overflow:hidden;padding:0px 3px 0px 3px;vertical-align:bottom;text-align:center;">64</td> <td data-sheets-numberformat='{"1":2,"2":"0","3":1}' data-sheets-value='{"1":3,"3":54}' style="overflow:hidden;padding:0px 3px 0px 3px;vertical-align:bottom;text-align:center;">54</td> <td data-sheets-numberformat='{"1":2,"2":"0","3":1}' data-sheets-value='{"1":3,"3":23}' style="border-right:1px solid #000000;overflow:hidden;padding:0px 3px 0px 3px;vertical-align:bottom;text-align:center;">23</td> </tr> <tr style="height:20px;"> <td style="border-bottom:1px solid #000000;border-left:1px solid #000000;overflow:hidden;padding:0px 3px 0px 3px;vertical-align:bottom;"></td> <td data-sheets-value='{"1":2,"2":"Four-walled"}' style="border-bottom:1px solid #000000;overflow:hidden;padding:0px 3px 0px 3px;vertical-align:bottom;font-weight:bold;">Four-walled</td> <td data-sheets-value='{"1":2,"2":"Opal (H/H/O/H)"}' style="border-right:1px solid #000000;border-bottom:1px solid #000000;overflow:hidden;padding:0px 3px 0px 3px;vertical-align:bottom;font-weight:bold;">Opal (H/H/O/H)</td> <td data-sheets-numberformat='{"1":2,"2":"0.00","3":1}' data-sheets-value='{"1":3,"3":1.28}' style="border-bottom:1px solid #000000;overflow:hidden;padding:0px 3px 0px 3px;vertical-align:bottom;text-align:center;">1.28</td> <td data-sheets-numberformat='{"1":2,"2":"0","3":1}' data-sheets-value='{"1":3,"3":59}' style="border-bottom:1px solid #000000;overflow:hidden;padding:0px 3px 0px 3px;vertical-align:bottom;text-align:center;">59</td> <td data-sheets-numberformat='{"1":2,"2":"0","3":1}' data-sheets-value='{"1":3,"3":48}' style="border-bottom:1px solid #000000;overflow:hidden;padding:0px 3px 0px 3px;vertical-align:bottom;text-align:center;">48</td> <td data-sheets-numberformat='{"1":2,"2":"0","3":1}' data-sheets-value='{"1":3,"3":23}' style="border-right:1px solid #000000;border-bottom:1px solid #000000;overflow:hidden;padding:0px 3px 0px 3px;vertical-align:bottom;text-align:center;">23</td> </tr> <tr style="height:20px;"> <td data-sheets-value='{"1":2,"2":"Polycarbonate "}' style="border-left:1px solid #000000;overflow:hidden;padding:0px 3px 0px 3px;vertical-align:bottom;font-weight:bold;">Polycarbonate </td> <td data-sheets-value='{"1":2,"2":"Single-walled"}' style="overflow:hidden;padding:0px 3px 0px 3px;vertical-align:bottom;font-weight:bold;">Single-walled</td> <td data-sheets-value='{"1":2,"2":"Clear (A)"}' style="border-right:1px solid #000000;overflow:hidden;padding:0px 3px 0px 3px;vertical-align:bottom;font-weight:bold;">Clear (A)</td> <td data-sheets-numberformat='{"1":2,"2":"0.00","3":1}' data-sheets-value='{"1":3,"3":5.17}' style="overflow:hidden;padding:0px 3px 0px 3px;vertical-align:bottom;text-align:center;">5.17</td> <td data-sheets-numberformat='{"1":2,"2":"0","3":1}' data-sheets-value='{"1":3,"3":88}' style="overflow:hidden;padding:0px 3px 0px 3px;vertical-align:bottom;text-align:center;">88</td> <td data-sheets-numberformat='{"1":2,"2":"0","3":1}' data-sheets-value='{"1":3,"3":83}' style="overflow:hidden;padding:0px 3px 0px 3px;vertical-align:bottom;text-align:center;">83</td> <td data-sheets-numberformat='{"1":2,"2":"0","3":1}' data-sheets-value='{"1":2,"2":"-"}' style="border-right:1px solid #000000;overflow:hidden;padding:0px 3px 0px 3px;vertical-align:bottom;text-align:center;">-</td> </tr> <tr style="height:20px;"> <td data-sheets-value='{"1":2,"2":"PC"}' style="border-left:1px solid #000000;overflow:hidden;padding:0px 3px 0px 3px;vertical-align:bottom;font-weight:bold;">PC</td> <td data-sheets-value='{"1":2,"2":"Single-walled"}' style="overflow:hidden;padding:0px 3px 0px 3px;vertical-align:bottom;font-weight:bold;">Single-walled</td> <td data-sheets-value='{"1":2,"2":"Opal (D)"}' style="border-right:1px solid #000000;overflow:hidden;padding:0px 3px 0px 3px;vertical-align:bottom;font-weight:bold;">Opal (D)</td> <td data-sheets-numberformat='{"1":2,"2":"0.00","3":1}' data-sheets-value='{"1":3,"3":5.17}' style="overflow:hidden;padding:0px 3px 0px 3px;vertical-align:bottom;text-align:center;">5.17</td> <td data-sheets-numberformat='{"1":2,"2":"0","3":1}' data-sheets-value='{"1":3,"3":58}' style="overflow:hidden;padding:0px 3px 0px 3px;vertical-align:bottom;text-align:center;">58</td> <td data-sheets-numberformat='{"1":2,"2":"0","3":1}' data-sheets-value='{"1":3,"3":60}' style="overflow:hidden;padding:0px 3px 0px 3px;vertical-align:bottom;text-align:center;">60</td> <td data-sheets-numberformat='{"1":2,"2":"0","3":1}' data-sheets-value='{"1":2,"2":"-"}' style="border-right:1px solid #000000;overflow:hidden;padding:0px 3px 0px 3px;vertical-align:bottom;text-align:center;">-</td> </tr> <tr style="height:20px;"> <td style="border-left:1px solid #000000;overflow:hidden;padding:0px 3px 0px 3px;vertical-align:bottom;font-weight:bold;"></td> <td data-sheets-value='{"1":2,"2":"Double-walled"}' style="overflow:hidden;padding:0px 3px 0px 3px;vertical-align:bottom;font-weight:bold;">Double-walled</td> <td data-sheets-value='{"1":2,"2":"Clear (A/H)"}' style="border-right:1px solid #000000;overflow:hidden;padding:0px 3px 0px 3px;vertical-align:bottom;font-weight:bold;">Clear (A/H)</td> <td data-sheets-numberformat='{"1":2,"2":"0.00","3":1}' data-sheets-value='{"1":3,"3":2.9}' style="overflow:hidden;padding:0px 3px 0px 3px;vertical-align:bottom;text-align:center;">2.90</td> <td data-sheets-numberformat='{"1":2,"2":"0","3":1}' data-sheets-value='{"1":3,"3":79}' style="overflow:hidden;padding:0px 3px 0px 3px;vertical-align:bottom;text-align:center;">79</td> <td data-sheets-numberformat='{"1":2,"2":"0","3":1}' data-sheets-value='{"1":3,"3":72}' style="overflow:hidden;padding:0px 3px 0px 3px;vertical-align:bottom;text-align:center;">72</td> <td data-sheets-numberformat='{"1":2,"2":"0","3":1}' data-sheets-value='{"1":3,"3":20}' style="border-right:1px solid #000000;overflow:hidden;padding:0px 3px 0px 3px;vertical-align:bottom;text-align:center;">20</td> </tr> <tr style="height:20px;"> <td style="border-left:1px solid #000000;overflow:hidden;padding:0px 3px 0px 3px;vertical-align:bottom;font-weight:bold;"></td> <td data-sheets-value='{"1":2,"2":"Double-walled"}' style="overflow:hidden;padding:0px 3px 0px 3px;vertical-align:bottom;font-weight:bold;">Double-walled</td> <td data-sheets-value='{"1":2,"2":"Clear (A/A)"}' style="border-right:1px solid #000000;overflow:hidden;padding:0px 3px 0px 3px;vertical-align:bottom;font-weight:bold;">Clear (A/A)</td> <td data-sheets-numberformat='{"1":2,"2":"0.00","3":1}' data-sheets-value='{"1":3,"3":2.9}' style="overflow:hidden;padding:0px 3px 0px 3px;vertical-align:bottom;text-align:center;">2.90</td> <td data-sheets-numberformat='{"1":2,"2":"0","3":1}' data-sheets-value='{"1":3,"3":77}' style="overflow:hidden;padding:0px 3px 0px 3px;vertical-align:bottom;text-align:center;">77</td> <td data-sheets-numberformat='{"1":2,"2":"0","3":1}' data-sheets-value='{"1":3,"3":69}' style="overflow:hidden;padding:0px 3px 0px 3px;vertical-align:bottom;text-align:center;">69</td> <td data-sheets-numberformat='{"1":2,"2":"0","3":1}' data-sheets-value='{"1":3,"3":20}' style="border-right:1px solid #000000;overflow:hidden;padding:0px 3px 0px 3px;vertical-align:bottom;text-align:center;">20</td> </tr> <tr style="height:20px;"> <td style="border-left:1px solid #000000;overflow:hidden;padding:0px 3px 0px 3px;vertical-align:bottom;font-weight:bold;"></td> <td data-sheets-value='{"1":2,"2":"Double-walled"}' style="overflow:hidden;padding:0px 3px 0px 3px;vertical-align:bottom;font-weight:bold;">Double-walled</td> <td data-sheets-value='{"1":2,"2":"Opal (A/O)"}' style="border-right:1px solid #000000;overflow:hidden;padding:0px 3px 0px 3px;vertical-align:bottom;font-weight:bold;">Opal (A/O)</td> <td data-sheets-numberformat='{"1":2,"2":"0.00","3":1}' data-sheets-value='{"1":3,"3":2.9}' style="overflow:hidden;padding:0px 3px 0px 3px;vertical-align:bottom;text-align:center;">2.90</td> <td data-sheets-numberformat='{"1":2,"2":"0","3":1}' data-sheets-value='{"1":3,"3":73}' style="overflow:hidden;padding:0px 3px 0px 3px;vertical-align:bottom;text-align:center;">73</td> <td data-sheets-numberformat='{"1":2,"2":"0","3":1}' data-sheets-value='{"1":3,"3":63}' style="overflow:hidden;padding:0px 3px 0px 3px;vertical-align:bottom;text-align:center;">63</td> <td data-sheets-numberformat='{"1":2,"2":"0","3":1}' data-sheets-value='{"1":3,"3":20}' style="border-right:1px solid #000000;overflow:hidden;padding:0px 3px 0px 3px;vertical-align:bottom;text-align:center;">20</td> </tr> <tr style="height:20px;"> <td style="border-left:1px solid #000000;overflow:hidden;padding:0px 3px 0px 3px;vertical-align:bottom;font-weight:bold;"></td> <td data-sheets-value='{"1":2,"2":"Double-walled"}' style="overflow:hidden;padding:0px 3px 0px 3px;vertical-align:bottom;font-weight:bold;">Double-walled</td> <td data-sheets-value='{"1":2,"2":"Opal (A/D)"}' style="border-right:1px solid #000000;overflow:hidden;padding:0px 3px 0px 3px;vertical-align:bottom;font-weight:bold;">Opal (A/D)</td> <td data-sheets-numberformat='{"1":2,"2":"0.00","3":1}' data-sheets-value='{"1":3,"3":2.9}' style="overflow:hidden;padding:0px 3px 0px 3px;vertical-align:bottom;text-align:center;">2.90</td> <td data-sheets-numberformat='{"1":2,"2":"0","3":1}' data-sheets-value='{"1":3,"3":51}' style="overflow:hidden;padding:0px 3px 0px 3px;vertical-align:bottom;text-align:center;">51</td> <td data-sheets-numberformat='{"1":2,"2":"0","3":1}' data-sheets-value='{"1":3,"3":50}' style="overflow:hidden;padding:0px 3px 0px 3px;vertical-align:bottom;text-align:center;">50</td> <td data-sheets-numberformat='{"1":2,"2":"0","3":1}' data-sheets-value='{"1":3,"3":20}' style="border-right:1px solid #000000;overflow:hidden;padding:0px 3px 0px 3px;vertical-align:bottom;text-align:center;">20</td> </tr> <tr style="height:20px;"> <td style="border-left:1px solid #000000;overflow:hidden;padding:0px 3px 0px 3px;vertical-align:bottom;font-weight:bold;"></td> <td data-sheets-value='{"1":2,"2":"Triple-walled"}' style="overflow:hidden;padding:0px 3px 0px 3px;vertical-align:bottom;font-weight:bold;">Triple-walled</td> <td data-sheets-value='{"1":2,"2":"Clear (A/H/H)"}' style="border-right:1px solid #000000;overflow:hidden;padding:0px 3px 0px 3px;vertical-align:bottom;font-weight:bold;">Clear (A/H/H)</td> <td data-sheets-numberformat='{"1":2,"2":"0.00","3":1}' data-sheets-value='{"1":3,"3":1.7}' style="overflow:hidden;padding:0px 3px 0px 3px;vertical-align:bottom;text-align:center;">1.70</td> <td data-sheets-numberformat='{"1":2,"2":"0","3":1}' data-sheets-value='{"1":3,"3":71}' style="overflow:hidden;padding:0px 3px 0px 3px;vertical-align:bottom;text-align:center;">71</td> <td data-sheets-numberformat='{"1":2,"2":"0","3":1}' data-sheets-value='{"1":3,"3":63}' style="overflow:hidden;padding:0px 3px 0px 3px;vertical-align:bottom;text-align:center;">63</td> <td data-sheets-numberformat='{"1":2,"2":"0","3":1}' data-sheets-value='{"1":3,"3":22}' style="border-right:1px solid #000000;overflow:hidden;padding:0px 3px 0px 3px;vertical-align:bottom;text-align:center;">22</td> </tr> <tr style="height:20px;"> <td style="border-left:1px solid #000000;overflow:hidden;padding:0px 3px 0px 3px;vertical-align:bottom;font-weight:bold;"></td> <td data-sheets-value='{"1":2,"2":"Triple-walled"}' style="overflow:hidden;padding:0px 3px 0px 3px;vertical-align:bottom;font-weight:bold;">Triple-walled</td> <td data-sheets-value='{"1":2,"2":"Opal (A/O/O)"}' style="border-right:1px solid #000000;overflow:hidden;padding:0px 3px 0px 3px;vertical-align:bottom;font-weight:bold;">Opal (A/O/O)</td> <td data-sheets-numberformat='{"1":2,"2":"0.00","3":1}' data-sheets-value='{"1":3,"3":1.7}' style="overflow:hidden;padding:0px 3px 0px 3px;vertical-align:bottom;text-align:center;">1.70</td> <td data-sheets-numberformat='{"1":2,"2":"0","3":1}' data-sheets-value='{"1":3,"3":61}' style="overflow:hidden;padding:0px 3px 0px 3px;vertical-align:bottom;text-align:center;">61</td> <td data-sheets-numberformat='{"1":2,"2":"0","3":1}' data-sheets-value='{"1":3,"3":48}' style="overflow:hidden;padding:0px 3px 0px 3px;vertical-align:bottom;text-align:center;">48</td> <td data-sheets-numberformat='{"1":2,"2":"0","3":1}' data-sheets-value='{"1":3,"3":22}' style="border-right:1px solid #000000;overflow:hidden;padding:0px 3px 0px 3px;vertical-align:bottom;text-align:center;">22</td> </tr> <tr style="height:20px;"> <td style="border-left:1px solid #000000;overflow:hidden;padding:0px 3px 0px 3px;vertical-align:bottom;font-weight:bold;"></td> <td data-sheets-value='{"1":2,"2":"Four-walled"}' style="overflow:hidden;padding:0px 3px 0px 3px;vertical-align:bottom;font-weight:bold;">Four-walled</td> <td data-sheets-value='{"1":2,"2":"Clear (A/H/H/H)"}' style="border-right:1px solid #000000;overflow:hidden;padding:0px 3px 0px 3px;vertical-align:bottom;font-weight:bold;">Clear (A/H/H/H)</td> <td data-sheets-numberformat='{"1":2,"2":"0.00","3":1}' data-sheets-value='{"1":3,"3":1.28}' style="overflow:hidden;padding:0px 3px 0px 3px;vertical-align:bottom;text-align:center;">1.28</td> <td data-sheets-numberformat='{"1":2,"2":"0","3":1}' data-sheets-value='{"1":3,"3":64}' style="overflow:hidden;padding:0px 3px 0px 3px;vertical-align:bottom;text-align:center;">64</td> <td data-sheets-numberformat='{"1":2,"2":"0","3":1}' data-sheets-value='{"1":3,"3":52}' style="overflow:hidden;padding:0px 3px 0px 3px;vertical-align:bottom;text-align:center;">52</td> <td data-sheets-numberformat='{"1":2,"2":"0","3":1}' data-sheets-value='{"1":3,"3":23}' style="border-right:1px solid #000000;overflow:hidden;padding:0px 3px 0px 3px;vertical-align:bottom;text-align:center;">23</td> </tr> <tr style="height:20px;"> <td style="border-bottom:1px solid #000000;border-left:1px solid #000000;overflow:hidden;padding:0px 3px 0px 3px;vertical-align:bottom;"></td> <td data-sheets-value='{"1":2,"2":"Four-walled"}' style="border-bottom:1px solid #000000;overflow:hidden;padding:0px 3px 0px 3px;vertical-align:bottom;font-weight:bold;">Four-walled</td> <td data-sheets-value='{"1":2,"2":"Opal (A/H/O/H)"}' style="border-right:1px solid #000000;border-bottom:1px solid #000000;overflow:hidden;padding:0px 3px 0px 3px;vertical-align:bottom;font-weight:bold;">Opal (A/H/O/H)</td> <td data-sheets-numberformat='{"1":2,"2":"0.00","3":1}' data-sheets-value='{"1":3,"3":1.28}' style="border-bottom:1px solid #000000;overflow:hidden;padding:0px 3px 0px 3px;vertical-align:bottom;text-align:center;">1.28</td> <td data-sheets-numberformat='{"1":2,"2":"0","3":1}' data-sheets-value='{"1":3,"3":59}' style="border-bottom:1px solid #000000;overflow:hidden;padding:0px 3px 0px 3px;vertical-align:bottom;text-align:center;">59</td> <td data-sheets-numberformat='{"1":2,"2":"0","3":1}' data-sheets-value='{"1":3,"3":46}' style="border-bottom:1px solid #000000;overflow:hidden;padding:0px 3px 0px 3px;vertical-align:bottom;text-align:center;">46</td> <td data-sheets-numberformat='{"1":2,"2":"0","3":1}' data-sheets-value='{"1":3,"3":23}' style="border-right:1px solid #000000;border-bottom:1px solid #000000;overflow:hidden;padding:0px 3px 0px 3px;vertical-align:bottom;text-align:center;">23</td> </tr> <tr style="height:20px;"> <td data-sheets-value='{"1":2,"2":"Polycarbonate"}' style="border-left:1px solid #000000;overflow:hidden;padding:0px 3px 0px 3px;vertical-align:bottom;font-weight:bold;">Polycarbonate</td> <td data-sheets-value='{"1":2,"2":"Single-walled"}' style="overflow:hidden;padding:0px 3px 0px 3px;vertical-align:bottom;font-weight:bold;">Single-walled</td> <td data-sheets-value='{"1":2,"2":"Heatstop Opal (T)"}' style="border-right:1px solid #000000;overflow:hidden;padding:0px 3px 0px 3px;vertical-align:bottom;font-weight:bold;">Heatstop Opal (T)</td> <td data-sheets-numberformat='{"1":2,"2":"0.00","3":1}' data-sheets-value='{"1":3,"3":5.17}' style="overflow:hidden;padding:0px 3px 0px 3px;vertical-align:bottom;text-align:center;">5.17</td> <td data-sheets-numberformat='{"1":2,"2":"0","3":1}' data-sheets-value='{"1":3,"3":49}' style="overflow:hidden;padding:0px 3px 0px 3px;vertical-align:bottom;text-align:center;">49</td> <td data-sheets-numberformat='{"1":2,"2":"0","3":1}' data-sheets-value='{"1":3,"3":59}' style="overflow:hidden;padding:0px 3px 0px 3px;vertical-align:bottom;text-align:center;">59</td> <td data-sheets-numberformat='{"1":2,"2":"0","3":1}' data-sheets-value='{"1":2,"2":"-"}' style="border-right:1px solid #000000;overflow:hidden;padding:0px 3px 0px 3px;vertical-align:bottom;text-align:center;">-</td> </tr> <tr style="height:20px;"> <td data-sheets-value='{"1":2,"2":"Heatstop PC"}' style="border-left:1px solid #000000;overflow:hidden;padding:0px 3px 0px 3px;vertical-align:bottom;font-weight:bold;">Heatstop PC</td> <td data-sheets-value='{"1":2,"2":"Double-walled"}' style="overflow:hidden;padding:0px 3px 0px 3px;vertical-align:bottom;font-weight:bold;">Double-walled</td> <td data-sheets-value='{"1":2,"2":"Clear (T/H)"}' style="border-right:1px solid #000000;overflow:hidden;padding:0px 3px 0px 3px;vertical-align:bottom;font-weight:bold;">Clear (T/H)</td> <td data-sheets-numberformat='{"1":2,"2":"0.00","3":1}' data-sheets-value='{"1":3,"3":2.9}' style="overflow:hidden;padding:0px 3px 0px 3px;vertical-align:bottom;text-align:center;">2.90</td> <td data-sheets-numberformat='{"1":2,"2":"0","3":1}' data-sheets-value='{"1":3,"3":44}' style="overflow:hidden;padding:0px 3px 0px 3px;vertical-align:bottom;text-align:center;">44</td> <td data-sheets-numberformat='{"1":2,"2":"0","3":1}' data-sheets-value='{"1":3,"3":51}' style="overflow:hidden;padding:0px 3px 0px 3px;vertical-align:bottom;text-align:center;">51</td> <td data-sheets-numberformat='{"1":2,"2":"0","3":1}' data-sheets-value='{"1":3,"3":20}' style="border-right:1px solid #000000;overflow:hidden;padding:0px 3px 0px 3px;vertical-align:bottom;text-align:center;">20</td> </tr> <tr style="height:20px;"> <td style="border-left:1px solid #000000;overflow:hidden;padding:0px 3px 0px 3px;vertical-align:bottom;font-weight:bold;"></td> <td data-sheets-value='{"1":2,"2":"Double-walled"}' style="overflow:hidden;padding:0px 3px 0px 3px;vertical-align:bottom;font-weight:bold;">Double-walled</td> <td data-sheets-value='{"1":2,"2":"Opal (T/O)"}' style="border-right:1px solid #000000;overflow:hidden;padding:0px 3px 0px 3px;vertical-align:bottom;font-weight:bold;">Opal (T/O)</td> <td data-sheets-numberformat='{"1":2,"2":"0.00","3":1}' data-sheets-value='{"1":3,"3":2.9}' style="overflow:hidden;padding:0px 3px 0px 3px;vertical-align:bottom;text-align:center;">2.90</td> <td data-sheets-numberformat='{"1":2,"2":"0","3":1}' data-sheets-value='{"1":3,"3":41}' style="overflow:hidden;padding:0px 3px 0px 3px;vertical-align:bottom;text-align:center;">41</td> <td data-sheets-numberformat='{"1":2,"2":"0","3":1}' data-sheets-value='{"1":3,"3":45}' style="overflow:hidden;padding:0px 3px 0px 3px;vertical-align:bottom;text-align:center;">45</td> <td data-sheets-numberformat='{"1":2,"2":"0","3":1}' data-sheets-value='{"1":3,"3":20}' style="border-right:1px solid #000000;overflow:hidden;padding:0px 3px 0px 3px;vertical-align:bottom;text-align:center;">20</td> </tr> <tr style="height:20px;"> <td style="border-left:1px solid #000000;overflow:hidden;padding:0px 3px 0px 3px;vertical-align:bottom;font-weight:bold;"></td> <td data-sheets-value='{"1":2,"2":"Triple-walled"}' style="overflow:hidden; | skylux-160-ce-met-koepel-en-pvc-opstand-16-00-met-lm-motor-en-windvang-1600-x-2800-mm | 8586029891917 | 46872347738445
Smoke and heat exhaust (SHEV) | SHE system | Skylux | Skylux 160° CE with skylight and PVC curb 16/00 with double LM-actuator, PVC frame type EP25 and spoiler 1000 x 2500 mm |  | 50331 | 5412970503316 | 8261.9 | Yes | 30-45 | 130.39 | 1000 x 2500 mm | 2500 | 1000 |  | PVC 16/00 (16 cm high & roof opening = daylight size) | Rectangular | 1.19 W/m²K - 0.98 W/m²K | 57% - 30% | 37% - 17% | 24dB - 26dB | 160° CE (for industry) | PVC frame EP25 | with spoiler | E | Double actuator | Maximum double-walled skylight possible for this product | Ut-value LT-value g-value Rw-value EN 1873 : 2014 EN ISO 13468 EN 16153 EN 410 EN 410 EN ISO 140-3 Material Walls Shells (W/m²K) (%) (%) (dB) Acrylic EW Clear (H) 1.19 37 57 24 PMMA Opal (O) 1.19 34 50 24 DW Clear (H/H) 0.98 33 50 26 Opal (O/O) 0.98 28 38 26 Polycarbonate EW Clear (A) 1.19 36 55 24 PC Opal (D) 1.19 24 40 24 DW Clear (A/H) 0.98 32 48 26 Clear (A/A) 0.98 32 46 26 Opal (A/O) 0.98 30 42 26 Opal (A/D) 0.98 21 33 26 Polycarbonate EW Heatstop Opal (T) 1.19 20 39 24 Heatstop PC DW Clear (T/H) 0.98 18 34 26 Opal (T/O) 0.98 17 30 26 | https://skylux.eu/en/products/skylux-160-ce-met-koepel-en-pvc-opstand-16-00-met-lm-motor-pvc-raam-type-ep25-en-windvang-1000-x-2500-mm | https://skylux.eu/cdn/shop/files/Skylux-160deg-CE-met-koepel-en-pvc-opstand-1600-met-dubbele-LM-motor-pvc-raam-type-EP25-en-windvang-1000-x-2500-mm-RWA-systeem.jpg?v=1702979913&width=1600 | https://skylux.eu/cdn/shop/files/e5a82811-1bb0-48e4-a776-cacb59c7c092_565e24b9-ede6-4f11-8ca7-338df0739fd8.jpg?v=1688551008&width=1600 | //skylux.eu/cdn/shop/files/E_MH_Mounting_instructions_Skylux_160_CE_LM.pdf?v=12406716259046007223 | //skylux.eu/cdn/shop/files/E_TD_Technical_File_Skylux_Skylux_160_CE_Electric.pdf?v=3667116872303399239 | <style type="text/css" id="isPasted"><!--td {border: 1px solid #cccccc;}br {mso-data-placement:same-cell;}--></style><table border="1" cellpadding="0" cellspacing="0" dir="ltr" style="table-layout:fixed;font-size:10pt;font-family:Arial;border-collapse:collapse;border:none;"><tbody> <tr style="height:20px;"> <td style="overflow:hidden;padding:0px 3px 0px 3px;vertical-align:bottom;"></td> <td style="overflow:hidden;padding:0px 3px 0px 3px;vertical-align:bottom;"></td> <td style="overflow:hidden;padding:0px 3px 0px 3px;vertical-align:bottom;"></td> <td data-sheets-value='{"1":2,"2":"Ut-value"}' style="overflow:hidden;padding:0px 3px 0px 3px;vertical-align:bottom;font-weight:bold;text-align:center;">Ut-value</td> <td data-sheets-value='{"1":2,"2":"LT-value"}' style="overflow:hidden;padding:0px 3px 0px 3px;vertical-align:bottom;font-weight:bold;text-align:center;">LT-value</td> <td data-sheets-value='{"1":2,"2":"g-value"}' style="overflow:hidden;padding:0px 3px 0px 3px;vertical-align:bottom;font-weight:bold;text-align:center;">g-value</td> <td data-sheets-value='{"1":2,"2":"Rw-value "}' style="overflow:hidden;padding:0px 3px 0px 3px;vertical-align:bottom;font-weight:bold;text-align:center;">Rw-value </td> </tr> <tr style="height:20px;"> <td style="overflow:hidden;padding:0px 3px 0px 3px;vertical-align:bottom;"></td> <td style="overflow:hidden;padding:0px 3px 0px 3px;vertical-align:bottom;"></td> <td style="overflow:hidden;padding:0px 3px 0px 3px;vertical-align:bottom;"></td> <td data-sheets-numberformat='{"1":2,"2":"0.00","3":1}' data-sheets-value='{"1":2,"2":"EN 1873 : 2014"}' style="overflow:hidden;padding:0px 3px 0px 3px;vertical-align:bottom;text-align:center;">EN 1873 : 2014</td> <td data-sheets-numberformat='{"1":2,"2":"0","3":1}' data-sheets-value='{"1":2,"2":"EN ISO 13468 EN 16153 EN 410"}' style="overflow:hidden;padding:0px 3px 0px 3px;vertical-align:bottom;text-align:center;">EN ISO 13468 EN 16153 EN 410</td> <td data-sheets-numberformat='{"1":2,"2":"0","3":1}' data-sheets-value='{"1":2,"2":"EN 410"}' style="overflow:hidden;padding:0px 3px 0px 3px;vertical-align:bottom;text-align:center;">EN 410</td> <td data-sheets-value='{"1":2,"2":"EN ISO 140-3\t\t"}' style="overflow:hidden;padding:0px 3px 0px 3px;vertical-align:bottom;text-align:center;">EN ISO 140-3 </td> </tr> <tr style="height:20px;"> <td data-sheets-value='{"1":2,"2":"Material"}' style="border-bottom:1px solid #000000;overflow:hidden;padding:0px 3px 0px 3px;vertical-align:bottom;background-color:#000000;font-weight:bold;color:#ffffff;">Material</td> <td data-sheets-value='{"1":2,"2":"Walls"}' style="border-bottom:1px solid #000000;overflow:hidden;padding:0px 3px 0px 3px;vertical-align:bottom;background-color:#000000;font-weight:bold;color:#ffffff;">Walls</td> <td data-sheets-value='{"1":2,"2":"Shells"}' style="border-bottom:1px solid #000000;overflow:hidden;padding:0px 3px 0px 3px;vertical-align:bottom;background-color:#000000;font-weight:bold;color:#ffffff;">Shells</td> <td data-sheets-numberformat='{"1":2,"2":"0.00","3":1}' data-sheets-value='{"1":2,"2":"(W/m²K)\t"}' style="border-bottom:1px solid #000000;overflow:hidden;padding:0px 3px 0px 3px;vertical-align:bottom;background-color:#000000;font-weight:bold;color:#ffffff;text-align:center;">(W/m²K) </td> <td data-sheets-numberformat='{"1":2,"2":"0","3":1}' data-sheets-value='{"1":2,"2":"(%)"}' style="border-bottom:1px solid #000000;overflow:hidden;padding:0px 3px 0px 3px;vertical-align:bottom;background-color:#000000;font-weight:bold;color:#ffffff;text-align:center;">(%)</td> <td data-sheets-numberformat='{"1":2,"2":"0","3":1}' data-sheets-value='{"1":2,"2":"(%)"}' style="border-bottom:1px solid #000000;overflow:hidden;padding:0px 3px 0px 3px;vertical-align:bottom;background-color:#000000;font-weight:bold;color:#ffffff;text-align:center;">(%)</td> <td data-sheets-value='{"1":2,"2":"(dB)"}' style="border-bottom:1px solid #000000;overflow:hidden;padding:0px 3px 0px 3px;vertical-align:bottom;background-color:#000000;font-weight:bold;color:#ffffff;text-align:center;">(dB)</td> </tr> <tr style="height:20px;"> <td data-sheets-value='{"1":2,"2":"Acrylic"}' style="border-left:1px solid #000000;overflow:hidden;padding:0px 3px 0px 3px;vertical-align:bottom;">Acrylic</td> <td data-sheets-value='{"1":2,"2":"EW"}' style="overflow:hidden;padding:0px 3px 0px 3px;vertical-align:bottom;">EW</td> <td data-sheets-value='{"1":2,"2":"Clear (H)"}' style="overflow:hidden;padding:0px 3px 0px 3px;vertical-align:bottom;">Clear (H)</td> <td data-sheets-numberformat='{"1":2,"2":"0.00","3":1}' data-sheets-value='{"1":3,"3":1.19}' style="overflow:hidden;padding:0px 3px 0px 3px;vertical-align:bottom;text-align:center;">1.19</td> <td data-sheets-numberformat='{"1":2,"2":"0","3":1}' data-sheets-value='{"1":3,"3":36.9}' style="overflow:hidden;padding:0px 3px 0px 3px;vertical-align:bottom;text-align:center;">37</td> <td data-sheets-numberformat='{"1":2,"2":"0","3":1}' data-sheets-value='{"1":3,"3":57.42}' style="overflow:hidden;padding:0px 3px 0px 3px;vertical-align:bottom;text-align:center;">57</td> <td data-sheets-value='{"1":3,"3":24}' style="border-right:1px solid #000000;overflow:hidden;padding:0px 3px 0px 3px;vertical-align:bottom;text-align:center;">24</td> </tr> <tr style="height:20px;"> <td data-sheets-value='{"1":2,"2":"PMMA"}' style="border-left:1px solid #000000;overflow:hidden;padding:0px 3px 0px 3px;vertical-align:bottom;">PMMA</td> <td style="overflow:hidden;padding:0px 3px 0px 3px;vertical-align:bottom;"></td> <td data-sheets-value='{"1":2,"2":"Opal (O)"}' style="overflow:hidden;padding:0px 3px 0px 3px;vertical-align:bottom;">Opal (O)</td> <td data-sheets-numberformat='{"1":2,"2":"0.00","3":1}' data-sheets-value='{"1":3,"3":1.19}' style="overflow:hidden;padding:0px 3px 0px 3px;vertical-align:bottom;text-align:center;">1.19</td> <td data-sheets-numberformat='{"1":2,"2":"0","3":1}' data-sheets-value='{"1":3,"3":34.03}' style="overflow:hidden;padding:0px 3px 0px 3px;vertical-align:bottom;text-align:center;">34</td> <td data-sheets-numberformat='{"1":2,"2":"0","3":1}' data-sheets-value='{"1":3,"3":50.160000000000004}' style="overflow:hidden;padding:0px 3px 0px 3px;vertical-align:bottom;text-align:center;">50</td> <td data-sheets-value='{"1":3,"3":24}' style="border-right:1px solid #000000;overflow:hidden;padding:0px 3px 0px 3px;vertical-align:bottom;text-align:center;">24</td> </tr> <tr style="height:20px;"> <td style="border-left:1px solid #000000;overflow:hidden;padding:0px 3px 0px 3px;vertical-align:bottom;"></td> <td data-sheets-value='{"1":2,"2":"DW"}' style="overflow:hidden;padding:0px 3px 0px 3px;vertical-align:bottom;">DW</td> <td data-sheets-value='{"1":2,"2":"Clear (H/H)"}' style="overflow:hidden;padding:0px 3px 0px 3px;vertical-align:bottom;">Clear (H/H)</td> <td data-sheets-numberformat='{"1":2,"2":"0.00","3":1}' data-sheets-value='{"1":3,"3":0.98}' style="overflow:hidden;padding:0px 3px 0px 3px;vertical-align:bottom;text-align:center;">0.98</td> <td data-sheets-numberformat='{"1":2,"2":"0","3":1}' data-sheets-value='{"1":3,"3":33.21}' style="overflow:hidden;padding:0px 3px 0px 3px;vertical-align:bottom;text-align:center;">33</td> <td data-sheets-numberformat='{"1":2,"2":"0","3":1}' data-sheets-value='{"1":3,"3":49.5}' style="overflow:hidden;padding:0px 3px 0px 3px;vertical-align:bottom;text-align:center;">50</td> <td data-sheets-value='{"1":3,"3":26}' style="border-right:1px solid #000000;overflow:hidden;padding:0px 3px 0px 3px;vertical-align:bottom;text-align:center;">26</td> </tr> <tr style="height:20px;"> <td style="border-bottom:1px solid #000000;border-left:1px solid #000000;overflow:hidden;padding:0px 3px 0px 3px;vertical-align:bottom;"></td> <td style="border-bottom:1px solid #000000;overflow:hidden;padding:0px 3px 0px 3px;vertical-align:bottom;"></td> <td data-sheets-value='{"1":2,"2":"Opal (O/O)"}' style="border-bottom:1px solid #000000;overflow:hidden;padding:0px 3px 0px 3px;vertical-align:bottom;">Opal (O/O)</td> <td data-sheets-numberformat='{"1":2,"2":"0.00","3":1}' data-sheets-value='{"1":3,"3":0.98}' style="border-bottom:1px solid #000000;overflow:hidden;padding:0px 3px 0px 3px;vertical-align:bottom;text-align:center;">0.98</td> <td data-sheets-numberformat='{"1":2,"2":"0","3":1}' data-sheets-value='{"1":3,"3":28.29}' style="border-bottom:1px solid #000000;overflow:hidden;padding:0px 3px 0px 3px;vertical-align:bottom;text-align:center;">28</td> <td data-sheets-numberformat='{"1":2,"2":"0","3":1}' data-sheets-value='{"1":3,"3":38.28}' style="border-bottom:1px solid #000000;overflow:hidden;padding:0px 3px 0px 3px;vertical-align:bottom;text-align:center;">38</td> <td data-sheets-value='{"1":3,"3":26}' style="border-right:1px solid #000000;border-bottom:1px solid #000000;overflow:hidden;padding:0px 3px 0px 3px;vertical-align:bottom;text-align:center;">26</td> </tr> <tr style="height:20px;"> <td data-sheets-value='{"1":2,"2":"Polycarbonate "}' style="border-left:1px solid #000000;overflow:hidden;padding:0px 3px 0px 3px;vertical-align:bottom;">Polycarbonate </td> <td data-sheets-value='{"1":2,"2":"EW"}' style="overflow:hidden;padding:0px 3px 0px 3px;vertical-align:bottom;">EW</td> <td data-sheets-value='{"1":2,"2":"Clear (A)"}' style="overflow:hidden;padding:0px 3px 0px 3px;vertical-align:bottom;">Clear (A)</td> <td data-sheets-numberformat='{"1":2,"2":"0.00","3":1}' data-sheets-value='{"1":3,"3":1.19}' style="overflow:hidden;padding:0px 3px 0px 3px;vertical-align:bottom;text-align:center;">1.19</td> <td data-sheets-numberformat='{"1":2,"2":"0","3":1}' data-sheets-value='{"1":3,"3":36.08}' style="overflow:hidden;padding:0px 3px 0px 3px;vertical-align:bottom;text-align:center;">36</td> <td data-sheets-numberformat='{"1":2,"2":"0","3":1}' data-sheets-value='{"1":3,"3":54.78}' style="overflow:hidden;padding:0px 3px 0px 3px;vertical-align:bottom;text-align:center;">55</td> <td data-sheets-value='{"1":3,"3":24}' style="border-right:1px solid #000000;overflow:hidden;padding:0px 3px 0px 3px;vertical-align:bottom;text-align:center;">24</td> </tr> <tr style="height:20px;"> <td data-sheets-value='{"1":2,"2":"PC"}' style="border-left:1px solid #000000;overflow:hidden;padding:0px 3px 0px 3px;vertical-align:bottom;">PC</td> <td style="overflow:hidden;padding:0px 3px 0px 3px;vertical-align:bottom;"></td> <td data-sheets-value='{"1":2,"2":"Opal (D)"}' style="overflow:hidden;padding:0px 3px 0px 3px;vertical-align:bottom;">Opal (D)</td> <td data-sheets-numberformat='{"1":2,"2":"0.00","3":1}' data-sheets-value='{"1":3,"3":1.19}' style="overflow:hidden;padding:0px 3px 0px 3px;vertical-align:bottom;text-align:center;">1.19</td> <td data-sheets-numberformat='{"1":2,"2":"0","3":1}' data-sheets-value='{"1":3,"3":23.779999999999998}' style="overflow:hidden;padding:0px 3px 0px 3px;vertical-align:bottom;text-align:center;">24</td> <td data-sheets-numberformat='{"1":2,"2":"0","3":1}' data-sheets-value='{"1":3,"3":39.6}' style="overflow:hidden;padding:0px 3px 0px 3px;vertical-align:bottom;text-align:center;">40</td> <td data-sheets-value='{"1":3,"3":24}' style="border-right:1px solid #000000;overflow:hidden;padding:0px 3px 0px 3px;vertical-align:bottom;text-align:center;">24</td> </tr> <tr style="height:20px;"> <td style="border-left:1px solid #000000;overflow:hidden;padding:0px 3px 0px 3px;vertical-align:bottom;"></td> <td data-sheets-value='{"1":2,"2":"DW"}' style="overflow:hidden;padding:0px 3px 0px 3px;vertical-align:bottom;">DW</td> <td data-sheets-value='{"1":2,"2":"Clear (A/H)"}' style="overflow:hidden;padding:0px 3px 0px 3px;vertical-align:bottom;">Clear (A/H)</td> <td data-sheets-numberformat='{"1":2,"2":"0.00","3":1}' data-sheets-value='{"1":3,"3":0.98}' style="overflow:hidden;padding:0px 3px 0px 3px;vertical-align:bottom;text-align:center;">0.98</td> <td data-sheets-numberformat='{"1":2,"2":"0","3":1}' data-sheets-value='{"1":3,"3":32.39}' style="overflow:hidden;padding:0px 3px 0px 3px;vertical-align:bottom;text-align:center;">32</td> <td data-sheets-numberformat='{"1":2,"2":"0","3":1}' data-sheets-value='{"1":3,"3":47.52}' style="overflow:hidden;padding:0px 3px 0px 3px;vertical-align:bottom;text-align:center;">48</td> <td data-sheets-value='{"1":3,"3":26}' style="border-right:1px solid #000000;overflow:hidden;padding:0px 3px 0px 3px;vertical-align:bottom;text-align:center;">26</td> </tr> <tr style="height:20px;"> <td style="border-left:1px solid #000000;overflow:hidden;padding:0px 3px 0px 3px;vertical-align:bottom;"></td> <td style="overflow:hidden;padding:0px 3px 0px 3px;vertical-align:bottom;"></td> <td data-sheets-value='{"1":2,"2":"Clear (A/A)"}' style="overflow:hidden;padding:0px 3px 0px 3px;vertical-align:bottom;">Clear (A/A)</td> <td data-sheets-numberformat='{"1":2,"2":"0.00","3":1}' data-sheets-value='{"1":3,"3":0.98}' style="overflow:hidden;padding:0px 3px 0px 3px;vertical-align:bottom;text-align:center;">0.98</td> <td data-sheets-numberformat='{"1":2,"2":"0","3":1}' data-sheets-value='{"1":3,"3":31.569999999999997}' style="overflow:hidden;padding:0px 3px 0px 3px;vertical-align:bottom;text-align:center;">32</td> <td data-sheets-numberformat='{"1":2,"2":"0","3":1}' data-sheets-value='{"1":3,"3":45.54}' style="overflow:hidden;padding:0px 3px 0px 3px;vertical-align:bottom;text-align:center;">46</td> <td data-sheets-value='{"1":3,"3":26}' style="border-right:1px solid #000000;overflow:hidden;padding:0px 3px 0px 3px;vertical-align:bottom;text-align:center;">26</td> </tr> <tr style="height:20px;"> <td style="border-left:1px solid #000000;overflow:hidden;padding:0px 3px 0px 3px;vertical-align:bottom;"></td> <td style="overflow:hidden;padding:0px 3px 0px 3px;vertical-align:bottom;"></td> <td data-sheets-value='{"1":2,"2":"Opal (A/O)"}' style="overflow:hidden;padding:0px 3px 0px 3px;vertical-align:bottom;">Opal (A/O)</td> <td data-sheets-numberformat='{"1":2,"2":"0.00","3":1}' data-sheets-value='{"1":3,"3":0.98}' style="overflow:hidden;padding:0px 3px 0px 3px;vertical-align:bottom;text-align:center;">0.98</td> <td data-sheets-numberformat='{"1":2,"2":"0","3":1}' data-sheets-value='{"1":3,"3":29.93}' style="overflow:hidden;padding:0px 3px 0px 3px;vertical-align:bottom;text-align:center;">30</td> <td data-sheets-numberformat='{"1":2,"2":"0","3":1}' data-sheets-value='{"1":3,"3":41.580000000000005}' style="overflow:hidden;padding:0px 3px 0px 3px;vertical-align:bottom;text-align:center;">42</td> <td data-sheets-value='{"1":3,"3":26}' style="border-right:1px solid #000000;overflow:hidden;padding:0px 3px 0px 3px;vertical-align:bottom;text-align:center;">26</td> </tr> <tr style="height:20px;"> <td style="border-bottom:1px solid #000000;border-left:1px solid #000000;overflow:hidden;padding:0px 3px 0px 3px;vertical-align:bottom;"></td> <td style="border-bottom:1px solid #000000;overflow:hidden;padding:0px 3px 0px 3px;vertical-align:bottom;"></td> <td data-sheets-value='{"1":2,"2":"Opal (A/D)"}' style="border-bottom:1px solid #000000;overflow:hidden;padding:0px 3px 0px 3px;vertical-align:bottom;">Opal (A/D)</td> <td data-sheets-numberformat='{"1":2,"2":"0.00","3":1}' data-sheets-value='{"1":3,"3":0.98}' style="border-bottom:1px solid #000000;overflow:hidden;padding:0px 3px 0px 3px;vertical-align:bottom;text-align:center;">0.98</td> <td data-sheets-numberformat='{"1":2,"2":"0","3":1}' data-sheets-value='{"1":3,"3":20.91}' style="border-bottom:1px solid #000000;overflow:hidden;padding:0px 3px 0px 3px;vertical-align:bottom;text-align:center;">21</td> <td data-sheets-numberformat='{"1":2,"2":"0","3":1}' data-sheets-value='{"1":3,"3":33}' style="border-bottom:1px solid #000000;overflow:hidden;padding:0px 3px 0px 3px;vertical-align:bottom;text-align:center;">33</td> <td data-sheets-value='{"1":3,"3":26}' style="border-right:1px solid #000000;border-bottom:1px solid #000000;overflow:hidden;padding:0px 3px 0px 3px;vertical-align:bottom;text-align:center;">26</td> </tr> <tr style="height:20px;"> <td data-sheets-value='{"1":2,"2":"Polycarbonate"}' style="border-left:1px solid #000000;overflow:hidden;padding:0px 3px 0px 3px;vertical-align:bottom;">Polycarbonate</td> <td data-sheets-value='{"1":2,"2":"EW"}' style="overflow:hidden;padding:0px 3px 0px 3px;vertical-align:bottom;">EW</td> <td data-sheets-value='{"1":2,"2":"Heatstop Opal (T)"}' style="overflow:hidden;padding:0px 3px 0px 3px;vertical-align:bottom;">Heatstop Opal (T)</td> <td data-sheets-numberformat='{"1":2,"2":"0.00","3":1}' data-sheets-value='{"1":3,"3":1.19}' style="overflow:hidden;padding:0px 3px 0px 3px;vertical-align:bottom;text-align:center;">1.19</td> <td data-sheets-numberformat='{"1":2,"2":"0","3":1}' data-sheets-value='{"1":3,"3":20.09}' style="overflow:hidden;padding:0px 3px 0px 3px;vertical-align:bottom;text-align:center;">20</td> <td data-sheets-numberformat='{"1":2,"2":"0","3":1}' data-sheets-value='{"1":3,"3":38.940000000000005}' style="overflow:hidden;padding:0px 3px 0px 3px;vertical-align:bottom;text-align:center;">39</td> <td data-sheets-value='{"1":3,"3":24}' style="border-right:1px solid #000000;overflow:hidden;padding:0px 3px 0px 3px;vertical-align:bottom;text-align:center;">24</td> </tr> <tr style="height:20px;"> <td data-sheets-value='{"1":2,"2":"Heatstop PC"}' style="border-left:1px solid #000000;overflow:hidden;padding:0px 3px 0px 3px;vertical-align:bottom;">Heatstop PC</td> <td data-sheets-value='{"1":2,"2":"DW"}' style="overflow:hidden;padding:0px 3px 0px 3px;vertical-align:bottom;">DW</td> <td data-sheets-value='{"1":2,"2":"Clear (T/H)"}' style="overflow:hidden;padding:0px 3px 0px 3px;vertical-align:bottom;">Clear (T/H)</td> <td data-sheets-numberformat='{"1":2,"2":"0.00","3":1}' data-sheets-value='{"1":3,"3":0.98}' style="overflow:hidden;padding:0px 3px 0px 3px;vertical-align:bottom;text-align:center;">0.98</td> <td data-sheets-numberformat='{"1":2,"2":"0","3":1}' data-sheets-value='{"1":3,"3":18.04}' style="overflow:hidden;padding:0px 3px 0px 3px;vertical-align:bottom;text-align:center;">18</td> <td data-sheets-numberformat='{"1":2,"2":"0","3":1}' data-sheets-value='{"1":3,"3":33.660000000000004}' style="overflow:hidden;padding:0px 3px 0px 3px;vertical-align:bottom;text-align:center;">34</td> <td data-sheets-value='{"1":3,"3":26}' style="border-right:1px solid #000000;overflow:hidden;padding:0px 3px 0px 3px;vertical-align:bottom;text-align:center;">26</td> </tr> <tr style="height:20px;"> <td style="border-bottom:1px solid #000000;border-left:1px solid #000000;overflow:hidden;padding:0px 3px 0px 3px;vertical-align:bottom;"></td> <td style="border-bottom:1px solid #000000;overflow:hidden;padding:0px 3px 0px 3px;vertical-align:bottom;"></td> <td data-sheets-value='{"1":2,"2":"Opal (T/O)"}' style="border-bottom:1px solid #000000;overflow:hidden;padding:0px 3px 0px 3px;vertical-align:bottom;">Opal (T/O)</td> <td data-sheets-numberformat='{"1":2,"2":"0.00","3":1}' data-sheets-value='{"1":3,"3":0.98}' style="border-bottom:1px solid #000000;overflow:hidden;padding:0px 3px 0px 3px;vertical-align:bottom;text-align:center;">0.98</td> <td data-sheets-numberformat='{"1":2,"2":"0","3":1}' data-sheets-value='{"1":3,"3":16.81}' style="border-bottom:1px solid #000000;overflow:hidden;padding:0px 3px 0px 3px;vertical-align:bottom;text-align:center;">17</td> <td data-sheets-numberformat='{"1":2,"2":"0","3":1}' data-sheets-value='{"1":3,"3":29.700000000000003}' style="border-bottom:1px solid #000000;overflow:hidden;padding:0px 3px 0px 3px;vertical-align:bottom;text-align:center;">30</td> <td data-sheets-value='{"1":3,"3":26}' style="border-right:1px solid #000000;border-bottom:1px solid #000000;overflow:hidden;padding:0px 3px 0px 3px;vertical-align:bottom;text-align:center;">26</td> </tr> </tbody></table> | skylux-160-ce-met-koepel-en-pvc-opstand-16-00-met-lm-motor-pvc-raam-type-ep25-en-windvang-1000-x-2500-mm | 8586026385741 | 46872337350989
Smoke and heat exhaust (SHEV) | SHE system | Skylux | Skylux 160° CE with skylight and PVC curb 16/00 with double LM-actuator, PVC frame type EP25 and spoiler 1000 x 2800 mm |  | 50332 | 5412970503323 | 8594.65 | Yes | 30-45 | 133.42 | 1000 x 2800 mm | 2800 | 1000 |  | PVC 16/00 (16 cm high & roof opening = daylight size) | Rectangular | 1.19 W/m²K - 0.98 W/m²K | 57% - 30% | 37% - 17% | 24dB - 26dB | 160° CE (for industry) | PVC frame EP25 | with spoiler | E | Double actuator | Maximum double-walled skylight possible for this product | Ut-value LT-value g-value Rw-value EN 1873 : 2014 EN ISO 13468 EN 16153 EN 410 EN 410 EN ISO 140-3 Material Walls Shells (W/m²K) (%) (%) (dB) Acrylic EW Clear (H) 1.19 37 57 24 PMMA Opal (O) 1.19 34 50 24 DW Clear (H/H) 0.98 33 50 26 Opal (O/O) 0.98 28 38 26 Polycarbonate EW Clear (A) 1.19 36 55 24 PC Opal (D) 1.19 24 40 24 DW Clear (A/H) 0.98 32 48 26 Clear (A/A) 0.98 32 46 26 Opal (A/O) 0.98 30 42 26 Opal (A/D) 0.98 21 33 26 Polycarbonate EW Heatstop Opal (T) 1.19 20 39 24 Heatstop PC DW Clear (T/H) 0.98 18 34 26 Opal (T/O) 0.98 17 30 26 | https://skylux.eu/en/products/skylux-160-ce-met-koepel-en-pvc-opstand-16-00-met-lm-motor-pvc-raam-type-ep25-en-windvang-1000-x-2800-mm | https://skylux.eu/cdn/shop/files/Skylux-160deg-CE-met-koepel-en-pvc-opstand-1600-met-dubbele-LM-motor-pvc-raam-type-EP25-en-windvang-1000-x-2800-mm-RWA-systeem.jpg?v=1702979919&width=1600 | https://skylux.eu/cdn/shop/files/e5a82811-1bb0-48e4-a776-cacb59c7c092_b03c970f-1a6b-4eaa-b211-a45386d9db4d.jpg?v=1688551010&width=1600 | //skylux.eu/cdn/shop/files/E_MH_Mounting_instructions_Skylux_160_CE_LM.pdf?v=12406716259046007223 | //skylux.eu/cdn/shop/files/E_TD_Technical_File_Skylux_Skylux_160_CE_Electric.pdf?v=3667116872303399239 | <style type="text/css" id="isPasted"><!--td {border: 1px solid #cccccc;}br {mso-data-placement:same-cell;}--></style><table border="1" cellpadding="0" cellspacing="0" dir="ltr" style="table-layout:fixed;font-size:10pt;font-family:Arial;border-collapse:collapse;border:none;"><tbody> <tr style="height:20px;"> <td style="overflow:hidden;padding:0px 3px 0px 3px;vertical-align:bottom;"></td> <td style="overflow:hidden;padding:0px 3px 0px 3px;vertical-align:bottom;"></td> <td style="overflow:hidden;padding:0px 3px 0px 3px;vertical-align:bottom;"></td> <td data-sheets-value='{"1":2,"2":"Ut-value"}' style="overflow:hidden;padding:0px 3px 0px 3px;vertical-align:bottom;font-weight:bold;text-align:center;">Ut-value</td> <td data-sheets-value='{"1":2,"2":"LT-value"}' style="overflow:hidden;padding:0px 3px 0px 3px;vertical-align:bottom;font-weight:bold;text-align:center;">LT-value</td> <td data-sheets-value='{"1":2,"2":"g-value"}' style="overflow:hidden;padding:0px 3px 0px 3px;vertical-align:bottom;font-weight:bold;text-align:center;">g-value</td> <td data-sheets-value='{"1":2,"2":"Rw-value "}' style="overflow:hidden;padding:0px 3px 0px 3px;vertical-align:bottom;font-weight:bold;text-align:center;">Rw-value </td> </tr> <tr style="height:20px;"> <td style="overflow:hidden;padding:0px 3px 0px 3px;vertical-align:bottom;"></td> <td style="overflow:hidden;padding:0px 3px 0px 3px;vertical-align:bottom;"></td> <td style="overflow:hidden;padding:0px 3px 0px 3px;vertical-align:bottom;"></td> <td data-sheets-numberformat='{"1":2,"2":"0.00","3":1}' data-sheets-value='{"1":2,"2":"EN 1873 : 2014"}' style="overflow:hidden;padding:0px 3px 0px 3px;vertical-align:bottom;text-align:center;">EN 1873 : 2014</td> <td data-sheets-numberformat='{"1":2,"2":"0","3":1}' data-sheets-value='{"1":2,"2":"EN ISO 13468 EN 16153 EN 410"}' style="overflow:hidden;padding:0px 3px 0px 3px;vertical-align:bottom;text-align:center;">EN ISO 13468 EN 16153 EN 410</td> <td data-sheets-numberformat='{"1":2,"2":"0","3":1}' data-sheets-value='{"1":2,"2":"EN 410"}' style="overflow:hidden;padding:0px 3px 0px 3px;vertical-align:bottom;text-align:center;">EN 410</td> <td data-sheets-value='{"1":2,"2":"EN ISO 140-3\t\t"}' style="overflow:hidden;padding:0px 3px 0px 3px;vertical-align:bottom;text-align:center;">EN ISO 140-3 </td> </tr> <tr style="height:20px;"> <td data-sheets-value='{"1":2,"2":"Material"}' style="border-bottom:1px solid #000000;overflow:hidden;padding:0px 3px 0px 3px;vertical-align:bottom;background-color:#000000;font-weight:bold;color:#ffffff;">Material</td> <td data-sheets-value='{"1":2,"2":"Walls"}' style="border-bottom:1px solid #000000;overflow:hidden;padding:0px 3px 0px 3px;vertical-align:bottom;background-color:#000000;font-weight:bold;color:#ffffff;">Walls</td> <td data-sheets-value='{"1":2,"2":"Shells"}' style="border-bottom:1px solid #000000;overflow:hidden;padding:0px 3px 0px 3px;vertical-align:bottom;background-color:#000000;font-weight:bold;color:#ffffff;">Shells</td> <td data-sheets-numberformat='{"1":2,"2":"0.00","3":1}' data-sheets-value='{"1":2,"2":"(W/m²K)\t"}' style="border-bottom:1px solid #000000;overflow:hidden;padding:0px 3px 0px 3px;vertical-align:bottom;background-color:#000000;font-weight:bold;color:#ffffff;text-align:center;">(W/m²K) </td> <td data-sheets-numberformat='{"1":2,"2":"0","3":1}' data-sheets-value='{"1":2,"2":"(%)"}' style="border-bottom:1px solid #000000;overflow:hidden;padding:0px 3px 0px 3px;vertical-align:bottom;background-color:#000000;font-weight:bold;color:#ffffff;text-align:center;">(%)</td> <td data-sheets-numberformat='{"1":2,"2":"0","3":1}' data-sheets-value='{"1":2,"2":"(%)"}' style="border-bottom:1px solid #000000;overflow:hidden;padding:0px 3px 0px 3px;vertical-align:bottom;background-color:#000000;font-weight:bold;color:#ffffff;text-align:center;">(%)</td> <td data-sheets-value='{"1":2,"2":"(dB)"}' style="border-bottom:1px solid #000000;overflow:hidden;padding:0px 3px 0px 3px;vertical-align:bottom;background-color:#000000;font-weight:bold;color:#ffffff;text-align:center;">(dB)</td> </tr> <tr style="height:20px;"> <td data-sheets-value='{"1":2,"2":"Acrylic"}' style="border-left:1px solid #000000;overflow:hidden;padding:0px 3px 0px 3px;vertical-align:bottom;">Acrylic</td> <td data-sheets-value='{"1":2,"2":"EW"}' style="overflow:hidden;padding:0px 3px 0px 3px;vertical-align:bottom;">EW</td> <td data-sheets-value='{"1":2,"2":"Clear (H)"}' style="overflow:hidden;padding:0px 3px 0px 3px;vertical-align:bottom;">Clear (H)</td> <td data-sheets-numberformat='{"1":2,"2":"0.00","3":1}' data-sheets-value='{"1":3,"3":1.19}' style="overflow:hidden;padding:0px 3px 0px 3px;vertical-align:bottom;text-align:center;">1.19</td> <td data-sheets-numberformat='{"1":2,"2":"0","3":1}' data-sheets-value='{"1":3,"3":36.9}' style="overflow:hidden;padding:0px 3px 0px 3px;vertical-align:bottom;text-align:center;">37</td> <td data-sheets-numberformat='{"1":2,"2":"0","3":1}' data-sheets-value='{"1":3,"3":57.42}' style="overflow:hidden;padding:0px 3px 0px 3px;vertical-align:bottom;text-align:center;">57</td> <td data-sheets-value='{"1":3,"3":24}' style="border-right:1px solid #000000;overflow:hidden;padding:0px 3px 0px 3px;vertical-align:bottom;text-align:center;">24</td> </tr> <tr style="height:20px;"> <td data-sheets-value='{"1":2,"2":"PMMA"}' style="border-left:1px solid #000000;overflow:hidden;padding:0px 3px 0px 3px;vertical-align:bottom;">PMMA</td> <td style="overflow:hidden;padding:0px 3px 0px 3px;vertical-align:bottom;"></td> <td data-sheets-value='{"1":2,"2":"Opal (O)"}' style="overflow:hidden;padding:0px 3px 0px 3px;vertical-align:bottom;">Opal (O)</td> <td data-sheets-numberformat='{"1":2,"2":"0.00","3":1}' data-sheets-value='{"1":3,"3":1.19}' style="overflow:hidden;padding:0px 3px 0px 3px;vertical-align:bottom;text-align:center;">1.19</td> <td data-sheets-numberformat='{"1":2,"2":"0","3":1}' data-sheets-value='{"1":3,"3":34.03}' style="overflow:hidden;padding:0px 3px 0px 3px;vertical-align:bottom;text-align:center;">34</td> <td data-sheets-numberformat='{"1":2,"2":"0","3":1}' data-sheets-value='{"1":3,"3":50.160000000000004}' style="overflow:hidden;padding:0px 3px 0px 3px;vertical-align:bottom;text-align:center;">50</td> <td data-sheets-value='{"1":3,"3":24}' style="border-right:1px solid #000000;overflow:hidden;padding:0px 3px 0px 3px;vertical-align:bottom;text-align:center;">24</td> </tr> <tr style="height:20px;"> <td style="border-left:1px solid #000000;overflow:hidden;padding:0px 3px 0px 3px;vertical-align:bottom;"></td> <td data-sheets-value='{"1":2,"2":"DW"}' style="overflow:hidden;padding:0px 3px 0px 3px;vertical-align:bottom;">DW</td> <td data-sheets-value='{"1":2,"2":"Clear (H/H)"}' style="overflow:hidden;padding:0px 3px 0px 3px;vertical-align:bottom;">Clear (H/H)</td> <td data-sheets-numberformat='{"1":2,"2":"0.00","3":1}' data-sheets-value='{"1":3,"3":0.98}' style="overflow:hidden;padding:0px 3px 0px 3px;vertical-align:bottom;text-align:center;">0.98</td> <td data-sheets-numberformat='{"1":2,"2":"0","3":1}' data-sheets-value='{"1":3,"3":33.21}' style="overflow:hidden;padding:0px 3px 0px 3px;vertical-align:bottom;text-align:center;">33</td> <td data-sheets-numberformat='{"1":2,"2":"0","3":1}' data-sheets-value='{"1":3,"3":49.5}' style="overflow:hidden;padding:0px 3px 0px 3px;vertical-align:bottom;text-align:center;">50</td> <td data-sheets-value='{"1":3,"3":26}' style="border-right:1px solid #000000;overflow:hidden;padding:0px 3px 0px 3px;vertical-align:bottom;text-align:center;">26</td> </tr> <tr style="height:20px;"> <td style="border-bottom:1px solid #000000;border-left:1px solid #000000;overflow:hidden;padding:0px 3px 0px 3px;vertical-align:bottom;"></td> <td style="border-bottom:1px solid #000000;overflow:hidden;padding:0px 3px 0px 3px;vertical-align:bottom;"></td> <td data-sheets-value='{"1":2,"2":"Opal (O/O)"}' style="border-bottom:1px solid #000000;overflow:hidden;padding:0px 3px 0px 3px;vertical-align:bottom;">Opal (O/O)</td> <td data-sheets-numberformat='{"1":2,"2":"0.00","3":1}' data-sheets-value='{"1":3,"3":0.98}' style="border-bottom:1px solid #000000;overflow:hidden;padding:0px 3px 0px 3px;vertical-align:bottom;text-align:center;">0.98</td> <td data-sheets-numberformat='{"1":2,"2":"0","3":1}' data-sheets-value='{"1":3,"3":28.29}' style="border-bottom:1px solid #000000;overflow:hidden;padding:0px 3px 0px 3px;vertical-align:bottom;text-align:center;">28</td> <td data-sheets-numberformat='{"1":2,"2":"0","3":1}' data-sheets-value='{"1":3,"3":38.28}' style="border-bottom:1px solid #000000;overflow:hidden;padding:0px 3px 0px 3px;vertical-align:bottom;text-align:center;">38</td> <td data-sheets-value='{"1":3,"3":26}' style="border-right:1px solid #000000;border-bottom:1px solid #000000;overflow:hidden;padding:0px 3px 0px 3px;vertical-align:bottom;text-align:center;">26</td> </tr> <tr style="height:20px;"> <td data-sheets-value='{"1":2,"2":"Polycarbonate "}' style="border-left:1px solid #000000;overflow:hidden;padding:0px 3px 0px 3px;vertical-align:bottom;">Polycarbonate </td> <td data-sheets-value='{"1":2,"2":"EW"}' style="overflow:hidden;padding:0px 3px 0px 3px;vertical-align:bottom;">EW</td> <td data-sheets-value='{"1":2,"2":"Clear (A)"}' style="overflow:hidden;padding:0px 3px 0px 3px;vertical-align:bottom;">Clear (A)</td> <td data-sheets-numberformat='{"1":2,"2":"0.00","3":1}' data-sheets-value='{"1":3,"3":1.19}' style="overflow:hidden;padding:0px 3px 0px 3px;vertical-align:bottom;text-align:center;">1.19</td> <td data-sheets-numberformat='{"1":2,"2":"0","3":1}' data-sheets-value='{"1":3,"3":36.08}' style="overflow:hidden;padding:0px 3px 0px 3px;vertical-align:bottom;text-align:center;">36</td> <td data-sheets-numberformat='{"1":2,"2":"0","3":1}' data-sheets-value='{"1":3,"3":54.78}' style="overflow:hidden;padding:0px 3px 0px 3px;vertical-align:bottom;text-align:center;">55</td> <td data-sheets-value='{"1":3,"3":24}' style="border-right:1px solid #000000;overflow:hidden;padding:0px 3px 0px 3px;vertical-align:bottom;text-align:center;">24</td> </tr> <tr style="height:20px;"> <td data-sheets-value='{"1":2,"2":"PC"}' style="border-left:1px solid #000000;overflow:hidden;padding:0px 3px 0px 3px;vertical-align:bottom;">PC</td> <td style="overflow:hidden;padding:0px 3px 0px 3px;vertical-align:bottom;"></td> <td data-sheets-value='{"1":2,"2":"Opal (D)"}' style="overflow:hidden;padding:0px 3px 0px 3px;vertical-align:bottom;">Opal (D)</td> <td data-sheets-numberformat='{"1":2,"2":"0.00","3":1}' data-sheets-value='{"1":3,"3":1.19}' style="overflow:hidden;padding:0px 3px 0px 3px;vertical-align:bottom;text-align:center;">1.19</td> <td data-sheets-numberformat='{"1":2,"2":"0","3":1}' data-sheets-value='{"1":3,"3":23.779999999999998}' style="overflow:hidden;padding:0px 3px 0px 3px;vertical-align:bottom;text-align:center;">24</td> <td data-sheets-numberformat='{"1":2,"2":"0","3":1}' data-sheets-value='{"1":3,"3":39.6}' style="overflow:hidden;padding:0px 3px 0px 3px;vertical-align:bottom;text-align:center;">40</td> <td data-sheets-value='{"1":3,"3":24}' style="border-right:1px solid #000000;overflow:hidden;padding:0px 3px 0px 3px;vertical-align:bottom;text-align:center;">24</td> </tr> <tr style="height:20px;"> <td style="border-left:1px solid #000000;overflow:hidden;padding:0px 3px 0px 3px;vertical-align:bottom;"></td> <td data-sheets-value='{"1":2,"2":"DW"}' style="overflow:hidden;padding:0px 3px 0px 3px;vertical-align:bottom;">DW</td> <td data-sheets-value='{"1":2,"2":"Clear (A/H)"}' style="overflow:hidden;padding:0px 3px 0px 3px;vertical-align:bottom;">Clear (A/H)</td> <td data-sheets-numberformat='{"1":2,"2":"0.00","3":1}' data-sheets-value='{"1":3,"3":0.98}' style="overflow:hidden;padding:0px 3px 0px 3px;vertical-align:bottom;text-align:center;">0.98</td> <td data-sheets-numberformat='{"1":2,"2":"0","3":1}' data-sheets-value='{"1":3,"3":32.39}' style="overflow:hidden;padding:0px 3px 0px 3px;vertical-align:bottom;text-align:center;">32</td> <td data-sheets-numberformat='{"1":2,"2":"0","3":1}' data-sheets-value='{"1":3,"3":47.52}' style="overflow:hidden;padding:0px 3px 0px 3px;vertical-align:bottom;text-align:center;">48</td> <td data-sheets-value='{"1":3,"3":26}' style="border-right:1px solid #000000;overflow:hidden;padding:0px 3px 0px 3px;vertical-align:bottom;text-align:center;">26</td> </tr> <tr style="height:20px;"> <td style="border-left:1px solid #000000;overflow:hidden;padding:0px 3px 0px 3px;vertical-align:bottom;"></td> <td style="overflow:hidden;padding:0px 3px 0px 3px;vertical-align:bottom;"></td> <td data-sheets-value='{"1":2,"2":"Clear (A/A)"}' style="overflow:hidden;padding:0px 3px 0px 3px;vertical-align:bottom;">Clear (A/A)</td> <td data-sheets-numberformat='{"1":2,"2":"0.00","3":1}' data-sheets-value='{"1":3,"3":0.98}' style="overflow:hidden;padding:0px 3px 0px 3px;vertical-align:bottom;text-align:center;">0.98</td> <td data-sheets-numberformat='{"1":2,"2":"0","3":1}' data-sheets-value='{"1":3,"3":31.569999999999997}' style="overflow:hidden;padding:0px 3px 0px 3px;vertical-align:bottom;text-align:center;">32</td> <td data-sheets-numberformat='{"1":2,"2":"0","3":1}' data-sheets-value='{"1":3,"3":45.54}' style="overflow:hidden;padding:0px 3px 0px 3px;vertical-align:bottom;text-align:center;">46</td> <td data-sheets-value='{"1":3,"3":26}' style="border-right:1px solid #000000;overflow:hidden;padding:0px 3px 0px 3px;vertical-align:bottom;text-align:center;">26</td> </tr> <tr style="height:20px;"> <td style="border-left:1px solid #000000;overflow:hidden;padding:0px 3px 0px 3px;vertical-align:bottom;"></td> <td style="overflow:hidden;padding:0px 3px 0px 3px;vertical-align:bottom;"></td> <td data-sheets-value='{"1":2,"2":"Opal (A/O)"}' style="overflow:hidden;padding:0px 3px 0px 3px;vertical-align:bottom;">Opal (A/O)</td> <td data-sheets-numberformat='{"1":2,"2":"0.00","3":1}' data-sheets-value='{"1":3,"3":0.98}' style="overflow:hidden;padding:0px 3px 0px 3px;vertical-align:bottom;text-align:center;">0.98</td> <td data-sheets-numberformat='{"1":2,"2":"0","3":1}' data-sheets-value='{"1":3,"3":29.93}' style="overflow:hidden;padding:0px 3px 0px 3px;vertical-align:bottom;text-align:center;">30</td> <td data-sheets-numberformat='{"1":2,"2":"0","3":1}' data-sheets-value='{"1":3,"3":41.580000000000005}' style="overflow:hidden;padding:0px 3px 0px 3px;vertical-align:bottom;text-align:center;">42</td> <td data-sheets-value='{"1":3,"3":26}' style="border-right:1px solid #000000;overflow:hidden;padding:0px 3px 0px 3px;vertical-align:bottom;text-align:center;">26</td> </tr> <tr style="height:20px;"> <td style="border-bottom:1px solid #000000;border-left:1px solid #000000;overflow:hidden;padding:0px 3px 0px 3px;vertical-align:bottom;"></td> <td style="border-bottom:1px solid #000000;overflow:hidden;padding:0px 3px 0px 3px;vertical-align:bottom;"></td> <td data-sheets-value='{"1":2,"2":"Opal (A/D)"}' style="border-bottom:1px solid #000000;overflow:hidden;padding:0px 3px 0px 3px;vertical-align:bottom;">Opal (A/D)</td> <td data-sheets-numberformat='{"1":2,"2":"0.00","3":1}' data-sheets-value='{"1":3,"3":0.98}' style="border-bottom:1px solid #000000;overflow:hidden;padding:0px 3px 0px 3px;vertical-align:bottom;text-align:center;">0.98</td> <td data-sheets-numberformat='{"1":2,"2":"0","3":1}' data-sheets-value='{"1":3,"3":20.91}' style="border-bottom:1px solid #000000;overflow:hidden;padding:0px 3px 0px 3px;vertical-align:bottom;text-align:center;">21</td> <td data-sheets-numberformat='{"1":2,"2":"0","3":1}' data-sheets-value='{"1":3,"3":33}' style="border-bottom:1px solid #000000;overflow:hidden;padding:0px 3px 0px 3px;vertical-align:bottom;text-align:center;">33</td> <td data-sheets-value='{"1":3,"3":26}' style="border-right:1px solid #000000;border-bottom:1px solid #000000;overflow:hidden;padding:0px 3px 0px 3px;vertical-align:bottom;text-align:center;">26</td> </tr> <tr style="height:20px;"> <td data-sheets-value='{"1":2,"2":"Polycarbonate"}' style="border-left:1px solid #000000;overflow:hidden;padding:0px 3px 0px 3px;vertical-align:bottom;">Polycarbonate</td> <td data-sheets-value='{"1":2,"2":"EW"}' style="overflow:hidden;padding:0px 3px 0px 3px;vertical-align:bottom;">EW</td> <td data-sheets-value='{"1":2,"2":"Heatstop Opal (T)"}' style="overflow:hidden;padding:0px 3px 0px 3px;vertical-align:bottom;">Heatstop Opal (T)</td> <td data-sheets-numberformat='{"1":2,"2":"0.00","3":1}' data-sheets-value='{"1":3,"3":1.19}' style="overflow:hidden;padding:0px 3px 0px 3px;vertical-align:bottom;text-align:center;">1.19</td> <td data-sheets-numberformat='{"1":2,"2":"0","3":1}' data-sheets-value='{"1":3,"3":20.09}' style="overflow:hidden;padding:0px 3px 0px 3px;vertical-align:bottom;text-align:center;">20</td> <td data-sheets-numberformat='{"1":2,"2":"0","3":1}' data-sheets-value='{"1":3,"3":38.940000000000005}' style="overflow:hidden;padding:0px 3px 0px 3px;vertical-align:bottom;text-align:center;">39</td> <td data-sheets-value='{"1":3,"3":24}' style="border-right:1px solid #000000;overflow:hidden;padding:0px 3px 0px 3px;vertical-align:bottom;text-align:center;">24</td> </tr> <tr style="height:20px;"> <td data-sheets-value='{"1":2,"2":"Heatstop PC"}' style="border-left:1px solid #000000;overflow:hidden;padding:0px 3px 0px 3px;vertical-align:bottom;">Heatstop PC</td> <td data-sheets-value='{"1":2,"2":"DW"}' style="overflow:hidden;padding:0px 3px 0px 3px;vertical-align:bottom;">DW</td> <td data-sheets-value='{"1":2,"2":"Clear (T/H)"}' style="overflow:hidden;padding:0px 3px 0px 3px;vertical-align:bottom;">Clear (T/H)</td> <td data-sheets-numberformat='{"1":2,"2":"0.00","3":1}' data-sheets-value='{"1":3,"3":0.98}' style="overflow:hidden;padding:0px 3px 0px 3px;vertical-align:bottom;text-align:center;">0.98</td> <td data-sheets-numberformat='{"1":2,"2":"0","3":1}' data-sheets-value='{"1":3,"3":18.04}' style="overflow:hidden;padding:0px 3px 0px 3px;vertical-align:bottom;text-align:center;">18</td> <td data-sheets-numberformat='{"1":2,"2":"0","3":1}' data-sheets-value='{"1":3,"3":33.660000000000004}' style="overflow:hidden;padding:0px 3px 0px 3px;vertical-align:bottom;text-align:center;">34</td> <td data-sheets-value='{"1":3,"3":26}' style="border-right:1px solid #000000;overflow:hidden;padding:0px 3px 0px 3px;vertical-align:bottom;text-align:center;">26</td> </tr> <tr style="height:20px;"> <td style="border-bottom:1px solid #000000;border-left:1px solid #000000;overflow:hidden;padding:0px 3px 0px 3px;vertical-align:bottom;"></td> <td style="border-bottom:1px solid #000000;overflow:hidden;padding:0px 3px 0px 3px;vertical-align:bottom;"></td> <td data-sheets-value='{"1":2,"2":"Opal (T/O)"}' style="border-bottom:1px solid #000000;overflow:hidden;padding:0px 3px 0px 3px;vertical-align:bottom;">Opal (T/O)</td> <td data-sheets-numberformat='{"1":2,"2":"0.00","3":1}' data-sheets-value='{"1":3,"3":0.98}' style="border-bottom:1px solid #000000;overflow:hidden;padding:0px 3px 0px 3px;vertical-align:bottom;text-align:center;">0.98</td> <td data-sheets-numberformat='{"1":2,"2":"0","3":1}' data-sheets-value='{"1":3,"3":16.81}' style="border-bottom:1px solid #000000;overflow:hidden;padding:0px 3px 0px 3px;vertical-align:bottom;text-align:center;">17</td> <td data-sheets-numberformat='{"1":2,"2":"0","3":1}' data-sheets-value='{"1":3,"3":29.700000000000003}' style="border-bottom:1px solid #000000;overflow:hidden;padding:0px 3px 0px 3px;vertical-align:bottom;text-align:center;">30</td> <td data-sheets-value='{"1":3,"3":26}' style="border-right:1px solid #000000;border-bottom:1px solid #000000;overflow:hidden;padding:0px 3px 0px 3px;vertical-align:bottom;text-align:center;">26</td> </tr> </tbody></table> | skylux-160-ce-met-koepel-en-pvc-opstand-16-00-met-lm-motor-pvc-raam-type-ep25-en-windvang-1000-x-2800-mm | 8586026418509 | 46872337416525
Smoke and heat exhaust (SHEV) | SHE system | Skylux | Skylux 160° CE with skylight and PVC curb 16/00 with double LM-actuator, PVC frame type EP25 and spoiler 1200 x 2400 mm |  | 50345 | 5412970503453 | 8591 | Yes | 30-45 | 143.05 | 1200 x 2400 mm | 2400 | 1200 |  | PVC 16/00 (16 cm high & roof opening = daylight size) | Rectangular | 1.19 W/m²K - 0.98 W/m²K | 57% - 30% | 37% - 17% | 24dB - 26dB | 160° CE (for industry) | PVC frame EP25 | with spoiler | E | Double actuator | Maximum double-walled skylight possible for this product | Ut-value LT-value g-value Rw-value EN 1873 : 2014 EN ISO 13468 EN 16153 EN 410 EN 410 EN ISO 140-3 Material Walls Shells (W/m²K) (%) (%) (dB) Acrylic EW Clear (H) 1.19 37 57 24 PMMA Opal (O) 1.19 34 50 24 DW Clear (H/H) 0.98 33 50 26 Opal (O/O) 0.98 28 38 26 Polycarbonate EW Clear (A) 1.19 36 55 24 PC Opal (D) 1.19 24 40 24 DW Clear (A/H) 0.98 32 48 26 Clear (A/A) 0.98 32 46 26 Opal (A/O) 0.98 30 42 26 Opal (A/D) 0.98 21 33 26 Polycarbonate EW Heatstop Opal (T) 1.19 20 39 24 Heatstop PC DW Clear (T/H) 0.98 18 34 26 Opal (T/O) 0.98 17 30 26 | https://skylux.eu/en/products/skylux-160-ce-met-koepel-en-pvc-opstand-16-00-met-lm-motor-pvc-raam-type-ep25-en-windvang-1200-x-2400-mm | https://skylux.eu/cdn/shop/files/Skylux-160deg-CE-met-koepel-en-pvc-opstand-1600-met-dubbele-LM-motor-pvc-raam-type-EP25-en-windvang-1200-x-2400-mm-RWA-systeem.jpg?v=1702979987&width=1600 | https://skylux.eu/cdn/shop/files/e5a82811-1bb0-48e4-a776-cacb59c7c092_55e7295a-d53b-45d2-9a48-b36ae661d6a9.jpg?v=1688551024&width=1600 | //skylux.eu/cdn/shop/files/E_MH_Mounting_instructions_Skylux_160_CE_LM.pdf?v=12406716259046007223 | //skylux.eu/cdn/shop/files/E_TD_Technical_File_Skylux_Skylux_160_CE_Electric.pdf?v=3667116872303399239 | <style type="text/css" id="isPasted"><!--td {border: 1px solid #cccccc;}br {mso-data-placement:same-cell;}--></style><table border="1" cellpadding="0" cellspacing="0" dir="ltr" style="table-layout:fixed;font-size:10pt;font-family:Arial;border-collapse:collapse;border:none;"><tbody> <tr style="height:20px;"> <td style="overflow:hidden;padding:0px 3px 0px 3px;vertical-align:bottom;"></td> <td style="overflow:hidden;padding:0px 3px 0px 3px;vertical-align:bottom;"></td> <td style="overflow:hidden;padding:0px 3px 0px 3px;vertical-align:bottom;"></td> <td data-sheets-value='{"1":2,"2":"Ut-value"}' style="overflow:hidden;padding:0px 3px 0px 3px;vertical-align:bottom;font-weight:bold;text-align:center;">Ut-value</td> <td data-sheets-value='{"1":2,"2":"LT-value"}' style="overflow:hidden;padding:0px 3px 0px 3px;vertical-align:bottom;font-weight:bold;text-align:center;">LT-value</td> <td data-sheets-value='{"1":2,"2":"g-value"}' style="overflow:hidden;padding:0px 3px 0px 3px;vertical-align:bottom;font-weight:bold;text-align:center;">g-value</td> <td data-sheets-value='{"1":2,"2":"Rw-value "}' style="overflow:hidden;padding:0px 3px 0px 3px;vertical-align:bottom;font-weight:bold;text-align:center;">Rw-value </td> </tr> <tr style="height:20px;"> <td style="overflow:hidden;padding:0px 3px 0px 3px;vertical-align:bottom;"></td> <td style="overflow:hidden;padding:0px 3px 0px 3px;vertical-align:bottom;"></td> <td style="overflow:hidden;padding:0px 3px 0px 3px;vertical-align:bottom;"></td> <td data-sheets-numberformat='{"1":2,"2":"0.00","3":1}' data-sheets-value='{"1":2,"2":"EN 1873 : 2014"}' style="overflow:hidden;padding:0px 3px 0px 3px;vertical-align:bottom;text-align:center;">EN 1873 : 2014</td> <td data-sheets-numberformat='{"1":2,"2":"0","3":1}' data-sheets-value='{"1":2,"2":"EN ISO 13468 EN 16153 EN 410"}' style="overflow:hidden;padding:0px 3px 0px 3px;vertical-align:bottom;text-align:center;">EN ISO 13468 EN 16153 EN 410</td> <td data-sheets-numberformat='{"1":2,"2":"0","3":1}' data-sheets-value='{"1":2,"2":"EN 410"}' style="overflow:hidden;padding:0px 3px 0px 3px;vertical-align:bottom;text-align:center;">EN 410</td> <td data-sheets-value='{"1":2,"2":"EN ISO 140-3\t\t"}' style="overflow:hidden;padding:0px 3px 0px 3px;vertical-align:bottom;text-align:center;">EN ISO 140-3 </td> </tr> <tr style="height:20px;"> <td data-sheets-value='{"1":2,"2":"Material"}' style="border-bottom:1px solid #000000;overflow:hidden;padding:0px 3px 0px 3px;vertical-align:bottom;background-color:#000000;font-weight:bold;color:#ffffff;">Material</td> <td data-sheets-value='{"1":2,"2":"Walls"}' style="border-bottom:1px solid #000000;overflow:hidden;padding:0px 3px 0px 3px;vertical-align:bottom;background-color:#000000;font-weight:bold;color:#ffffff;">Walls</td> <td data-sheets-value='{"1":2,"2":"Shells"}' style="border-bottom:1px solid #000000;overflow:hidden;padding:0px 3px 0px 3px;vertical-align:bottom;background-color:#000000;font-weight:bold;color:#ffffff;">Shells</td> <td data-sheets-numberformat='{"1":2,"2":"0.00","3":1}' data-sheets-value='{"1":2,"2":"(W/m²K)\t"}' style="border-bottom:1px solid #000000;overflow:hidden;padding:0px 3px 0px 3px;vertical-align:bottom;background-color:#000000;font-weight:bold;color:#ffffff;text-align:center;">(W/m²K) </td> <td data-sheets-numberformat='{"1":2,"2":"0","3":1}' data-sheets-value='{"1":2,"2":"(%)"}' style="border-bottom:1px solid #000000;overflow:hidden;padding:0px 3px 0px 3px;vertical-align:bottom;background-color:#000000;font-weight:bold;color:#ffffff;text-align:center;">(%)</td> <td data-sheets-numberformat='{"1":2,"2":"0","3":1}' data-sheets-value='{"1":2,"2":"(%)"}' style="border-bottom:1px solid #000000;overflow:hidden;padding:0px 3px 0px 3px;vertical-align:bottom;background-color:#000000;font-weight:bold;color:#ffffff;text-align:center;">(%)</td> <td data-sheets-value='{"1":2,"2":"(dB)"}' style="border-bottom:1px solid #000000;overflow:hidden;padding:0px 3px 0px 3px;vertical-align:bottom;background-color:#000000;font-weight:bold;color:#ffffff;text-align:center;">(dB)</td> </tr> <tr style="height:20px;"> <td data-sheets-value='{"1":2,"2":"Acrylic"}' style="border-left:1px solid #000000;overflow:hidden;padding:0px 3px 0px 3px;vertical-align:bottom;">Acrylic</td> <td data-sheets-value='{"1":2,"2":"EW"}' style="overflow:hidden;padding:0px 3px 0px 3px;vertical-align:bottom;">EW</td> <td data-sheets-value='{"1":2,"2":"Clear (H)"}' style="overflow:hidden;padding:0px 3px 0px 3px;vertical-align:bottom;">Clear (H)</td> <td data-sheets-numberformat='{"1":2,"2":"0.00","3":1}' data-sheets-value='{"1":3,"3":1.19}' style="overflow:hidden;padding:0px 3px 0px 3px;vertical-align:bottom;text-align:center;">1.19</td> <td data-sheets-numberformat='{"1":2,"2":"0","3":1}' data-sheets-value='{"1":3,"3":36.9}' style="overflow:hidden;padding:0px 3px 0px 3px;vertical-align:bottom;text-align:center;">37</td> <td data-sheets-numberformat='{"1":2,"2":"0","3":1}' data-sheets-value='{"1":3,"3":57.42}' style="overflow:hidden;padding:0px 3px 0px 3px;vertical-align:bottom;text-align:center;">57</td> <td data-sheets-value='{"1":3,"3":24}' style="border-right:1px solid #000000;overflow:hidden;padding:0px 3px 0px 3px;vertical-align:bottom;text-align:center;">24</td> </tr> <tr style="height:20px;"> <td data-sheets-value='{"1":2,"2":"PMMA"}' style="border-left:1px solid #000000;overflow:hidden;padding:0px 3px 0px 3px;vertical-align:bottom;">PMMA</td> <td style="overflow:hidden;padding:0px 3px 0px 3px;vertical-align:bottom;"></td> <td data-sheets-value='{"1":2,"2":"Opal (O)"}' style="overflow:hidden;padding:0px 3px 0px 3px;vertical-align:bottom;">Opal (O)</td> <td data-sheets-numberformat='{"1":2,"2":"0.00","3":1}' data-sheets-value='{"1":3,"3":1.19}' style="overflow:hidden;padding:0px 3px 0px 3px;vertical-align:bottom;text-align:center;">1.19</td> <td data-sheets-numberformat='{"1":2,"2":"0","3":1}' data-sheets-value='{"1":3,"3":34.03}' style="overflow:hidden;padding:0px 3px 0px 3px;vertical-align:bottom;text-align:center;">34</td> <td data-sheets-numberformat='{"1":2,"2":"0","3":1}' data-sheets-value='{"1":3,"3":50.160000000000004}' style="overflow:hidden;padding:0px 3px 0px 3px;vertical-align:bottom;text-align:center;">50</td> <td data-sheets-value='{"1":3,"3":24}' style="border-right:1px solid #000000;overflow:hidden;padding:0px 3px 0px 3px;vertical-align:bottom;text-align:center;">24</td> </tr> <tr style="height:20px;"> <td style="border-left:1px solid #000000;overflow:hidden;padding:0px 3px 0px 3px;vertical-align:bottom;"></td> <td data-sheets-value='{"1":2,"2":"DW"}' style="overflow:hidden;padding:0px 3px 0px 3px;vertical-align:bottom;">DW</td> <td data-sheets-value='{"1":2,"2":"Clear (H/H)"}' style="overflow:hidden;padding:0px 3px 0px 3px;vertical-align:bottom;">Clear (H/H)</td> <td data-sheets-numberformat='{"1":2,"2":"0.00","3":1}' data-sheets-value='{"1":3,"3":0.98}' style="overflow:hidden;padding:0px 3px 0px 3px;vertical-align:bottom;text-align:center;">0.98</td> <td data-sheets-numberformat='{"1":2,"2":"0","3":1}' data-sheets-value='{"1":3,"3":33.21}' style="overflow:hidden;padding:0px 3px 0px 3px;vertical-align:bottom;text-align:center;">33</td> <td data-sheets-numberformat='{"1":2,"2":"0","3":1}' data-sheets-value='{"1":3,"3":49.5}' style="overflow:hidden;padding:0px 3px 0px 3px;vertical-align:bottom;text-align:center;">50</td> <td data-sheets-value='{"1":3,"3":26}' style="border-right:1px solid #000000;overflow:hidden;padding:0px 3px 0px 3px;vertical-align:bottom;text-align:center;">26</td> </tr> <tr style="height:20px;"> <td style="border-bottom:1px solid #000000;border-left:1px solid #000000;overflow:hidden;padding:0px 3px 0px 3px;vertical-align:bottom;"></td> <td style="border-bottom:1px solid #000000;overflow:hidden;padding:0px 3px 0px 3px;vertical-align:bottom;"></td> <td data-sheets-value='{"1":2,"2":"Opal (O/O)"}' style="border-bottom:1px solid #000000;overflow:hidden;padding:0px 3px 0px 3px;vertical-align:bottom;">Opal (O/O)</td> <td data-sheets-numberformat='{"1":2,"2":"0.00","3":1}' data-sheets-value='{"1":3,"3":0.98}' style="border-bottom:1px solid #000000;overflow:hidden;padding:0px 3px 0px 3px;vertical-align:bottom;text-align:center;">0.98</td> <td data-sheets-numberformat='{"1":2,"2":"0","3":1}' data-sheets-value='{"1":3,"3":28.29}' style="border-bottom:1px solid #000000;overflow:hidden;padding:0px 3px 0px 3px;vertical-align:bottom;text-align:center;">28</td> <td data-sheets-numberformat='{"1":2,"2":"0","3":1}' data-sheets-value='{"1":3,"3":38.28}' style="border-bottom:1px solid #000000;overflow:hidden;padding:0px 3px 0px 3px;vertical-align:bottom;text-align:center;">38</td> <td data-sheets-value='{"1":3,"3":26}' style="border-right:1px solid #000000;border-bottom:1px solid #000000;overflow:hidden;padding:0px 3px 0px 3px;vertical-align:bottom;text-align:center;">26</td> </tr> <tr style="height:20px;"> <td data-sheets-value='{"1":2,"2":"Polycarbonate "}' style="border-left:1px solid #000000;overflow:hidden;padding:0px 3px 0px 3px;vertical-align:bottom;">Polycarbonate </td> <td data-sheets-value='{"1":2,"2":"EW"}' style="overflow:hidden;padding:0px 3px 0px 3px;vertical-align:bottom;">EW</td> <td data-sheets-value='{"1":2,"2":"Clear (A)"}' style="overflow:hidden;padding:0px 3px 0px 3px;vertical-align:bottom;">Clear (A)</td> <td data-sheets-numberformat='{"1":2,"2":"0.00","3":1}' data-sheets-value='{"1":3,"3":1.19}' style="overflow:hidden;padding:0px 3px 0px 3px;vertical-align:bottom;text-align:center;">1.19</td> <td data-sheets-numberformat='{"1":2,"2":"0","3":1}' data-sheets-value='{"1":3,"3":36.08}' style="overflow:hidden;padding:0px 3px 0px 3px;vertical-align:bottom;text-align:center;">36</td> <td data-sheets-numberformat='{"1":2,"2":"0","3":1}' data-sheets-value='{"1":3,"3":54.78}' style="overflow:hidden;padding:0px 3px 0px 3px;vertical-align:bottom;text-align:center;">55</td> <td data-sheets-value='{"1":3,"3":24}' style="border-right:1px solid #000000;overflow:hidden;padding:0px 3px 0px 3px;vertical-align:bottom;text-align:center;">24</td> </tr> <tr style="height:20px;"> <td data-sheets-value='{"1":2,"2":"PC"}' style="border-left:1px solid #000000;overflow:hidden;padding:0px 3px 0px 3px;vertical-align:bottom;">PC</td> <td style="overflow:hidden;padding:0px 3px 0px 3px;vertical-align:bottom;"></td> <td data-sheets-value='{"1":2,"2":"Opal (D)"}' style="overflow:hidden;padding:0px 3px 0px 3px;vertical-align:bottom;">Opal (D)</td> <td data-sheets-numberformat='{"1":2,"2":"0.00","3":1}' data-sheets-value='{"1":3,"3":1.19}' style="overflow:hidden;padding:0px 3px 0px 3px;vertical-align:bottom;text-align:center;">1.19</td> <td data-sheets-numberformat='{"1":2,"2":"0","3":1}' data-sheets-value='{"1":3,"3":23.779999999999998}' style="overflow:hidden;padding:0px 3px 0px 3px;vertical-align:bottom;text-align:center;">24</td> <td data-sheets-numberformat='{"1":2,"2":"0","3":1}' data-sheets-value='{"1":3,"3":39.6}' style="overflow:hidden;padding:0px 3px 0px 3px;vertical-align:bottom;text-align:center;">40</td> <td data-sheets-value='{"1":3,"3":24}' style="border-right:1px solid #000000;overflow:hidden;padding:0px 3px 0px 3px;vertical-align:bottom;text-align:center;">24</td> </tr> <tr style="height:20px;"> <td style="border-left:1px solid #000000;overflow:hidden;padding:0px 3px 0px 3px;vertical-align:bottom;"></td> <td data-sheets-value='{"1":2,"2":"DW"}' style="overflow:hidden;padding:0px 3px 0px 3px;vertical-align:bottom;">DW</td> <td data-sheets-value='{"1":2,"2":"Clear (A/H)"}' style="overflow:hidden;padding:0px 3px 0px 3px;vertical-align:bottom;">Clear (A/H)</td> <td data-sheets-numberformat='{"1":2,"2":"0.00","3":1}' data-sheets-value='{"1":3,"3":0.98}' style="overflow:hidden;padding:0px 3px 0px 3px;vertical-align:bottom;text-align:center;">0.98</td> <td data-sheets-numberformat='{"1":2,"2":"0","3":1}' data-sheets-value='{"1":3,"3":32.39}' style="overflow:hidden;padding:0px 3px 0px 3px;vertical-align:bottom;text-align:center;">32</td> <td data-sheets-numberformat='{"1":2,"2":"0","3":1}' data-sheets-value='{"1":3,"3":47.52}' style="overflow:hidden;padding:0px 3px 0px 3px;vertical-align:bottom;text-align:center;">48</td> <td data-sheets-value='{"1":3,"3":26}' style="border-right:1px solid #000000;overflow:hidden;padding:0px 3px 0px 3px;vertical-align:bottom;text-align:center;">26</td> </tr> <tr style="height:20px;"> <td style="border-left:1px solid #000000;overflow:hidden;padding:0px 3px 0px 3px;vertical-align:bottom;"></td> <td style="overflow:hidden;padding:0px 3px 0px 3px;vertical-align:bottom;"></td> <td data-sheets-value='{"1":2,"2":"Clear (A/A)"}' style="overflow:hidden;padding:0px 3px 0px 3px;vertical-align:bottom;">Clear (A/A)</td> <td data-sheets-numberformat='{"1":2,"2":"0.00","3":1}' data-sheets-value='{"1":3,"3":0.98}' style="overflow:hidden;padding:0px 3px 0px 3px;vertical-align:bottom;text-align:center;">0.98</td> <td data-sheets-numberformat='{"1":2,"2":"0","3":1}' data-sheets-value='{"1":3,"3":31.569999999999997}' style="overflow:hidden;padding:0px 3px 0px 3px;vertical-align:bottom;text-align:center;">32</td> <td data-sheets-numberformat='{"1":2,"2":"0","3":1}' data-sheets-value='{"1":3,"3":45.54}' style="overflow:hidden;padding:0px 3px 0px 3px;vertical-align:bottom;text-align:center;">46</td> <td data-sheets-value='{"1":3,"3":26}' style="border-right:1px solid #000000;overflow:hidden;padding:0px 3px 0px 3px;vertical-align:bottom;text-align:center;">26</td> </tr> <tr style="height:20px;"> <td style="border-left:1px solid #000000;overflow:hidden;padding:0px 3px 0px 3px;vertical-align:bottom;"></td> <td style="overflow:hidden;padding:0px 3px 0px 3px;vertical-align:bottom;"></td> <td data-sheets-value='{"1":2,"2":"Opal (A/O)"}' style="overflow:hidden;padding:0px 3px 0px 3px;vertical-align:bottom;">Opal (A/O)</td> <td data-sheets-numberformat='{"1":2,"2":"0.00","3":1}' data-sheets-value='{"1":3,"3":0.98}' style="overflow:hidden;padding:0px 3px 0px 3px;vertical-align:bottom;text-align:center;">0.98</td> <td data-sheets-numberformat='{"1":2,"2":"0","3":1}' data-sheets-value='{"1":3,"3":29.93}' style="overflow:hidden;padding:0px 3px 0px 3px;vertical-align:bottom;text-align:center;">30</td> <td data-sheets-numberformat='{"1":2,"2":"0","3":1}' data-sheets-value='{"1":3,"3":41.580000000000005}' style="overflow:hidden;padding:0px 3px 0px 3px;vertical-align:bottom;text-align:center;">42</td> <td data-sheets-value='{"1":3,"3":26}' style="border-right:1px solid #000000;overflow:hidden;padding:0px 3px 0px 3px;vertical-align:bottom;text-align:center;">26</td> </tr> <tr style="height:20px;"> <td style="border-bottom:1px solid #000000;border-left:1px solid #000000;overflow:hidden;padding:0px 3px 0px 3px;vertical-align:bottom;"></td> <td style="border-bottom:1px solid #000000;overflow:hidden;padding:0px 3px 0px 3px;vertical-align:bottom;"></td> <td data-sheets-value='{"1":2,"2":"Opal (A/D)"}' style="border-bottom:1px solid #000000;overflow:hidden;padding:0px 3px 0px 3px;vertical-align:bottom;">Opal (A/D)</td> <td data-sheets-numberformat='{"1":2,"2":"0.00","3":1}' data-sheets-value='{"1":3,"3":0.98}' style="border-bottom:1px solid #000000;overflow:hidden;padding:0px 3px 0px 3px;vertical-align:bottom;text-align:center;">0.98</td> <td data-sheets-numberformat='{"1":2,"2":"0","3":1}' data-sheets-value='{"1":3,"3":20.91}' style="border-bottom:1px solid #000000;overflow:hidden;padding:0px 3px 0px 3px;vertical-align:bottom;text-align:center;">21</td> <td data-sheets-numberformat='{"1":2,"2":"0","3":1}' data-sheets-value='{"1":3,"3":33}' style="border-bottom:1px solid #000000;overflow:hidden;padding:0px 3px 0px 3px;vertical-align:bottom;text-align:center;">33</td> <td data-sheets-value='{"1":3,"3":26}' style="border-right:1px solid #000000;border-bottom:1px solid #000000;overflow:hidden;padding:0px 3px 0px 3px;vertical-align:bottom;text-align:center;">26</td> </tr> <tr style="height:20px;"> <td data-sheets-value='{"1":2,"2":"Polycarbonate"}' style="border-left:1px solid #000000;overflow:hidden;padding:0px 3px 0px 3px;vertical-align:bottom;">Polycarbonate</td> <td data-sheets-value='{"1":2,"2":"EW"}' style="overflow:hidden;padding:0px 3px 0px 3px;vertical-align:bottom;">EW</td> <td data-sheets-value='{"1":2,"2":"Heatstop Opal (T)"}' style="overflow:hidden;padding:0px 3px 0px 3px;vertical-align:bottom;">Heatstop Opal (T)</td> <td data-sheets-numberformat='{"1":2,"2":"0.00","3":1}' data-sheets-value='{"1":3,"3":1.19}' style="overflow:hidden;padding:0px 3px 0px 3px;vertical-align:bottom;text-align:center;">1.19</td> <td data-sheets-numberformat='{"1":2,"2":"0","3":1}' data-sheets-value='{"1":3,"3":20.09}' style="overflow:hidden;padding:0px 3px 0px 3px;vertical-align:bottom;text-align:center;">20</td> <td data-sheets-numberformat='{"1":2,"2":"0","3":1}' data-sheets-value='{"1":3,"3":38.940000000000005}' style="overflow:hidden;padding:0px 3px 0px 3px;vertical-align:bottom;text-align:center;">39</td> <td data-sheets-value='{"1":3,"3":24}' style="border-right:1px solid #000000;overflow:hidden;padding:0px 3px 0px 3px;vertical-align:bottom;text-align:center;">24</td> </tr> <tr style="height:20px;"> <td data-sheets-value='{"1":2,"2":"Heatstop PC"}' style="border-left:1px solid #000000;overflow:hidden;padding:0px 3px 0px 3px;vertical-align:bottom;">Heatstop PC</td> <td data-sheets-value='{"1":2,"2":"DW"}' style="overflow:hidden;padding:0px 3px 0px 3px;vertical-align:bottom;">DW</td> <td data-sheets-value='{"1":2,"2":"Clear (T/H)"}' style="overflow:hidden;padding:0px 3px 0px 3px;vertical-align:bottom;">Clear (T/H)</td> <td data-sheets-numberformat='{"1":2,"2":"0.00","3":1}' data-sheets-value='{"1":3,"3":0.98}' style="overflow:hidden;padding:0px 3px 0px 3px;vertical-align:bottom;text-align:center;">0.98</td> <td data-sheets-numberformat='{"1":2,"2":"0","3":1}' data-sheets-value='{"1":3,"3":18.04}' style="overflow:hidden;padding:0px 3px 0px 3px;vertical-align:bottom;text-align:center;">18</td> <td data-sheets-numberformat='{"1":2,"2":"0","3":1}' data-sheets-value='{"1":3,"3":33.660000000000004}' style="overflow:hidden;padding:0px 3px 0px 3px;vertical-align:bottom;text-align:center;">34</td> <td data-sheets-value='{"1":3,"3":26}' style="border-right:1px solid #000000;overflow:hidden;padding:0px 3px 0px 3px;vertical-align:bottom;text-align:center;">26</td> </tr> <tr style="height:20px;"> <td style="border-bottom:1px solid #000000;border-left:1px solid #000000;overflow:hidden;padding:0px 3px 0px 3px;vertical-align:bottom;"></td> <td style="border-bottom:1px solid #000000;overflow:hidden;padding:0px 3px 0px 3px;vertical-align:bottom;"></td> <td data-sheets-value='{"1":2,"2":"Opal (T/O)"}' style="border-bottom:1px solid #000000;overflow:hidden;padding:0px 3px 0px 3px;vertical-align:bottom;">Opal (T/O)</td> <td data-sheets-numberformat='{"1":2,"2":"0.00","3":1}' data-sheets-value='{"1":3,"3":0.98}' style="border-bottom:1px solid #000000;overflow:hidden;padding:0px 3px 0px 3px;vertical-align:bottom;text-align:center;">0.98</td> <td data-sheets-numberformat='{"1":2,"2":"0","3":1}' data-sheets-value='{"1":3,"3":16.81}' style="border-bottom:1px solid #000000;overflow:hidden;padding:0px 3px 0px 3px;vertical-align:bottom;text-align:center;">17</td> <td data-sheets-numberformat='{"1":2,"2":"0","3":1}' data-sheets-value='{"1":3,"3":29.700000000000003}' style="border-bottom:1px solid #000000;overflow:hidden;padding:0px 3px 0px 3px;vertical-align:bottom;text-align:center;">30</td> <td data-sheets-value='{"1":3,"3":26}' style="border-right:1px solid #000000;border-bottom:1px solid #000000;overflow:hidden;padding:0px 3px 0px 3px;vertical-align:bottom;text-align:center;">26</td> </tr> </tbody></table> | skylux-160-ce-met-koepel-en-pvc-opstand-16-00-met-lm-motor-pvc-raam-type-ep25-en-windvang-1200-x-2400-mm | 8586027008333 | 46872338301261
Smoke and heat exhaust (SHEV) | SHE system | Skylux | Skylux 160° CE with skylight and PVC curb 16/00 with double LM-actuator, PVC frame type EP25 and spoiler 1300 x 2500 mm |  | 50352 | 5412970503521 | 8699.9 | Yes | 30-45 | 146.26 | 1300 x 2500 mm | 2500 | 1300 |  | PVC 16/00 (16 cm high & roof opening = daylight size) | Rectangular | 1.19 W/m²K - 0.98 W/m²K | 57% - 30% | 37% - 17% | 24dB - 26dB | 160° CE (for industry) | PVC frame EP25 | with spoiler | E | Double actuator | Maximum double-walled skylight possible for this product | Ut-value LT-value g-value Rw-value EN 1873 : 2014 EN ISO 13468 EN 16153 EN 410 EN 410 EN ISO 140-3 Material Walls Shells (W/m²K) (%) (%) (dB) Acrylic EW Clear (H) 1.19 37 57 24 PMMA Opal (O) 1.19 34 50 24 DW Clear (H/H) 0.98 33 50 26 Opal (O/O) 0.98 28 38 26 Polycarbonate EW Clear (A) 1.19 36 55 24 PC Opal (D) 1.19 24 40 24 DW Clear (A/H) 0.98 32 48 26 Clear (A/A) 0.98 32 46 26 Opal (A/O) 0.98 30 42 26 Opal (A/D) 0.98 21 33 26 Polycarbonate EW Heatstop Opal (T) 1.19 20 39 24 Heatstop PC DW Clear (T/H) 0.98 18 34 26 Opal (T/O) 0.98 17 30 26 | https://skylux.eu/en/products/skylux-160-ce-met-koepel-en-pvc-opstand-16-00-met-lm-motor-pvc-raam-type-ep25-en-windvang-1300-x-2500-mm | https://skylux.eu/cdn/shop/files/Skylux-160deg-CE-met-koepel-en-pvc-opstand-1600-met-dubbele-LM-motor-pvc-raam-type-EP25-en-windvang-1300-x-2500-mm-RWA-systeem.jpg?v=1702980025&width=1600 | https://skylux.eu/cdn/shop/files/e5a82811-1bb0-48e4-a776-cacb59c7c092_dc525e7e-0ce2-4cb5-a402-6f1410a99607.jpg?v=1688551033&width=1600 | //skylux.eu/cdn/shop/files/E_MH_Mounting_instructions_Skylux_160_CE_LM.pdf?v=12406716259046007223 | //skylux.eu/cdn/shop/files/E_TD_Technical_File_Skylux_Skylux_160_CE_Electric.pdf?v=3667116872303399239 | <style type="text/css" id="isPasted"><!--td {border: 1px solid #cccccc;}br {mso-data-placement:same-cell;}--></style><table border="1" cellpadding="0" cellspacing="0" dir="ltr" style="table-layout:fixed;font-size:10pt;font-family:Arial;border-collapse:collapse;border:none;"><tbody> <tr style="height:20px;"> <td style="overflow:hidden;padding:0px 3px 0px 3px;vertical-align:bottom;"></td> <td style="overflow:hidden;padding:0px 3px 0px 3px;vertical-align:bottom;"></td> <td style="overflow:hidden;padding:0px 3px 0px 3px;vertical-align:bottom;"></td> <td data-sheets-value='{"1":2,"2":"Ut-value"}' style="overflow:hidden;padding:0px 3px 0px 3px;vertical-align:bottom;font-weight:bold;text-align:center;">Ut-value</td> <td data-sheets-value='{"1":2,"2":"LT-value"}' style="overflow:hidden;padding:0px 3px 0px 3px;vertical-align:bottom;font-weight:bold;text-align:center;">LT-value</td> <td data-sheets-value='{"1":2,"2":"g-value"}' style="overflow:hidden;padding:0px 3px 0px 3px;vertical-align:bottom;font-weight:bold;text-align:center;">g-value</td> <td data-sheets-value='{"1":2,"2":"Rw-value "}' style="overflow:hidden;padding:0px 3px 0px 3px;vertical-align:bottom;font-weight:bold;text-align:center;">Rw-value </td> </tr> <tr style="height:20px;"> <td style="overflow:hidden;padding:0px 3px 0px 3px;vertical-align:bottom;"></td> <td style="overflow:hidden;padding:0px 3px 0px 3px;vertical-align:bottom;"></td> <td style="overflow:hidden;padding:0px 3px 0px 3px;vertical-align:bottom;"></td> <td data-sheets-numberformat='{"1":2,"2":"0.00","3":1}' data-sheets-value='{"1":2,"2":"EN 1873 : 2014"}' style="overflow:hidden;padding:0px 3px 0px 3px;vertical-align:bottom;text-align:center;">EN 1873 : 2014</td> <td data-sheets-numberformat='{"1":2,"2":"0","3":1}' data-sheets-value='{"1":2,"2":"EN ISO 13468 EN 16153 EN 410"}' style="overflow:hidden;padding:0px 3px 0px 3px;vertical-align:bottom;text-align:center;">EN ISO 13468 EN 16153 EN 410</td> <td data-sheets-numberformat='{"1":2,"2":"0","3":1}' data-sheets-value='{"1":2,"2":"EN 410"}' style="overflow:hidden;padding:0px 3px 0px 3px;vertical-align:bottom;text-align:center;">EN 410</td> <td data-sheets-value='{"1":2,"2":"EN ISO 140-3\t\t"}' style="overflow:hidden;padding:0px 3px 0px 3px;vertical-align:bottom;text-align:center;">EN ISO 140-3 </td> </tr> <tr style="height:20px;"> <td data-sheets-value='{"1":2,"2":"Material"}' style="border-bottom:1px solid #000000;overflow:hidden;padding:0px 3px 0px 3px;vertical-align:bottom;background-color:#000000;font-weight:bold;color:#ffffff;">Material</td> <td data-sheets-value='{"1":2,"2":"Walls"}' style="border-bottom:1px solid #000000;overflow:hidden;padding:0px 3px 0px 3px;vertical-align:bottom;background-color:#000000;font-weight:bold;color:#ffffff;">Walls</td> <td data-sheets-value='{"1":2,"2":"Shells"}' style="border-bottom:1px solid #000000;overflow:hidden;padding:0px 3px 0px 3px;vertical-align:bottom;background-color:#000000;font-weight:bold;color:#ffffff;">Shells</td> <td data-sheets-numberformat='{"1":2,"2":"0.00","3":1}' data-sheets-value='{"1":2,"2":"(W/m²K)\t"}' style="border-bottom:1px solid #000000;overflow:hidden;padding:0px 3px 0px 3px;vertical-align:bottom;background-color:#000000;font-weight:bold;color:#ffffff;text-align:center;">(W/m²K) </td> <td data-sheets-numberformat='{"1":2,"2":"0","3":1}' data-sheets-value='{"1":2,"2":"(%)"}' style="border-bottom:1px solid #000000;overflow:hidden;padding:0px 3px 0px 3px;vertical-align:bottom;background-color:#000000;font-weight:bold;color:#ffffff;text-align:center;">(%)</td> <td data-sheets-numberformat='{"1":2,"2":"0","3":1}' data-sheets-value='{"1":2,"2":"(%)"}' style="border-bottom:1px solid #000000;overflow:hidden;padding:0px 3px 0px 3px;vertical-align:bottom;background-color:#000000;font-weight:bold;color:#ffffff;text-align:center;">(%)</td> <td data-sheets-value='{"1":2,"2":"(dB)"}' style="border-bottom:1px solid #000000;overflow:hidden;padding:0px 3px 0px 3px;vertical-align:bottom;background-color:#000000;font-weight:bold;color:#ffffff;text-align:center;">(dB)</td> </tr> <tr style="height:20px;"> <td data-sheets-value='{"1":2,"2":"Acrylic"}' style="border-left:1px solid #000000;overflow:hidden;padding:0px 3px 0px 3px;vertical-align:bottom;">Acrylic</td> <td data-sheets-value='{"1":2,"2":"EW"}' style="overflow:hidden;padding:0px 3px 0px 3px;vertical-align:bottom;">EW</td> <td data-sheets-value='{"1":2,"2":"Clear (H)"}' style="overflow:hidden;padding:0px 3px 0px 3px;vertical-align:bottom;">Clear (H)</td> <td data-sheets-numberformat='{"1":2,"2":"0.00","3":1}' data-sheets-value='{"1":3,"3":1.19}' style="overflow:hidden;padding:0px 3px 0px 3px;vertical-align:bottom;text-align:center;">1.19</td> <td data-sheets-numberformat='{"1":2,"2":"0","3":1}' data-sheets-value='{"1":3,"3":36.9}' style="overflow:hidden;padding:0px 3px 0px 3px;vertical-align:bottom;text-align:center;">37</td> <td data-sheets-numberformat='{"1":2,"2":"0","3":1}' data-sheets-value='{"1":3,"3":57.42}' style="overflow:hidden;padding:0px 3px 0px 3px;vertical-align:bottom;text-align:center;">57</td> <td data-sheets-value='{"1":3,"3":24}' style="border-right:1px solid #000000;overflow:hidden;padding:0px 3px 0px 3px;vertical-align:bottom;text-align:center;">24</td> </tr> <tr style="height:20px;"> <td data-sheets-value='{"1":2,"2":"PMMA"}' style="border-left:1px solid #000000;overflow:hidden;padding:0px 3px 0px 3px;vertical-align:bottom;">PMMA</td> <td style="overflow:hidden;padding:0px 3px 0px 3px;vertical-align:bottom;"></td> <td data-sheets-value='{"1":2,"2":"Opal (O)"}' style="overflow:hidden;padding:0px 3px 0px 3px;vertical-align:bottom;">Opal (O)</td> <td data-sheets-numberformat='{"1":2,"2":"0.00","3":1}' data-sheets-value='{"1":3,"3":1.19}' style="overflow:hidden;padding:0px 3px 0px 3px;vertical-align:bottom;text-align:center;">1.19</td> <td data-sheets-numberformat='{"1":2,"2":"0","3":1}' data-sheets-value='{"1":3,"3":34.03}' style="overflow:hidden;padding:0px 3px 0px 3px;vertical-align:bottom;text-align:center;">34</td> <td data-sheets-numberformat='{"1":2,"2":"0","3":1}' data-sheets-value='{"1":3,"3":50.160000000000004}' style="overflow:hidden;padding:0px 3px 0px 3px;vertical-align:bottom;text-align:center;">50</td> <td data-sheets-value='{"1":3,"3":24}' style="border-right:1px solid #000000;overflow:hidden;padding:0px 3px 0px 3px;vertical-align:bottom;text-align:center;">24</td> </tr> <tr style="height:20px;"> <td style="border-left:1px solid #000000;overflow:hidden;padding:0px 3px 0px 3px;vertical-align:bottom;"></td> <td data-sheets-value='{"1":2,"2":"DW"}' style="overflow:hidden;padding:0px 3px 0px 3px;vertical-align:bottom;">DW</td> <td data-sheets-value='{"1":2,"2":"Clear (H/H)"}' style="overflow:hidden;padding:0px 3px 0px 3px;vertical-align:bottom;">Clear (H/H)</td> <td data-sheets-numberformat='{"1":2,"2":"0.00","3":1}' data-sheets-value='{"1":3,"3":0.98}' style="overflow:hidden;padding:0px 3px 0px 3px;vertical-align:bottom;text-align:center;">0.98</td> <td data-sheets-numberformat='{"1":2,"2":"0","3":1}' data-sheets-value='{"1":3,"3":33.21}' style="overflow:hidden;padding:0px 3px 0px 3px;vertical-align:bottom;text-align:center;">33</td> <td data-sheets-numberformat='{"1":2,"2":"0","3":1}' data-sheets-value='{"1":3,"3":49.5}' style="overflow:hidden;padding:0px 3px 0px 3px;vertical-align:bottom;text-align:center;">50</td> <td data-sheets-value='{"1":3,"3":26}' style="border-right:1px solid #000000;overflow:hidden;padding:0px 3px 0px 3px;vertical-align:bottom;text-align:center;">26</td> </tr> <tr style="height:20px;"> <td style="border-bottom:1px solid #000000;border-left:1px solid #000000;overflow:hidden;padding:0px 3px 0px 3px;vertical-align:bottom;"></td> <td style="border-bottom:1px solid #000000;overflow:hidden;padding:0px 3px 0px 3px;vertical-align:bottom;"></td> <td data-sheets-value='{"1":2,"2":"Opal (O/O)"}' style="border-bottom:1px solid #000000;overflow:hidden;padding:0px 3px 0px 3px;vertical-align:bottom;">Opal (O/O)</td> <td data-sheets-numberformat='{"1":2,"2":"0.00","3":1}' data-sheets-value='{"1":3,"3":0.98}' style="border-bottom:1px solid #000000;overflow:hidden;padding:0px 3px 0px 3px;vertical-align:bottom;text-align:center;">0.98</td> <td data-sheets-numberformat='{"1":2,"2":"0","3":1}' data-sheets-value='{"1":3,"3":28.29}' style="border-bottom:1px solid #000000;overflow:hidden;padding:0px 3px 0px 3px;vertical-align:bottom;text-align:center;">28</td> <td data-sheets-numberformat='{"1":2,"2":"0","3":1}' data-sheets-value='{"1":3,"3":38.28}' style="border-bottom:1px solid #000000;overflow:hidden;padding:0px 3px 0px 3px;vertical-align:bottom;text-align:center;">38</td> <td data-sheets-value='{"1":3,"3":26}' style="border-right:1px solid #000000;border-bottom:1px solid #000000;overflow:hidden;padding:0px 3px 0px 3px;vertical-align:bottom;text-align:center;">26</td> </tr> <tr style="height:20px;"> <td data-sheets-value='{"1":2,"2":"Polycarbonate "}' style="border-left:1px solid #000000;overflow:hidden;padding:0px 3px 0px 3px;vertical-align:bottom;">Polycarbonate </td> <td data-sheets-value='{"1":2,"2":"EW"}' style="overflow:hidden;padding:0px 3px 0px 3px;vertical-align:bottom;">EW</td> <td data-sheets-value='{"1":2,"2":"Clear (A)"}' style="overflow:hidden;padding:0px 3px 0px 3px;vertical-align:bottom;">Clear (A)</td> <td data-sheets-numberformat='{"1":2,"2":"0.00","3":1}' data-sheets-value='{"1":3,"3":1.19}' style="overflow:hidden;padding:0px 3px 0px 3px;vertical-align:bottom;text-align:center;">1.19</td> <td data-sheets-numberformat='{"1":2,"2":"0","3":1}' data-sheets-value='{"1":3,"3":36.08}' style="overflow:hidden;padding:0px 3px 0px 3px;vertical-align:bottom;text-align:center;">36</td> <td data-sheets-numberformat='{"1":2,"2":"0","3":1}' data-sheets-value='{"1":3,"3":54.78}' style="overflow:hidden;padding:0px 3px 0px 3px;vertical-align:bottom;text-align:center;">55</td> <td data-sheets-value='{"1":3,"3":24}' style="border-right:1px solid #000000;overflow:hidden;padding:0px 3px 0px 3px;vertical-align:bottom;text-align:center;">24</td> </tr> <tr style="height:20px;"> <td data-sheets-value='{"1":2,"2":"PC"}' style="border-left:1px solid #000000;overflow:hidden;padding:0px 3px 0px 3px;vertical-align:bottom;">PC</td> <td style="overflow:hidden;padding:0px 3px 0px 3px;vertical-align:bottom;"></td> <td data-sheets-value='{"1":2,"2":"Opal (D)"}' style="overflow:hidden;padding:0px 3px 0px 3px;vertical-align:bottom;">Opal (D)</td> <td data-sheets-numberformat='{"1":2,"2":"0.00","3":1}' data-sheets-value='{"1":3,"3":1.19}' style="overflow:hidden;padding:0px 3px 0px 3px;vertical-align:bottom;text-align:center;">1.19</td> <td data-sheets-numberformat='{"1":2,"2":"0","3":1}' data-sheets-value='{"1":3,"3":23.779999999999998}' style="overflow:hidden;padding:0px 3px 0px 3px;vertical-align:bottom;text-align:center;">24</td> <td data-sheets-numberformat='{"1":2,"2":"0","3":1}' data-sheets-value='{"1":3,"3":39.6}' style="overflow:hidden;padding:0px 3px 0px 3px;vertical-align:bottom;text-align:center;">40</td> <td data-sheets-value='{"1":3,"3":24}' style="border-right:1px solid #000000;overflow:hidden;padding:0px 3px 0px 3px;vertical-align:bottom;text-align:center;">24</td> </tr> <tr style="height:20px;"> <td style="border-left:1px solid #000000;overflow:hidden;padding:0px 3px 0px 3px;vertical-align:bottom;"></td> <td data-sheets-value='{"1":2,"2":"DW"}' style="overflow:hidden;padding:0px 3px 0px 3px;vertical-align:bottom;">DW</td> <td data-sheets-value='{"1":2,"2":"Clear (A/H)"}' style="overflow:hidden;padding:0px 3px 0px 3px;vertical-align:bottom;">Clear (A/H)</td> <td data-sheets-numberformat='{"1":2,"2":"0.00","3":1}' data-sheets-value='{"1":3,"3":0.98}' style="overflow:hidden;padding:0px 3px 0px 3px;vertical-align:bottom;text-align:center;">0.98</td> <td data-sheets-numberformat='{"1":2,"2":"0","3":1}' data-sheets-value='{"1":3,"3":32.39}' style="overflow:hidden;padding:0px 3px 0px 3px;vertical-align:bottom;text-align:center;">32</td> <td data-sheets-numberformat='{"1":2,"2":"0","3":1}' data-sheets-value='{"1":3,"3":47.52}' style="overflow:hidden;padding:0px 3px 0px 3px;vertical-align:bottom;text-align:center;">48</td> <td data-sheets-value='{"1":3,"3":26}' style="border-right:1px solid #000000;overflow:hidden;padding:0px 3px 0px 3px;vertical-align:bottom;text-align:center;">26</td> </tr> <tr style="height:20px;"> <td style="border-left:1px solid #000000;overflow:hidden;padding:0px 3px 0px 3px;vertical-align:bottom;"></td> <td style="overflow:hidden;padding:0px 3px 0px 3px;vertical-align:bottom;"></td> <td data-sheets-value='{"1":2,"2":"Clear (A/A)"}' style="overflow:hidden;padding:0px 3px 0px 3px;vertical-align:bottom;">Clear (A/A)</td> <td data-sheets-numberformat='{"1":2,"2":"0.00","3":1}' data-sheets-value='{"1":3,"3":0.98}' style="overflow:hidden;padding:0px 3px 0px 3px;vertical-align:bottom;text-align:center;">0.98</td> <td data-sheets-numberformat='{"1":2,"2":"0","3":1}' data-sheets-value='{"1":3,"3":31.569999999999997}' style="overflow:hidden;padding:0px 3px 0px 3px;vertical-align:bottom;text-align:center;">32</td> <td data-sheets-numberformat='{"1":2,"2":"0","3":1}' data-sheets-value='{"1":3,"3":45.54}' style="overflow:hidden;padding:0px 3px 0px 3px;vertical-align:bottom;text-align:center;">46</td> <td data-sheets-value='{"1":3,"3":26}' style="border-right:1px solid #000000;overflow:hidden;padding:0px 3px 0px 3px;vertical-align:bottom;text-align:center;">26</td> </tr> <tr style="height:20px;"> <td style="border-left:1px solid #000000;overflow:hidden;padding:0px 3px 0px 3px;vertical-align:bottom;"></td> <td style="overflow:hidden;padding:0px 3px 0px 3px;vertical-align:bottom;"></td> <td data-sheets-value='{"1":2,"2":"Opal (A/O)"}' style="overflow:hidden;padding:0px 3px 0px 3px;vertical-align:bottom;">Opal (A/O)</td> <td data-sheets-numberformat='{"1":2,"2":"0.00","3":1}' data-sheets-value='{"1":3,"3":0.98}' style="overflow:hidden;padding:0px 3px 0px 3px;vertical-align:bottom;text-align:center;">0.98</td> <td data-sheets-numberformat='{"1":2,"2":"0","3":1}' data-sheets-value='{"1":3,"3":29.93}' style="overflow:hidden;padding:0px 3px 0px 3px;vertical-align:bottom;text-align:center;">30</td> <td data-sheets-numberformat='{"1":2,"2":"0","3":1}' data-sheets-value='{"1":3,"3":41.580000000000005}' style="overflow:hidden;padding:0px 3px 0px 3px;vertical-align:bottom;text-align:center;">42</td> <td data-sheets-value='{"1":3,"3":26}' style="border-right:1px solid #000000;overflow:hidden;padding:0px 3px 0px 3px;vertical-align:bottom;text-align:center;">26</td> </tr> <tr style="height:20px;"> <td style="border-bottom:1px solid #000000;border-left:1px solid #000000;overflow:hidden;padding:0px 3px 0px 3px;vertical-align:bottom;"></td> <td style="border-bottom:1px solid #000000;overflow:hidden;padding:0px 3px 0px 3px;vertical-align:bottom;"></td> <td data-sheets-value='{"1":2,"2":"Opal (A/D)"}' style="border-bottom:1px solid #000000;overflow:hidden;padding:0px 3px 0px 3px;vertical-align:bottom;">Opal (A/D)</td> <td data-sheets-numberformat='{"1":2,"2":"0.00","3":1}' data-sheets-value='{"1":3,"3":0.98}' style="border-bottom:1px solid #000000;overflow:hidden;padding:0px 3px 0px 3px;vertical-align:bottom;text-align:center;">0.98</td> <td data-sheets-numberformat='{"1":2,"2":"0","3":1}' data-sheets-value='{"1":3,"3":20.91}' style="border-bottom:1px solid #000000;overflow:hidden;padding:0px 3px 0px 3px;vertical-align:bottom;text-align:center;">21</td> <td data-sheets-numberformat='{"1":2,"2":"0","3":1}' data-sheets-value='{"1":3,"3":33}' style="border-bottom:1px solid #000000;overflow:hidden;padding:0px 3px 0px 3px;vertical-align:bottom;text-align:center;">33</td> <td data-sheets-value='{"1":3,"3":26}' style="border-right:1px solid #000000;border-bottom:1px solid #000000;overflow:hidden;padding:0px 3px 0px 3px;vertical-align:bottom;text-align:center;">26</td> </tr> <tr style="height:20px;"> <td data-sheets-value='{"1":2,"2":"Polycarbonate"}' style="border-left:1px solid #000000;overflow:hidden;padding:0px 3px 0px 3px;vertical-align:bottom;">Polycarbonate</td> <td data-sheets-value='{"1":2,"2":"EW"}' style="overflow:hidden;padding:0px 3px 0px 3px;vertical-align:bottom;">EW</td> <td data-sheets-value='{"1":2,"2":"Heatstop Opal (T)"}' style="overflow:hidden;padding:0px 3px 0px 3px;vertical-align:bottom;">Heatstop Opal (T)</td> <td data-sheets-numberformat='{"1":2,"2":"0.00","3":1}' data-sheets-value='{"1":3,"3":1.19}' style="overflow:hidden;padding:0px 3px 0px 3px;vertical-align:bottom;text-align:center;">1.19</td> <td data-sheets-numberformat='{"1":2,"2":"0","3":1}' data-sheets-value='{"1":3,"3":20.09}' style="overflow:hidden;padding:0px 3px 0px 3px;vertical-align:bottom;text-align:center;">20</td> <td data-sheets-numberformat='{"1":2,"2":"0","3":1}' data-sheets-value='{"1":3,"3":38.940000000000005}' style="overflow:hidden;padding:0px 3px 0px 3px;vertical-align:bottom;text-align:center;">39</td> <td data-sheets-value='{"1":3,"3":24}' style="border-right:1px solid #000000;overflow:hidden;padding:0px 3px 0px 3px;vertical-align:bottom;text-align:center;">24</td> </tr> <tr style="height:20px;"> <td data-sheets-value='{"1":2,"2":"Heatstop PC"}' style="border-left:1px solid #000000;overflow:hidden;padding:0px 3px 0px 3px;vertical-align:bottom;">Heatstop PC</td> <td data-sheets-value='{"1":2,"2":"DW"}' style="overflow:hidden;padding:0px 3px 0px 3px;vertical-align:bottom;">DW</td> <td data-sheets-value='{"1":2,"2":"Clear (T/H)"}' style="overflow:hidden;padding:0px 3px 0px 3px;vertical-align:bottom;">Clear (T/H)</td> <td data-sheets-numberformat='{"1":2,"2":"0.00","3":1}' data-sheets-value='{"1":3,"3":0.98}' style="overflow:hidden;padding:0px 3px 0px 3px;vertical-align:bottom;text-align:center;">0.98</td> <td data-sheets-numberformat='{"1":2,"2":"0","3":1}' data-sheets-value='{"1":3,"3":18.04}' style="overflow:hidden;padding:0px 3px 0px 3px;vertical-align:bottom;text-align:center;">18</td> <td data-sheets-numberformat='{"1":2,"2":"0","3":1}' data-sheets-value='{"1":3,"3":33.660000000000004}' style="overflow:hidden;padding:0px 3px 0px 3px;vertical-align:bottom;text-align:center;">34</td> <td data-sheets-value='{"1":3,"3":26}' style="border-right:1px solid #000000;overflow:hidden;padding:0px 3px 0px 3px;vertical-align:bottom;text-align:center;">26</td> </tr> <tr style="height:20px;"> <td style="border-bottom:1px solid #000000;border-left:1px solid #000000;overflow:hidden;padding:0px 3px 0px 3px;vertical-align:bottom;"></td> <td style="border-bottom:1px solid #000000;overflow:hidden;padding:0px 3px 0px 3px;vertical-align:bottom;"></td> <td data-sheets-value='{"1":2,"2":"Opal (T/O)"}' style="border-bottom:1px solid #000000;overflow:hidden;padding:0px 3px 0px 3px;vertical-align:bottom;">Opal (T/O)</td> <td data-sheets-numberformat='{"1":2,"2":"0.00","3":1}' data-sheets-value='{"1":3,"3":0.98}' style="border-bottom:1px solid #000000;overflow:hidden;padding:0px 3px 0px 3px;vertical-align:bottom;text-align:center;">0.98</td> <td data-sheets-numberformat='{"1":2,"2":"0","3":1}' data-sheets-value='{"1":3,"3":16.81}' style="border-bottom:1px solid #000000;overflow:hidden;padding:0px 3px 0px 3px;vertical-align:bottom;text-align:center;">17</td> <td data-sheets-numberformat='{"1":2,"2":"0","3":1}' data-sheets-value='{"1":3,"3":29.700000000000003}' style="border-bottom:1px solid #000000;overflow:hidden;padding:0px 3px 0px 3px;vertical-align:bottom;text-align:center;">30</td> <td data-sheets-value='{"1":3,"3":26}' style="border-right:1px solid #000000;border-bottom:1px solid #000000;overflow:hidden;padding:0px 3px 0px 3px;vertical-align:bottom;text-align:center;">26</td> </tr> </tbody></table> | skylux-160-ce-met-koepel-en-pvc-opstand-16-00-met-lm-motor-pvc-raam-type-ep25-en-windvang-1300-x-2500-mm | 8586027368781 | 46872338956621
Smoke and heat exhaust (SHEV) | SHE system | Skylux | Skylux 160° CE with skylight and PVC curb 16/00 with double LM-actuator, PVC frame type EP25 and spoiler 1300 x 2800 mm |  | 50353 | 5412970503538 | 9145.2 | Yes | 30-45 | 154.19 | 1300 x 2800 mm | 2800 | 1300 |  | PVC 16/00 (16 cm high & roof opening = daylight size) | Rectangular | 1.19 W/m²K - 0.98 W/m²K | 57% - 30% | 37% - 17% | 24dB - 26dB | 160° CE (for industry) | PVC frame EP25 | with spoiler | E | Double actuator | Maximum double-walled skylight possible for this product | Ut-value LT-value g-value Rw-value EN 1873 : 2014 EN ISO 13468 EN 16153 EN 410 EN 410 EN ISO 140-3 Material Walls Shells (W/m²K) (%) (%) (dB) Acrylic EW Clear (H) 1.19 37 57 24 PMMA Opal (O) 1.19 34 50 24 DW Clear (H/H) 0.98 33 50 26 Opal (O/O) 0.98 28 38 26 Polycarbonate EW Clear (A) 1.19 36 55 24 PC Opal (D) 1.19 24 40 24 DW Clear (A/H) 0.98 32 48 26 Clear (A/A) 0.98 32 46 26 Opal (A/O) 0.98 30 42 26 Opal (A/D) 0.98 21 33 26 Polycarbonate EW Heatstop Opal (T) 1.19 20 39 24 Heatstop PC DW Clear (T/H) 0.98 18 34 26 Opal (T/O) 0.98 17 30 26 | https://skylux.eu/en/products/skylux-160-ce-met-koepel-en-pvc-opstand-16-00-met-lm-motor-pvc-raam-type-ep25-en-windvang-1300-x-2800-mm | https://skylux.eu/cdn/shop/files/Skylux-160deg-CE-met-koepel-en-pvc-opstand-1600-met-dubbele-LM-motor-pvc-raam-type-EP25-en-windvang-1300-x-2800-mm-RWA-systeem.jpg?v=1702980031&width=1600 | https://skylux.eu/cdn/shop/files/e5a82811-1bb0-48e4-a776-cacb59c7c092_ff32412d-070f-4be0-90ec-bf7a6dc0c998.jpg?v=1688551035&width=1600 | //skylux.eu/cdn/shop/files/E_MH_Mounting_instructions_Skylux_160_CE_LM.pdf?v=12406716259046007223 | //skylux.eu/cdn/shop/files/E_TD_Technical_File_Skylux_Skylux_160_CE_Electric.pdf?v=3667116872303399239 | <style type="text/css" id="isPasted"><!--td {border: 1px solid #cccccc;}br {mso-data-placement:same-cell;}--></style><table border="1" cellpadding="0" cellspacing="0" dir="ltr" style="table-layout:fixed;font-size:10pt;font-family:Arial;border-collapse:collapse;border:none;"><tbody> <tr style="height:20px;"> <td style="overflow:hidden;padding:0px 3px 0px 3px;vertical-align:bottom;"></td> <td style="overflow:hidden;padding:0px 3px 0px 3px;vertical-align:bottom;"></td> <td style="overflow:hidden;padding:0px 3px 0px 3px;vertical-align:bottom;"></td> <td data-sheets-value='{"1":2,"2":"Ut-value"}' style="overflow:hidden;padding:0px 3px 0px 3px;vertical-align:bottom;font-weight:bold;text-align:center;">Ut-value</td> <td data-sheets-value='{"1":2,"2":"LT-value"}' style="overflow:hidden;padding:0px 3px 0px 3px;vertical-align:bottom;font-weight:bold;text-align:center;">LT-value</td> <td data-sheets-value='{"1":2,"2":"g-value"}' style="overflow:hidden;padding:0px 3px 0px 3px;vertical-align:bottom;font-weight:bold;text-align:center;">g-value</td> <td data-sheets-value='{"1":2,"2":"Rw-value "}' style="overflow:hidden;padding:0px 3px 0px 3px;vertical-align:bottom;font-weight:bold;text-align:center;">Rw-value </td> </tr> <tr style="height:20px;"> <td style="overflow:hidden;padding:0px 3px 0px 3px;vertical-align:bottom;"></td> <td style="overflow:hidden;padding:0px 3px 0px 3px;vertical-align:bottom;"></td> <td style="overflow:hidden;padding:0px 3px 0px 3px;vertical-align:bottom;"></td> <td data-sheets-numberformat='{"1":2,"2":"0.00","3":1}' data-sheets-value='{"1":2,"2":"EN 1873 : 2014"}' style="overflow:hidden;padding:0px 3px 0px 3px;vertical-align:bottom;text-align:center;">EN 1873 : 2014</td> <td data-sheets-numberformat='{"1":2,"2":"0","3":1}' data-sheets-value='{"1":2,"2":"EN ISO 13468 EN 16153 EN 410"}' style="overflow:hidden;padding:0px 3px 0px 3px;vertical-align:bottom;text-align:center;">EN ISO 13468 EN 16153 EN 410</td> <td data-sheets-numberformat='{"1":2,"2":"0","3":1}' data-sheets-value='{"1":2,"2":"EN 410"}' style="overflow:hidden;padding:0px 3px 0px 3px;vertical-align:bottom;text-align:center;">EN 410</td> <td data-sheets-value='{"1":2,"2":"EN ISO 140-3\t\t"}' style="overflow:hidden;padding:0px 3px 0px 3px;vertical-align:bottom;text-align:center;">EN ISO 140-3 </td> </tr> <tr style="height:20px;"> <td data-sheets-value='{"1":2,"2":"Material"}' style="border-bottom:1px solid #000000;overflow:hidden;padding:0px 3px 0px 3px;vertical-align:bottom;background-color:#000000;font-weight:bold;color:#ffffff;">Material</td> <td data-sheets-value='{"1":2,"2":"Walls"}' style="border-bottom:1px solid #000000;overflow:hidden;padding:0px 3px 0px 3px;vertical-align:bottom;background-color:#000000;font-weight:bold;color:#ffffff;">Walls</td> <td data-sheets-value='{"1":2,"2":"Shells"}' style="border-bottom:1px solid #000000;overflow:hidden;padding:0px 3px 0px 3px;vertical-align:bottom;background-color:#000000;font-weight:bold;color:#ffffff;">Shells</td> <td data-sheets-numberformat='{"1":2,"2":"0.00","3":1}' data-sheets-value='{"1":2,"2":"(W/m²K)\t"}' style="border-bottom:1px solid #000000;overflow:hidden;padding:0px 3px 0px 3px;vertical-align:bottom;background-color:#000000;font-weight:bold;color:#ffffff;text-align:center;">(W/m²K) </td> <td data-sheets-numberformat='{"1":2,"2":"0","3":1}' data-sheets-value='{"1":2,"2":"(%)"}' style="border-bottom:1px solid #000000;overflow:hidden;padding:0px 3px 0px 3px;vertical-align:bottom;background-color:#000000;font-weight:bold;color:#ffffff;text-align:center;">(%)</td> <td data-sheets-numberformat='{"1":2,"2":"0","3":1}' data-sheets-value='{"1":2,"2":"(%)"}' style="border-bottom:1px solid #000000;overflow:hidden;padding:0px 3px 0px 3px;vertical-align:bottom;background-color:#000000;font-weight:bold;color:#ffffff;text-align:center;">(%)</td> <td data-sheets-value='{"1":2,"2":"(dB)"}' style="border-bottom:1px solid #000000;overflow:hidden;padding:0px 3px 0px 3px;vertical-align:bottom;background-color:#000000;font-weight:bold;color:#ffffff;text-align:center;">(dB)</td> </tr> <tr style="height:20px;"> <td data-sheets-value='{"1":2,"2":"Acrylic"}' style="border-left:1px solid #000000;overflow:hidden;padding:0px 3px 0px 3px;vertical-align:bottom;">Acrylic</td> <td data-sheets-value='{"1":2,"2":"EW"}' style="overflow:hidden;padding:0px 3px 0px 3px;vertical-align:bottom;">EW</td> <td data-sheets-value='{"1":2,"2":"Clear (H)"}' style="overflow:hidden;padding:0px 3px 0px 3px;vertical-align:bottom;">Clear (H)</td> <td data-sheets-numberformat='{"1":2,"2":"0.00","3":1}' data-sheets-value='{"1":3,"3":1.19}' style="overflow:hidden;padding:0px 3px 0px 3px;vertical-align:bottom;text-align:center;">1.19</td> <td data-sheets-numberformat='{"1":2,"2":"0","3":1}' data-sheets-value='{"1":3,"3":36.9}' style="overflow:hidden;padding:0px 3px 0px 3px;vertical-align:bottom;text-align:center;">37</td> <td data-sheets-numberformat='{"1":2,"2":"0","3":1}' data-sheets-value='{"1":3,"3":57.42}' style="overflow:hidden;padding:0px 3px 0px 3px;vertical-align:bottom;text-align:center;">57</td> <td data-sheets-value='{"1":3,"3":24}' style="border-right:1px solid #000000;overflow:hidden;padding:0px 3px 0px 3px;vertical-align:bottom;text-align:center;">24</td> </tr> <tr style="height:20px;"> <td data-sheets-value='{"1":2,"2":"PMMA"}' style="border-left:1px solid #000000;overflow:hidden;padding:0px 3px 0px 3px;vertical-align:bottom;">PMMA</td> <td style="overflow:hidden;padding:0px 3px 0px 3px;vertical-align:bottom;"></td> <td data-sheets-value='{"1":2,"2":"Opal (O)"}' style="overflow:hidden;padding:0px 3px 0px 3px;vertical-align:bottom;">Opal (O)</td> <td data-sheets-numberformat='{"1":2,"2":"0.00","3":1}' data-sheets-value='{"1":3,"3":1.19}' style="overflow:hidden;padding:0px 3px 0px 3px;vertical-align:bottom;text-align:center;">1.19</td> <td data-sheets-numberformat='{"1":2,"2":"0","3":1}' data-sheets-value='{"1":3,"3":34.03}' style="overflow:hidden;padding:0px 3px 0px 3px;vertical-align:bottom;text-align:center;">34</td> <td data-sheets-numberformat='{"1":2,"2":"0","3":1}' data-sheets-value='{"1":3,"3":50.160000000000004}' style="overflow:hidden;padding:0px 3px 0px 3px;vertical-align:bottom;text-align:center;">50</td> <td data-sheets-value='{"1":3,"3":24}' style="border-right:1px solid #000000;overflow:hidden;padding:0px 3px 0px 3px;vertical-align:bottom;text-align:center;">24</td> </tr> <tr style="height:20px;"> <td style="border-left:1px solid #000000;overflow:hidden;padding:0px 3px 0px 3px;vertical-align:bottom;"></td> <td data-sheets-value='{"1":2,"2":"DW"}' style="overflow:hidden;padding:0px 3px 0px 3px;vertical-align:bottom;">DW</td> <td data-sheets-value='{"1":2,"2":"Clear (H/H)"}' style="overflow:hidden;padding:0px 3px 0px 3px;vertical-align:bottom;">Clear (H/H)</td> <td data-sheets-numberformat='{"1":2,"2":"0.00","3":1}' data-sheets-value='{"1":3,"3":0.98}' style="overflow:hidden;padding:0px 3px 0px 3px;vertical-align:bottom;text-align:center;">0.98</td> <td data-sheets-numberformat='{"1":2,"2":"0","3":1}' data-sheets-value='{"1":3,"3":33.21}' style="overflow:hidden;padding:0px 3px 0px 3px;vertical-align:bottom;text-align:center;">33</td> <td data-sheets-numberformat='{"1":2,"2":"0","3":1}' data-sheets-value='{"1":3,"3":49.5}' style="overflow:hidden;padding:0px 3px 0px 3px;vertical-align:bottom;text-align:center;">50</td> <td data-sheets-value='{"1":3,"3":26}' style="border-right:1px solid #000000;overflow:hidden;padding:0px 3px 0px 3px;vertical-align:bottom;text-align:center;">26</td> </tr> <tr style="height:20px;"> <td style="border-bottom:1px solid #000000;border-left:1px solid #000000;overflow:hidden;padding:0px 3px 0px 3px;vertical-align:bottom;"></td> <td style="border-bottom:1px solid #000000;overflow:hidden;padding:0px 3px 0px 3px;vertical-align:bottom;"></td> <td data-sheets-value='{"1":2,"2":"Opal (O/O)"}' style="border-bottom:1px solid #000000;overflow:hidden;padding:0px 3px 0px 3px;vertical-align:bottom;">Opal (O/O)</td> <td data-sheets-numberformat='{"1":2,"2":"0.00","3":1}' data-sheets-value='{"1":3,"3":0.98}' style="border-bottom:1px solid #000000;overflow:hidden;padding:0px 3px 0px 3px;vertical-align:bottom;text-align:center;">0.98</td> <td data-sheets-numberformat='{"1":2,"2":"0","3":1}' data-sheets-value='{"1":3,"3":28.29}' style="border-bottom:1px solid #000000;overflow:hidden;padding:0px 3px 0px 3px;vertical-align:bottom;text-align:center;">28</td> <td data-sheets-numberformat='{"1":2,"2":"0","3":1}' data-sheets-value='{"1":3,"3":38.28}' style="border-bottom:1px solid #000000;overflow:hidden;padding:0px 3px 0px 3px;vertical-align:bottom;text-align:center;">38</td> <td data-sheets-value='{"1":3,"3":26}' style="border-right:1px solid #000000;border-bottom:1px solid #000000;overflow:hidden;padding:0px 3px 0px 3px;vertical-align:bottom;text-align:center;">26</td> </tr> <tr style="height:20px;"> <td data-sheets-value='{"1":2,"2":"Polycarbonate "}' style="border-left:1px solid #000000;overflow:hidden;padding:0px 3px 0px 3px;vertical-align:bottom;">Polycarbonate </td> <td data-sheets-value='{"1":2,"2":"EW"}' style="overflow:hidden;padding:0px 3px 0px 3px;vertical-align:bottom;">EW</td> <td data-sheets-value='{"1":2,"2":"Clear (A)"}' style="overflow:hidden;padding:0px 3px 0px 3px;vertical-align:bottom;">Clear (A)</td> <td data-sheets-numberformat='{"1":2,"2":"0.00","3":1}' data-sheets-value='{"1":3,"3":1.19}' style="overflow:hidden;padding:0px 3px 0px 3px;vertical-align:bottom;text-align:center;">1.19</td> <td data-sheets-numberformat='{"1":2,"2":"0","3":1}' data-sheets-value='{"1":3,"3":36.08}' style="overflow:hidden;padding:0px 3px 0px 3px;vertical-align:bottom;text-align:center;">36</td> <td data-sheets-numberformat='{"1":2,"2":"0","3":1}' data-sheets-value='{"1":3,"3":54.78}' style="overflow:hidden;padding:0px 3px 0px 3px;vertical-align:bottom;text-align:center;">55</td> <td data-sheets-value='{"1":3,"3":24}' style="border-right:1px solid #000000;overflow:hidden;padding:0px 3px 0px 3px;vertical-align:bottom;text-align:center;">24</td> </tr> <tr style="height:20px;"> <td data-sheets-value='{"1":2,"2":"PC"}' style="border-left:1px solid #000000;overflow:hidden;padding:0px 3px 0px 3px;vertical-align:bottom;">PC</td> <td style="overflow:hidden;padding:0px 3px 0px 3px;vertical-align:bottom;"></td> <td data-sheets-value='{"1":2,"2":"Opal (D)"}' style="overflow:hidden;padding:0px 3px 0px 3px;vertical-align:bottom;">Opal (D)</td> <td data-sheets-numberformat='{"1":2,"2":"0.00","3":1}' data-sheets-value='{"1":3,"3":1.19}' style="overflow:hidden;padding:0px 3px 0px 3px;vertical-align:bottom;text-align:center;">1.19</td> <td data-sheets-numberformat='{"1":2,"2":"0","3":1}' data-sheets-value='{"1":3,"3":23.779999999999998}' style="overflow:hidden;padding:0px 3px 0px 3px;vertical-align:bottom;text-align:center;">24</td> <td data-sheets-numberformat='{"1":2,"2":"0","3":1}' data-sheets-value='{"1":3,"3":39.6}' style="overflow:hidden;padding:0px 3px 0px 3px;vertical-align:bottom;text-align:center;">40</td> <td data-sheets-value='{"1":3,"3":24}' style="border-right:1px solid #000000;overflow:hidden;padding:0px 3px 0px 3px;vertical-align:bottom;text-align:center;">24</td> </tr> <tr style="height:20px;"> <td style="border-left:1px solid #000000;overflow:hidden;padding:0px 3px 0px 3px;vertical-align:bottom;"></td> <td data-sheets-value='{"1":2,"2":"DW"}' style="overflow:hidden;padding:0px 3px 0px 3px;vertical-align:bottom;">DW</td> <td data-sheets-value='{"1":2,"2":"Clear (A/H)"}' style="overflow:hidden;padding:0px 3px 0px 3px;vertical-align:bottom;">Clear (A/H)</td> <td data-sheets-numberformat='{"1":2,"2":"0.00","3":1}' data-sheets-value='{"1":3,"3":0.98}' style="overflow:hidden;padding:0px 3px 0px 3px;vertical-align:bottom;text-align:center;">0.98</td> <td data-sheets-numberformat='{"1":2,"2":"0","3":1}' data-sheets-value='{"1":3,"3":32.39}' style="overflow:hidden;padding:0px 3px 0px 3px;vertical-align:bottom;text-align:center;">32</td> <td data-sheets-numberformat='{"1":2,"2":"0","3":1}' data-sheets-value='{"1":3,"3":47.52}' style="overflow:hidden;padding:0px 3px 0px 3px;vertical-align:bottom;text-align:center;">48</td> <td data-sheets-value='{"1":3,"3":26}' style="border-right:1px solid #000000;overflow:hidden;padding:0px 3px 0px 3px;vertical-align:bottom;text-align:center;">26</td> </tr> <tr style="height:20px;"> <td style="border-left:1px solid #000000;overflow:hidden;padding:0px 3px 0px 3px;vertical-align:bottom;"></td> <td style="overflow:hidden;padding:0px 3px 0px 3px;vertical-align:bottom;"></td> <td data-sheets-value='{"1":2,"2":"Clear (A/A)"}' style="overflow:hidden;padding:0px 3px 0px 3px;vertical-align:bottom;">Clear (A/A)</td> <td data-sheets-numberformat='{"1":2,"2":"0.00","3":1}' data-sheets-value='{"1":3,"3":0.98}' style="overflow:hidden;padding:0px 3px 0px 3px;vertical-align:bottom;text-align:center;">0.98</td> <td data-sheets-numberformat='{"1":2,"2":"0","3":1}' data-sheets-value='{"1":3,"3":31.569999999999997}' style="overflow:hidden;padding:0px 3px 0px 3px;vertical-align:bottom;text-align:center;">32</td> <td data-sheets-numberformat='{"1":2,"2":"0","3":1}' data-sheets-value='{"1":3,"3":45.54}' style="overflow:hidden;padding:0px 3px 0px 3px;vertical-align:bottom;text-align:center;">46</td> <td data-sheets-value='{"1":3,"3":26}' style="border-right:1px solid #000000;overflow:hidden;padding:0px 3px 0px 3px;vertical-align:bottom;text-align:center;">26</td> </tr> <tr style="height:20px;"> <td style="border-left:1px solid #000000;overflow:hidden;padding:0px 3px 0px 3px;vertical-align:bottom;"></td> <td style="overflow:hidden;padding:0px 3px 0px 3px;vertical-align:bottom;"></td> <td data-sheets-value='{"1":2,"2":"Opal (A/O)"}' style="overflow:hidden;padding:0px 3px 0px 3px;vertical-align:bottom;">Opal (A/O)</td> <td data-sheets-numberformat='{"1":2,"2":"0.00","3":1}' data-sheets-value='{"1":3,"3":0.98}' style="overflow:hidden;padding:0px 3px 0px 3px;vertical-align:bottom;text-align:center;">0.98</td> <td data-sheets-numberformat='{"1":2,"2":"0","3":1}' data-sheets-value='{"1":3,"3":29.93}' style="overflow:hidden;padding:0px 3px 0px 3px;vertical-align:bottom;text-align:center;">30</td> <td data-sheets-numberformat='{"1":2,"2":"0","3":1}' data-sheets-value='{"1":3,"3":41.580000000000005}' style="overflow:hidden;padding:0px 3px 0px 3px;vertical-align:bottom;text-align:center;">42</td> <td data-sheets-value='{"1":3,"3":26}' style="border-right:1px solid #000000;overflow:hidden;padding:0px 3px 0px 3px;vertical-align:bottom;text-align:center;">26</td> </tr> <tr style="height:20px;"> <td style="border-bottom:1px solid #000000;border-left:1px solid #000000;overflow:hidden;padding:0px 3px 0px 3px;vertical-align:bottom;"></td> <td style="border-bottom:1px solid #000000;overflow:hidden;padding:0px 3px 0px 3px;vertical-align:bottom;"></td> <td data-sheets-value='{"1":2,"2":"Opal (A/D)"}' style="border-bottom:1px solid #000000;overflow:hidden;padding:0px 3px 0px 3px;vertical-align:bottom;">Opal (A/D)</td> <td data-sheets-numberformat='{"1":2,"2":"0.00","3":1}' data-sheets-value='{"1":3,"3":0.98}' style="border-bottom:1px solid #000000;overflow:hidden;padding:0px 3px 0px 3px;vertical-align:bottom;text-align:center;">0.98</td> <td data-sheets-numberformat='{"1":2,"2":"0","3":1}' data-sheets-value='{"1":3,"3":20.91}' style="border-bottom:1px solid #000000;overflow:hidden;padding:0px 3px 0px 3px;vertical-align:bottom;text-align:center;">21</td> <td data-sheets-numberformat='{"1":2,"2":"0","3":1}' data-sheets-value='{"1":3,"3":33}' style="border-bottom:1px solid #000000;overflow:hidden;padding:0px 3px 0px 3px;vertical-align:bottom;text-align:center;">33</td> <td data-sheets-value='{"1":3,"3":26}' style="border-right:1px solid #000000;border-bottom:1px solid #000000;overflow:hidden;padding:0px 3px 0px 3px;vertical-align:bottom;text-align:center;">26</td> </tr> <tr style="height:20px;"> <td data-sheets-value='{"1":2,"2":"Polycarbonate"}' style="border-left:1px solid #000000;overflow:hidden;padding:0px 3px 0px 3px;vertical-align:bottom;">Polycarbonate</td> <td data-sheets-value='{"1":2,"2":"EW"}' style="overflow:hidden;padding:0px 3px 0px 3px;vertical-align:bottom;">EW</td> <td data-sheets-value='{"1":2,"2":"Heatstop Opal (T)"}' style="overflow:hidden;padding:0px 3px 0px 3px;vertical-align:bottom;">Heatstop Opal (T)</td> <td data-sheets-numberformat='{"1":2,"2":"0.00","3":1}' data-sheets-value='{"1":3,"3":1.19}' style="overflow:hidden;padding:0px 3px 0px 3px;vertical-align:bottom;text-align:center;">1.19</td> <td data-sheets-numberformat='{"1":2,"2":"0","3":1}' data-sheets-value='{"1":3,"3":20.09}' style="overflow:hidden;padding:0px 3px 0px 3px;vertical-align:bottom;text-align:center;">20</td> <td data-sheets-numberformat='{"1":2,"2":"0","3":1}' data-sheets-value='{"1":3,"3":38.940000000000005}' style="overflow:hidden;padding:0px 3px 0px 3px;vertical-align:bottom;text-align:center;">39</td> <td data-sheets-value='{"1":3,"3":24}' style="border-right:1px solid #000000;overflow:hidden;padding:0px 3px 0px 3px;vertical-align:bottom;text-align:center;">24</td> </tr> <tr style="height:20px;"> <td data-sheets-value='{"1":2,"2":"Heatstop PC"}' style="border-left:1px solid #000000;overflow:hidden;padding:0px 3px 0px 3px;vertical-align:bottom;">Heatstop PC</td> <td data-sheets-value='{"1":2,"2":"DW"}' style="overflow:hidden;padding:0px 3px 0px 3px;vertical-align:bottom;">DW</td> <td data-sheets-value='{"1":2,"2":"Clear (T/H)"}' style="overflow:hidden;padding:0px 3px 0px 3px;vertical-align:bottom;">Clear (T/H)</td> <td data-sheets-numberformat='{"1":2,"2":"0.00","3":1}' data-sheets-value='{"1":3,"3":0.98}' style="overflow:hidden;padding:0px 3px 0px 3px;vertical-align:bottom;text-align:center;">0.98</td> <td data-sheets-numberformat='{"1":2,"2":"0","3":1}' data-sheets-value='{"1":3,"3":18.04}' style="overflow:hidden;padding:0px 3px 0px 3px;vertical-align:bottom;text-align:center;">18</td> <td data-sheets-numberformat='{"1":2,"2":"0","3":1}' data-sheets-value='{"1":3,"3":33.660000000000004}' style="overflow:hidden;padding:0px 3px 0px 3px;vertical-align:bottom;text-align:center;">34</td> <td data-sheets-value='{"1":3,"3":26}' style="border-right:1px solid #000000;overflow:hidden;padding:0px 3px 0px 3px;vertical-align:bottom;text-align:center;">26</td> </tr> <tr style="height:20px;"> <td style="border-bottom:1px solid #000000;border-left:1px solid #000000;overflow:hidden;padding:0px 3px 0px 3px;vertical-align:bottom;"></td> <td style="border-bottom:1px solid #000000;overflow:hidden;padding:0px 3px 0px 3px;vertical-align:bottom;"></td> <td data-sheets-value='{"1":2,"2":"Opal (T/O)"}' style="border-bottom:1px solid #000000;overflow:hidden;padding:0px 3px 0px 3px;vertical-align:bottom;">Opal (T/O)</td> <td data-sheets-numberformat='{"1":2,"2":"0.00","3":1}' data-sheets-value='{"1":3,"3":0.98}' style="border-bottom:1px solid #000000;overflow:hidden;padding:0px 3px 0px 3px;vertical-align:bottom;text-align:center;">0.98</td> <td data-sheets-numberformat='{"1":2,"2":"0","3":1}' data-sheets-value='{"1":3,"3":16.81}' style="border-bottom:1px solid #000000;overflow:hidden;padding:0px 3px 0px 3px;vertical-align:bottom;text-align:center;">17</td> <td data-sheets-numberformat='{"1":2,"2":"0","3":1}' data-sheets-value='{"1":3,"3":29.700000000000003}' style="border-bottom:1px solid #000000;overflow:hidden;padding:0px 3px 0px 3px;vertical-align:bottom;text-align:center;">30</td> <td data-sheets-value='{"1":3,"3":26}' style="border-right:1px solid #000000;border-bottom:1px solid #000000;overflow:hidden;padding:0px 3px 0px 3px;vertical-align:bottom;text-align:center;">26</td> </tr> </tbody></table> | skylux-160-ce-met-koepel-en-pvc-opstand-16-00-met-lm-motor-pvc-raam-type-ep25-en-windvang-1300-x-2800-mm | 8586027401549 | 46872339022157
Smoke and heat exhaust (SHEV) | SHE system | Skylux | Skylux 160° CE with skylight and PVC curb 16/00 with double LM-actuator, PVC frame type EP25 and spoiler 1600 x 2000 mm |  | 50359 | 5412970503590 | 9100.45 | Yes | 30-45 | 148.1 | 1600 x 2000 mm | 2000 | 1600 |  | PVC 16/00 (16 cm high & roof opening = daylight size) | Rectangular | 1.19 W/m²K - 0.98 W/m²K | 57% - 30% | 37% - 17% | 24dB - 26dB | 160° CE (for industry) | PVC frame EP25 | with spoiler | E | Double actuator | Maximum double-walled skylight possible for this product | Ut-value LT-value g-value Rw-value EN 1873 : 2014 EN ISO 13468 EN 16153 EN 410 EN 410 EN ISO 140-3 Material Walls Shells (W/m²K) (%) (%) (dB) Acrylic EW Clear (H) 1.19 37 57 24 PMMA Opal (O) 1.19 34 50 24 DW Clear (H/H) 0.98 33 50 26 Opal (O/O) 0.98 28 38 26 Polycarbonate EW Clear (A) 1.19 36 55 24 PC Opal (D) 1.19 24 40 24 DW Clear (A/H) 0.98 32 48 26 Clear (A/A) 0.98 32 46 26 Opal (A/O) 0.98 30 42 26 Opal (A/D) 0.98 21 33 26 Polycarbonate EW Heatstop Opal (T) 1.19 20 39 24 Heatstop PC DW Clear (T/H) 0.98 18 34 26 Opal (T/O) 0.98 17 30 26 | https://skylux.eu/en/products/skylux-160-ce-met-koepel-en-pvc-opstand-16-00-met-lm-motor-pvc-raam-type-ep25-en-windvang-1600-x-2000-mm | https://skylux.eu/cdn/shop/files/Skylux-160deg-CE-met-koepel-en-pvc-opstand-1600-met-dubbele-LM-motor-pvc-raam-type-EP25-en-windvang-1600-x-2000-mm-RWA-systeem.jpg?v=1702980063&width=1600 | https://skylux.eu/cdn/shop/files/e5a82811-1bb0-48e4-a776-cacb59c7c092_9e71c4d8-278b-49c9-90cc-7101b543acea.jpg?v=1688551042&width=1600 | //skylux.eu/cdn/shop/files/E_MH_Mounting_instructions_Skylux_160_CE_LM.pdf?v=12406716259046007223 | //skylux.eu/cdn/shop/files/E_TD_Technical_File_Skylux_Skylux_160_CE_Electric.pdf?v=3667116872303399239 | <style type="text/css" id="isPasted"><!--td {border: 1px solid #cccccc;}br {mso-data-placement:same-cell;}--></style><table border="1" cellpadding="0" cellspacing="0" dir="ltr" style="table-layout:fixed;font-size:10pt;font-family:Arial;border-collapse:collapse;border:none;"><tbody> <tr style="height:20px;"> <td style="overflow:hidden;padding:0px 3px 0px 3px;vertical-align:bottom;"></td> <td style="overflow:hidden;padding:0px 3px 0px 3px;vertical-align:bottom;"></td> <td style="overflow:hidden;padding:0px 3px 0px 3px;vertical-align:bottom;"></td> <td data-sheets-value='{"1":2,"2":"Ut-value"}' style="overflow:hidden;padding:0px 3px 0px 3px;vertical-align:bottom;font-weight:bold;text-align:center;">Ut-value</td> <td data-sheets-value='{"1":2,"2":"LT-value"}' style="overflow:hidden;padding:0px 3px 0px 3px;vertical-align:bottom;font-weight:bold;text-align:center;">LT-value</td> <td data-sheets-value='{"1":2,"2":"g-value"}' style="overflow:hidden;padding:0px 3px 0px 3px;vertical-align:bottom;font-weight:bold;text-align:center;">g-value</td> <td data-sheets-value='{"1":2,"2":"Rw-value "}' style="overflow:hidden;padding:0px 3px 0px 3px;vertical-align:bottom;font-weight:bold;text-align:center;">Rw-value </td> </tr> <tr style="height:20px;"> <td style="overflow:hidden;padding:0px 3px 0px 3px;vertical-align:bottom;"></td> <td style="overflow:hidden;padding:0px 3px 0px 3px;vertical-align:bottom;"></td> <td style="overflow:hidden;padding:0px 3px 0px 3px;vertical-align:bottom;"></td> <td data-sheets-numberformat='{"1":2,"2":"0.00","3":1}' data-sheets-value='{"1":2,"2":"EN 1873 : 2014"}' style="overflow:hidden;padding:0px 3px 0px 3px;vertical-align:bottom;text-align:center;">EN 1873 : 2014</td> <td data-sheets-numberformat='{"1":2,"2":"0","3":1}' data-sheets-value='{"1":2,"2":"EN ISO 13468 EN 16153 EN 410"}' style="overflow:hidden;padding:0px 3px 0px 3px;vertical-align:bottom;text-align:center;">EN ISO 13468 EN 16153 EN 410</td> <td data-sheets-numberformat='{"1":2,"2":"0","3":1}' data-sheets-value='{"1":2,"2":"EN 410"}' style="overflow:hidden;padding:0px 3px 0px 3px;vertical-align:bottom;text-align:center;">EN 410</td> <td data-sheets-value='{"1":2,"2":"EN ISO 140-3\t\t"}' style="overflow:hidden;padding:0px 3px 0px 3px;vertical-align:bottom;text-align:center;">EN ISO 140-3 </td> </tr> <tr style="height:20px;"> <td data-sheets-value='{"1":2,"2":"Material"}' style="border-bottom:1px solid #000000;overflow:hidden;padding:0px 3px 0px 3px;vertical-align:bottom;background-color:#000000;font-weight:bold;color:#ffffff;">Material</td> <td data-sheets-value='{"1":2,"2":"Walls"}' style="border-bottom:1px solid #000000;overflow:hidden;padding:0px 3px 0px 3px;vertical-align:bottom;background-color:#000000;font-weight:bold;color:#ffffff;">Walls</td> <td data-sheets-value='{"1":2,"2":"Shells"}' style="border-bottom:1px solid #000000;overflow:hidden;padding:0px 3px 0px 3px;vertical-align:bottom;background-color:#000000;font-weight:bold;color:#ffffff;">Shells</td> <td data-sheets-numberformat='{"1":2,"2":"0.00","3":1}' data-sheets-value='{"1":2,"2":"(W/m²K)\t"}' style="border-bottom:1px solid #000000;overflow:hidden;padding:0px 3px 0px 3px;vertical-align:bottom;background-color:#000000;font-weight:bold;color:#ffffff;text-align:center;">(W/m²K) </td> <td data-sheets-numberformat='{"1":2,"2":"0","3":1}' data-sheets-value='{"1":2,"2":"(%)"}' style="border-bottom:1px solid #000000;overflow:hidden;padding:0px 3px 0px 3px;vertical-align:bottom;background-color:#000000;font-weight:bold;color:#ffffff;text-align:center;">(%)</td> <td data-sheets-numberformat='{"1":2,"2":"0","3":1}' data-sheets-value='{"1":2,"2":"(%)"}' style="border-bottom:1px solid #000000;overflow:hidden;padding:0px 3px 0px 3px;vertical-align:bottom;background-color:#000000;font-weight:bold;color:#ffffff;text-align:center;">(%)</td> <td data-sheets-value='{"1":2,"2":"(dB)"}' style="border-bottom:1px solid #000000;overflow:hidden;padding:0px 3px 0px 3px;vertical-align:bottom;background-color:#000000;font-weight:bold;color:#ffffff;text-align:center;">(dB)</td> </tr> <tr style="height:20px;"> <td data-sheets-value='{"1":2,"2":"Acrylic"}' style="border-left:1px solid #000000;overflow:hidden;padding:0px 3px 0px 3px;vertical-align:bottom;">Acrylic</td> <td data-sheets-value='{"1":2,"2":"EW"}' style="overflow:hidden;padding:0px 3px 0px 3px;vertical-align:bottom;">EW</td> <td data-sheets-value='{"1":2,"2":"Clear (H)"}' style="overflow:hidden;padding:0px 3px 0px 3px;vertical-align:bottom;">Clear (H)</td> <td data-sheets-numberformat='{"1":2,"2":"0.00","3":1}' data-sheets-value='{"1":3,"3":1.19}' style="overflow:hidden;padding:0px 3px 0px 3px;vertical-align:bottom;text-align:center;">1.19</td> <td data-sheets-numberformat='{"1":2,"2":"0","3":1}' data-sheets-value='{"1":3,"3":36.9}' style="overflow:hidden;padding:0px 3px 0px 3px;vertical-align:bottom;text-align:center;">37</td> <td data-sheets-numberformat='{"1":2,"2":"0","3":1}' data-sheets-value='{"1":3,"3":57.42}' style="overflow:hidden;padding:0px 3px 0px 3px;vertical-align:bottom;text-align:center;">57</td> <td data-sheets-value='{"1":3,"3":24}' style="border-right:1px solid #000000;overflow:hidden;padding:0px 3px 0px 3px;vertical-align:bottom;text-align:center;">24</td> </tr> <tr style="height:20px;"> <td data-sheets-value='{"1":2,"2":"PMMA"}' style="border-left:1px solid #000000;overflow:hidden;padding:0px 3px 0px 3px;vertical-align:bottom;">PMMA</td> <td style="overflow:hidden;padding:0px 3px 0px 3px;vertical-align:bottom;"></td> <td data-sheets-value='{"1":2,"2":"Opal (O)"}' style="overflow:hidden;padding:0px 3px 0px 3px;vertical-align:bottom;">Opal (O)</td> <td data-sheets-numberformat='{"1":2,"2":"0.00","3":1}' data-sheets-value='{"1":3,"3":1.19}' style="overflow:hidden;padding:0px 3px 0px 3px;vertical-align:bottom;text-align:center;">1.19</td> <td data-sheets-numberformat='{"1":2,"2":"0","3":1}' data-sheets-value='{"1":3,"3":34.03}' style="overflow:hidden;padding:0px 3px 0px 3px;vertical-align:bottom;text-align:center;">34</td> <td data-sheets-numberformat='{"1":2,"2":"0","3":1}' data-sheets-value='{"1":3,"3":50.160000000000004}' style="overflow:hidden;padding:0px 3px 0px 3px;vertical-align:bottom;text-align:center;">50</td> <td data-sheets-value='{"1":3,"3":24}' style="border-right:1px solid #000000;overflow:hidden;padding:0px 3px 0px 3px;vertical-align:bottom;text-align:center;">24</td> </tr> <tr style="height:20px;"> <td style="border-left:1px solid #000000;overflow:hidden;padding:0px 3px 0px 3px;vertical-align:bottom;"></td> <td data-sheets-value='{"1":2,"2":"DW"}' style="overflow:hidden;padding:0px 3px 0px 3px;vertical-align:bottom;">DW</td> <td data-sheets-value='{"1":2,"2":"Clear (H/H)"}' style="overflow:hidden;padding:0px 3px 0px 3px;vertical-align:bottom;">Clear (H/H)</td> <td data-sheets-numberformat='{"1":2,"2":"0.00","3":1}' data-sheets-value='{"1":3,"3":0.98}' style="overflow:hidden;padding:0px 3px 0px 3px;vertical-align:bottom;text-align:center;">0.98</td> <td data-sheets-numberformat='{"1":2,"2":"0","3":1}' data-sheets-value='{"1":3,"3":33.21}' style="overflow:hidden;padding:0px 3px 0px 3px;vertical-align:bottom;text-align:center;">33</td> <td data-sheets-numberformat='{"1":2,"2":"0","3":1}' data-sheets-value='{"1":3,"3":49.5}' style="overflow:hidden;padding:0px 3px 0px 3px;vertical-align:bottom;text-align:center;">50</td> <td data-sheets-value='{"1":3,"3":26}' style="border-right:1px solid #000000;overflow:hidden;padding:0px 3px 0px 3px;vertical-align:bottom;text-align:center;">26</td> </tr> <tr style="height:20px;"> <td style="border-bottom:1px solid #000000;border-left:1px solid #000000;overflow:hidden;padding:0px 3px 0px 3px;vertical-align:bottom;"></td> <td style="border-bottom:1px solid #000000;overflow:hidden;padding:0px 3px 0px 3px;vertical-align:bottom;"></td> <td data-sheets-value='{"1":2,"2":"Opal (O/O)"}' style="border-bottom:1px solid #000000;overflow:hidden;padding:0px 3px 0px 3px;vertical-align:bottom;">Opal (O/O)</td> <td data-sheets-numberformat='{"1":2,"2":"0.00","3":1}' data-sheets-value='{"1":3,"3":0.98}' style="border-bottom:1px solid #000000;overflow:hidden;padding:0px 3px 0px 3px;vertical-align:bottom;text-align:center;">0.98</td> <td data-sheets-numberformat='{"1":2,"2":"0","3":1}' data-sheets-value='{"1":3,"3":28.29}' style="border-bottom:1px solid #000000;overflow:hidden;padding:0px 3px 0px 3px;vertical-align:bottom;text-align:center;">28</td> <td data-sheets-numberformat='{"1":2,"2":"0","3":1}' data-sheets-value='{"1":3,"3":38.28}' style="border-bottom:1px solid #000000;overflow:hidden;padding:0px 3px 0px 3px;vertical-align:bottom;text-align:center;">38</td> <td data-sheets-value='{"1":3,"3":26}' style="border-right:1px solid #000000;border-bottom:1px solid #000000;overflow:hidden;padding:0px 3px 0px 3px;vertical-align:bottom;text-align:center;">26</td> </tr> <tr style="height:20px;"> <td data-sheets-value='{"1":2,"2":"Polycarbonate "}' style="border-left:1px solid #000000;overflow:hidden;padding:0px 3px 0px 3px;vertical-align:bottom;">Polycarbonate </td> <td data-sheets-value='{"1":2,"2":"EW"}' style="overflow:hidden;padding:0px 3px 0px 3px;vertical-align:bottom;">EW</td> <td data-sheets-value='{"1":2,"2":"Clear (A)"}' style="overflow:hidden;padding:0px 3px 0px 3px;vertical-align:bottom;">Clear (A)</td> <td data-sheets-numberformat='{"1":2,"2":"0.00","3":1}' data-sheets-value='{"1":3,"3":1.19}' style="overflow:hidden;padding:0px 3px 0px 3px;vertical-align:bottom;text-align:center;">1.19</td> <td data-sheets-numberformat='{"1":2,"2":"0","3":1}' data-sheets-value='{"1":3,"3":36.08}' style="overflow:hidden;padding:0px 3px 0px 3px;vertical-align:bottom;text-align:center;">36</td> <td data-sheets-numberformat='{"1":2,"2":"0","3":1}' data-sheets-value='{"1":3,"3":54.78}' style="overflow:hidden;padding:0px 3px 0px 3px;vertical-align:bottom;text-align:center;">55</td> <td data-sheets-value='{"1":3,"3":24}' style="border-right:1px solid #000000;overflow:hidden;padding:0px 3px 0px 3px;vertical-align:bottom;text-align:center;">24</td> </tr> <tr style="height:20px;"> <td data-sheets-value='{"1":2,"2":"PC"}' style="border-left:1px solid #000000;overflow:hidden;padding:0px 3px 0px 3px;vertical-align:bottom;">PC</td> <td style="overflow:hidden;padding:0px 3px 0px 3px;vertical-align:bottom;"></td> <td data-sheets-value='{"1":2,"2":"Opal (D)"}' style="overflow:hidden;padding:0px 3px 0px 3px;vertical-align:bottom;">Opal (D)</td> <td data-sheets-numberformat='{"1":2,"2":"0.00","3":1}' data-sheets-value='{"1":3,"3":1.19}' style="overflow:hidden;padding:0px 3px 0px 3px;vertical-align:bottom;text-align:center;">1.19</td> <td data-sheets-numberformat='{"1":2,"2":"0","3":1}' data-sheets-value='{"1":3,"3":23.779999999999998}' style="overflow:hidden;padding:0px 3px 0px 3px;vertical-align:bottom;text-align:center;">24</td> <td data-sheets-numberformat='{"1":2,"2":"0","3":1}' data-sheets-value='{"1":3,"3":39.6}' style="overflow:hidden;padding:0px 3px 0px 3px;vertical-align:bottom;text-align:center;">40</td> <td data-sheets-value='{"1":3,"3":24}' style="border-right:1px solid #000000;overflow:hidden;padding:0px 3px 0px 3px;vertical-align:bottom;text-align:center;">24</td> </tr> <tr style="height:20px;"> <td style="border-left:1px solid #000000;overflow:hidden;padding:0px 3px 0px 3px;vertical-align:bottom;"></td> <td data-sheets-value='{"1":2,"2":"DW"}' style="overflow:hidden;padding:0px 3px 0px 3px;vertical-align:bottom;">DW</td> <td data-sheets-value='{"1":2,"2":"Clear (A/H)"}' style="overflow:hidden;padding:0px 3px 0px 3px;vertical-align:bottom;">Clear (A/H)</td> <td data-sheets-numberformat='{"1":2,"2":"0.00","3":1}' data-sheets-value='{"1":3,"3":0.98}' style="overflow:hidden;padding:0px 3px 0px 3px;vertical-align:bottom;text-align:center;">0.98</td> <td data-sheets-numberformat='{"1":2,"2":"0","3":1}' data-sheets-value='{"1":3,"3":32.39}' style="overflow:hidden;padding:0px 3px 0px 3px;vertical-align:bottom;text-align:center;">32</td> <td data-sheets-numberformat='{"1":2,"2":"0","3":1}' data-sheets-value='{"1":3,"3":47.52}' style="overflow:hidden;padding:0px 3px 0px 3px;vertical-align:bottom;text-align:center;">48</td> <td data-sheets-value='{"1":3,"3":26}' style="border-right:1px solid #000000;overflow:hidden;padding:0px 3px 0px 3px;vertical-align:bottom;text-align:center;">26</td> </tr> <tr style="height:20px;"> <td style="border-left:1px solid #000000;overflow:hidden;padding:0px 3px 0px 3px;vertical-align:bottom;"></td> <td style="overflow:hidden;padding:0px 3px 0px 3px;vertical-align:bottom;"></td> <td data-sheets-value='{"1":2,"2":"Clear (A/A)"}' style="overflow:hidden;padding:0px 3px 0px 3px;vertical-align:bottom;">Clear (A/A)</td> <td data-sheets-numberformat='{"1":2,"2":"0.00","3":1}' data-sheets-value='{"1":3,"3":0.98}' style="overflow:hidden;padding:0px 3px 0px 3px;vertical-align:bottom;text-align:center;">0.98</td> <td data-sheets-numberformat='{"1":2,"2":"0","3":1}' data-sheets-value='{"1":3,"3":31.569999999999997}' style="overflow:hidden;padding:0px 3px 0px 3px;vertical-align:bottom;text-align:center;">32</td> <td data-sheets-numberformat='{"1":2,"2":"0","3":1}' data-sheets-value='{"1":3,"3":45.54}' style="overflow:hidden;padding:0px 3px 0px 3px;vertical-align:bottom;text-align:center;">46</td> <td data-sheets-value='{"1":3,"3":26}' style="border-right:1px solid #000000;overflow:hidden;padding:0px 3px 0px 3px;vertical-align:bottom;text-align:center;">26</td> </tr> <tr style="height:20px;"> <td style="border-left:1px solid #000000;overflow:hidden;padding:0px 3px 0px 3px;vertical-align:bottom;"></td> <td style="overflow:hidden;padding:0px 3px 0px 3px;vertical-align:bottom;"></td> <td data-sheets-value='{"1":2,"2":"Opal (A/O)"}' style="overflow:hidden;padding:0px 3px 0px 3px;vertical-align:bottom;">Opal (A/O)</td> <td data-sheets-numberformat='{"1":2,"2":"0.00","3":1}' data-sheets-value='{"1":3,"3":0.98}' style="overflow:hidden;padding:0px 3px 0px 3px;vertical-align:bottom;text-align:center;">0.98</td> <td data-sheets-numberformat='{"1":2,"2":"0","3":1}' data-sheets-value='{"1":3,"3":29.93}' style="overflow:hidden;padding:0px 3px 0px 3px;vertical-align:bottom;text-align:center;">30</td> <td data-sheets-numberformat='{"1":2,"2":"0","3":1}' data-sheets-value='{"1":3,"3":41.580000000000005}' style="overflow:hidden;padding:0px 3px 0px 3px;vertical-align:bottom;text-align:center;">42</td> <td data-sheets-value='{"1":3,"3":26}' style="border-right:1px solid #000000;overflow:hidden;padding:0px 3px 0px 3px;vertical-align:bottom;text-align:center;">26</td> </tr> <tr style="height:20px;"> <td style="border-bottom:1px solid #000000;border-left:1px solid #000000;overflow:hidden;padding:0px 3px 0px 3px;vertical-align:bottom;"></td> <td style="border-bottom:1px solid #000000;overflow:hidden;padding:0px 3px 0px 3px;vertical-align:bottom;"></td> <td data-sheets-value='{"1":2,"2":"Opal (A/D)"}' style="border-bottom:1px solid #000000;overflow:hidden;padding:0px 3px 0px 3px;vertical-align:bottom;">Opal (A/D)</td> <td data-sheets-numberformat='{"1":2,"2":"0.00","3":1}' data-sheets-value='{"1":3,"3":0.98}' style="border-bottom:1px solid #000000;overflow:hidden;padding:0px 3px 0px 3px;vertical-align:bottom;text-align:center;">0.98</td> <td data-sheets-numberformat='{"1":2,"2":"0","3":1}' data-sheets-value='{"1":3,"3":20.91}' style="border-bottom:1px solid #000000;overflow:hidden;padding:0px 3px 0px 3px;vertical-align:bottom;text-align:center;">21</td> <td data-sheets-numberformat='{"1":2,"2":"0","3":1}' data-sheets-value='{"1":3,"3":33}' style="border-bottom:1px solid #000000;overflow:hidden;padding:0px 3px 0px 3px;vertical-align:bottom;text-align:center;">33</td> <td data-sheets-value='{"1":3,"3":26}' style="border-right:1px solid #000000;border-bottom:1px solid #000000;overflow:hidden;padding:0px 3px 0px 3px;vertical-align:bottom;text-align:center;">26</td> </tr> <tr style="height:20px;"> <td data-sheets-value='{"1":2,"2":"Polycarbonate"}' style="border-left:1px solid #000000;overflow:hidden;padding:0px 3px 0px 3px;vertical-align:bottom;">Polycarbonate</td> <td data-sheets-value='{"1":2,"2":"EW"}' style="overflow:hidden;padding:0px 3px 0px 3px;vertical-align:bottom;">EW</td> <td data-sheets-value='{"1":2,"2":"Heatstop Opal (T)"}' style="overflow:hidden;padding:0px 3px 0px 3px;vertical-align:bottom;">Heatstop Opal (T)</td> <td data-sheets-numberformat='{"1":2,"2":"0.00","3":1}' data-sheets-value='{"1":3,"3":1.19}' style="overflow:hidden;padding:0px 3px 0px 3px;vertical-align:bottom;text-align:center;">1.19</td> <td data-sheets-numberformat='{"1":2,"2":"0","3":1}' data-sheets-value='{"1":3,"3":20.09}' style="overflow:hidden;padding:0px 3px 0px 3px;vertical-align:bottom;text-align:center;">20</td> <td data-sheets-numberformat='{"1":2,"2":"0","3":1}' data-sheets-value='{"1":3,"3":38.940000000000005}' style="overflow:hidden;padding:0px 3px 0px 3px;vertical-align:bottom;text-align:center;">39</td> <td data-sheets-value='{"1":3,"3":24}' style="border-right:1px solid #000000;overflow:hidden;padding:0px 3px 0px 3px;vertical-align:bottom;text-align:center;">24</td> </tr> <tr style="height:20px;"> <td data-sheets-value='{"1":2,"2":"Heatstop PC"}' style="border-left:1px solid #000000;overflow:hidden;padding:0px 3px 0px 3px;vertical-align:bottom;">Heatstop PC</td> <td data-sheets-value='{"1":2,"2":"DW"}' style="overflow:hidden;padding:0px 3px 0px 3px;vertical-align:bottom;">DW</td> <td data-sheets-value='{"1":2,"2":"Clear (T/H)"}' style="overflow:hidden;padding:0px 3px 0px 3px;vertical-align:bottom;">Clear (T/H)</td> <td data-sheets-numberformat='{"1":2,"2":"0.00","3":1}' data-sheets-value='{"1":3,"3":0.98}' style="overflow:hidden;padding:0px 3px 0px 3px;vertical-align:bottom;text-align:center;">0.98</td> <td data-sheets-numberformat='{"1":2,"2":"0","3":1}' data-sheets-value='{"1":3,"3":18.04}' style="overflow:hidden;padding:0px 3px 0px 3px;vertical-align:bottom;text-align:center;">18</td> <td data-sheets-numberformat='{"1":2,"2":"0","3":1}' data-sheets-value='{"1":3,"3":33.660000000000004}' style="overflow:hidden;padding:0px 3px 0px 3px;vertical-align:bottom;text-align:center;">34</td> <td data-sheets-value='{"1":3,"3":26}' style="border-right:1px solid #000000;overflow:hidden;padding:0px 3px 0px 3px;vertical-align:bottom;text-align:center;">26</td> </tr> <tr style="height:20px;"> <td style="border-bottom:1px solid #000000;border-left:1px solid #000000;overflow:hidden;padding:0px 3px 0px 3px;vertical-align:bottom;"></td> <td style="border-bottom:1px solid #000000;overflow:hidden;padding:0px 3px 0px 3px;vertical-align:bottom;"></td> <td data-sheets-value='{"1":2,"2":"Opal (T/O)"}' style="border-bottom:1px solid #000000;overflow:hidden;padding:0px 3px 0px 3px;vertical-align:bottom;">Opal (T/O)</td> <td data-sheets-numberformat='{"1":2,"2":"0.00","3":1}' data-sheets-value='{"1":3,"3":0.98}' style="border-bottom:1px solid #000000;overflow:hidden;padding:0px 3px 0px 3px;vertical-align:bottom;text-align:center;">0.98</td> <td data-sheets-numberformat='{"1":2,"2":"0","3":1}' data-sheets-value='{"1":3,"3":16.81}' style="border-bottom:1px solid #000000;overflow:hidden;padding:0px 3px 0px 3px;vertical-align:bottom;text-align:center;">17</td> <td data-sheets-numberformat='{"1":2,"2":"0","3":1}' data-sheets-value='{"1":3,"3":29.700000000000003}' style="border-bottom:1px solid #000000;overflow:hidden;padding:0px 3px 0px 3px;vertical-align:bottom;text-align:center;">30</td> <td data-sheets-value='{"1":3,"3":26}' style="border-right:1px solid #000000;border-bottom:1px solid #000000;overflow:hidden;padding:0px 3px 0px 3px;vertical-align:bottom;text-align:center;">26</td> </tr> </tbody></table> | skylux-160-ce-met-koepel-en-pvc-opstand-16-00-met-lm-motor-pvc-raam-type-ep25-en-windvang-1600-x-2000-mm | 8586027663693 | 46872339448141
Smoke and heat exhaust (SHEV) | SHE system | Skylux | Skylux 160° CE with skylight and PVC curb 16/00 with double LM-actuator, PVC frame type EP25 and spoiler 1600 x 2200 mm |  | 50360 | 5412970503606 | 9332.75 | Yes | 30-45 | 154.01 | 1600 x 2200 mm | 2200 | 1600 |  | PVC 16/00 (16 cm high & roof opening = daylight size) | Rectangular | 1.19 W/m²K - 0.98 W/m²K | 57% - 30% | 37% - 17% | 24dB - 26dB | 160° CE (for industry) | PVC frame EP25 | with spoiler | E | Double actuator | Maximum double-walled skylight possible for this product | Ut-value LT-value g-value Rw-value EN 1873 : 2014 EN ISO 13468 EN 16153 EN 410 EN 410 EN ISO 140-3 Material Walls Shells (W/m²K) (%) (%) (dB) Acrylic EW Clear (H) 1.19 37 57 24 PMMA Opal (O) 1.19 34 50 24 DW Clear (H/H) 0.98 33 50 26 Opal (O/O) 0.98 28 38 26 Polycarbonate EW Clear (A) 1.19 36 55 24 PC Opal (D) 1.19 24 40 24 DW Clear (A/H) 0.98 32 48 26 Clear (A/A) 0.98 32 46 26 Opal (A/O) 0.98 30 42 26 Opal (A/D) 0.98 21 33 26 Polycarbonate EW Heatstop Opal (T) 1.19 20 39 24 Heatstop PC DW Clear (T/H) 0.98 18 34 26 Opal (T/O) 0.98 17 30 26 | https://skylux.eu/en/products/skylux-160-ce-met-koepel-en-pvc-opstand-16-00-met-lm-motor-pvc-raam-type-ep25-en-windvang-1600-x-2200-mm | https://skylux.eu/cdn/shop/files/Skylux-160deg-CE-met-koepel-en-pvc-opstand-1600-met-dubbele-LM-motor-pvc-raam-type-EP25-en-windvang-1600-x-2200-mm-RWA-systeem.jpg?v=1702980068&width=1600 | https://skylux.eu/cdn/shop/files/e5a82811-1bb0-48e4-a776-cacb59c7c092_f98c9704-cbf0-40da-ba44-53f05571323a.jpg?v=1688551044&width=1600 | //skylux.eu/cdn/shop/files/E_MH_Mounting_instructions_Skylux_160_CE_LM.pdf?v=12406716259046007223 | //skylux.eu/cdn/shop/files/E_TD_Technical_File_Skylux_Skylux_160_CE_Electric.pdf?v=3667116872303399239 | <style type="text/css" id="isPasted"><!--td {border: 1px solid #cccccc;}br {mso-data-placement:same-cell;}--></style><table border="1" cellpadding="0" cellspacing="0" dir="ltr" style="table-layout:fixed;font-size:10pt;font-family:Arial;border-collapse:collapse;border:none;"><tbody> <tr style="height:20px;"> <td style="overflow:hidden;padding:0px 3px 0px 3px;vertical-align:bottom;"></td> <td style="overflow:hidden;padding:0px 3px 0px 3px;vertical-align:bottom;"></td> <td style="overflow:hidden;padding:0px 3px 0px 3px;vertical-align:bottom;"></td> <td data-sheets-value='{"1":2,"2":"Ut-value"}' style="overflow:hidden;padding:0px 3px 0px 3px;vertical-align:bottom;font-weight:bold;text-align:center;">Ut-value</td> <td data-sheets-value='{"1":2,"2":"LT-value"}' style="overflow:hidden;padding:0px 3px 0px 3px;vertical-align:bottom;font-weight:bold;text-align:center;">LT-value</td> <td data-sheets-value='{"1":2,"2":"g-value"}' style="overflow:hidden;padding:0px 3px 0px 3px;vertical-align:bottom;font-weight:bold;text-align:center;">g-value</td> <td data-sheets-value='{"1":2,"2":"Rw-value "}' style="overflow:hidden;padding:0px 3px 0px 3px;vertical-align:bottom;font-weight:bold;text-align:center;">Rw-value </td> </tr> <tr style="height:20px;"> <td style="overflow:hidden;padding:0px 3px 0px 3px;vertical-align:bottom;"></td> <td style="overflow:hidden;padding:0px 3px 0px 3px;vertical-align:bottom;"></td> <td style="overflow:hidden;padding:0px 3px 0px 3px;vertical-align:bottom;"></td> <td data-sheets-numberformat='{"1":2,"2":"0.00","3":1}' data-sheets-value='{"1":2,"2":"EN 1873 : 2014"}' style="overflow:hidden;padding:0px 3px 0px 3px;vertical-align:bottom;text-align:center;">EN 1873 : 2014</td> <td data-sheets-numberformat='{"1":2,"2":"0","3":1}' data-sheets-value='{"1":2,"2":"EN ISO 13468 EN 16153 EN 410"}' style="overflow:hidden;padding:0px 3px 0px 3px;vertical-align:bottom;text-align:center;">EN ISO 13468 EN 16153 EN 410</td> <td data-sheets-numberformat='{"1":2,"2":"0","3":1}' data-sheets-value='{"1":2,"2":"EN 410"}' style="overflow:hidden;padding:0px 3px 0px 3px;vertical-align:bottom;text-align:center;">EN 410</td> <td data-sheets-value='{"1":2,"2":"EN ISO 140-3\t\t"}' style="overflow:hidden;padding:0px 3px 0px 3px;vertical-align:bottom;text-align:center;">EN ISO 140-3 </td> </tr> <tr style="height:20px;"> <td data-sheets-value='{"1":2,"2":"Material"}' style="border-bottom:1px solid #000000;overflow:hidden;padding:0px 3px 0px 3px;vertical-align:bottom;background-color:#000000;font-weight:bold;color:#ffffff;">Material</td> <td data-sheets-value='{"1":2,"2":"Walls"}' style="border-bottom:1px solid #000000;overflow:hidden;padding:0px 3px 0px 3px;vertical-align:bottom;background-color:#000000;font-weight:bold;color:#ffffff;">Walls</td> <td data-sheets-value='{"1":2,"2":"Shells"}' style="border-bottom:1px solid #000000;overflow:hidden;padding:0px 3px 0px 3px;vertical-align:bottom;background-color:#000000;font-weight:bold;color:#ffffff;">Shells</td> <td data-sheets-numberformat='{"1":2,"2":"0.00","3":1}' data-sheets-value='{"1":2,"2":"(W/m²K)\t"}' style="border-bottom:1px solid #000000;overflow:hidden;padding:0px 3px 0px 3px;vertical-align:bottom;background-color:#000000;font-weight:bold;color:#ffffff;text-align:center;">(W/m²K) </td> <td data-sheets-numberformat='{"1":2,"2":"0","3":1}' data-sheets-value='{"1":2,"2":"(%)"}' style="border-bottom:1px solid #000000;overflow:hidden;padding:0px 3px 0px 3px;vertical-align:bottom;background-color:#000000;font-weight:bold;color:#ffffff;text-align:center;">(%)</td> <td data-sheets-numberformat='{"1":2,"2":"0","3":1}' data-sheets-value='{"1":2,"2":"(%)"}' style="border-bottom:1px solid #000000;overflow:hidden;padding:0px 3px 0px 3px;vertical-align:bottom;background-color:#000000;font-weight:bold;color:#ffffff;text-align:center;">(%)</td> <td data-sheets-value='{"1":2,"2":"(dB)"}' style="border-bottom:1px solid #000000;overflow:hidden;padding:0px 3px 0px 3px;vertical-align:bottom;background-color:#000000;font-weight:bold;color:#ffffff;text-align:center;">(dB)</td> </tr> <tr style="height:20px;"> <td data-sheets-value='{"1":2,"2":"Acrylic"}' style="border-left:1px solid #000000;overflow:hidden;padding:0px 3px 0px 3px;vertical-align:bottom;">Acrylic</td> <td data-sheets-value='{"1":2,"2":"EW"}' style="overflow:hidden;padding:0px 3px 0px 3px;vertical-align:bottom;">EW</td> <td data-sheets-value='{"1":2,"2":"Clear (H)"}' style="overflow:hidden;padding:0px 3px 0px 3px;vertical-align:bottom;">Clear (H)</td> <td data-sheets-numberformat='{"1":2,"2":"0.00","3":1}' data-sheets-value='{"1":3,"3":1.19}' style="overflow:hidden;padding:0px 3px 0px 3px;vertical-align:bottom;text-align:center;">1.19</td> <td data-sheets-numberformat='{"1":2,"2":"0","3":1}' data-sheets-value='{"1":3,"3":36.9}' style="overflow:hidden;padding:0px 3px 0px 3px;vertical-align:bottom;text-align:center;">37</td> <td data-sheets-numberformat='{"1":2,"2":"0","3":1}' data-sheets-value='{"1":3,"3":57.42}' style="overflow:hidden;padding:0px 3px 0px 3px;vertical-align:bottom;text-align:center;">57</td> <td data-sheets-value='{"1":3,"3":24}' style="border-right:1px solid #000000;overflow:hidden;padding:0px 3px 0px 3px;vertical-align:bottom;text-align:center;">24</td> </tr> <tr style="height:20px;"> <td data-sheets-value='{"1":2,"2":"PMMA"}' style="border-left:1px solid #000000;overflow:hidden;padding:0px 3px 0px 3px;vertical-align:bottom;">PMMA</td> <td style="overflow:hidden;padding:0px 3px 0px 3px;vertical-align:bottom;"></td> <td data-sheets-value='{"1":2,"2":"Opal (O)"}' style="overflow:hidden;padding:0px 3px 0px 3px;vertical-align:bottom;">Opal (O)</td> <td data-sheets-numberformat='{"1":2,"2":"0.00","3":1}' data-sheets-value='{"1":3,"3":1.19}' style="overflow:hidden;padding:0px 3px 0px 3px;vertical-align:bottom;text-align:center;">1.19</td> <td data-sheets-numberformat='{"1":2,"2":"0","3":1}' data-sheets-value='{"1":3,"3":34.03}' style="overflow:hidden;padding:0px 3px 0px 3px;vertical-align:bottom;text-align:center;">34</td> <td data-sheets-numberformat='{"1":2,"2":"0","3":1}' data-sheets-value='{"1":3,"3":50.160000000000004}' style="overflow:hidden;padding:0px 3px 0px 3px;vertical-align:bottom;text-align:center;">50</td> <td data-sheets-value='{"1":3,"3":24}' style="border-right:1px solid #000000;overflow:hidden;padding:0px 3px 0px 3px;vertical-align:bottom;text-align:center;">24</td> </tr> <tr style="height:20px;"> <td style="border-left:1px solid #000000;overflow:hidden;padding:0px 3px 0px 3px;vertical-align:bottom;"></td> <td data-sheets-value='{"1":2,"2":"DW"}' style="overflow:hidden;padding:0px 3px 0px 3px;vertical-align:bottom;">DW</td> <td data-sheets-value='{"1":2,"2":"Clear (H/H)"}' style="overflow:hidden;padding:0px 3px 0px 3px;vertical-align:bottom;">Clear (H/H)</td> <td data-sheets-numberformat='{"1":2,"2":"0.00","3":1}' data-sheets-value='{"1":3,"3":0.98}' style="overflow:hidden;padding:0px 3px 0px 3px;vertical-align:bottom;text-align:center;">0.98</td> <td data-sheets-numberformat='{"1":2,"2":"0","3":1}' data-sheets-value='{"1":3,"3":33.21}' style="overflow:hidden;padding:0px 3px 0px 3px;vertical-align:bottom;text-align:center;">33</td> <td data-sheets-numberformat='{"1":2,"2":"0","3":1}' data-sheets-value='{"1":3,"3":49.5}' style="overflow:hidden;padding:0px 3px 0px 3px;vertical-align:bottom;text-align:center;">50</td> <td data-sheets-value='{"1":3,"3":26}' style="border-right:1px solid #000000;overflow:hidden;padding:0px 3px 0px 3px;vertical-align:bottom;text-align:center;">26</td> </tr> <tr style="height:20px;"> <td style="border-bottom:1px solid #000000;border-left:1px solid #000000;overflow:hidden;padding:0px 3px 0px 3px;vertical-align:bottom;"></td> <td style="border-bottom:1px solid #000000;overflow:hidden;padding:0px 3px 0px 3px;vertical-align:bottom;"></td> <td data-sheets-value='{"1":2,"2":"Opal (O/O)"}' style="border-bottom:1px solid #000000;overflow:hidden;padding:0px 3px 0px 3px;vertical-align:bottom;">Opal (O/O)</td> <td data-sheets-numberformat='{"1":2,"2":"0.00","3":1}' data-sheets-value='{"1":3,"3":0.98}' style="border-bottom:1px solid #000000;overflow:hidden;padding:0px 3px 0px 3px;vertical-align:bottom;text-align:center;">0.98</td> <td data-sheets-numberformat='{"1":2,"2":"0","3":1}' data-sheets-value='{"1":3,"3":28.29}' style="border-bottom:1px solid #000000;overflow:hidden;padding:0px 3px 0px 3px;vertical-align:bottom;text-align:center;">28</td> <td data-sheets-numberformat='{"1":2,"2":"0","3":1}' data-sheets-value='{"1":3,"3":38.28}' style="border-bottom:1px solid #000000;overflow:hidden;padding:0px 3px 0px 3px;vertical-align:bottom;text-align:center;">38</td> <td data-sheets-value='{"1":3,"3":26}' style="border-right:1px solid #000000;border-bottom:1px solid #000000;overflow:hidden;padding:0px 3px 0px 3px;vertical-align:bottom;text-align:center;">26</td> </tr> <tr style="height:20px;"> <td data-sheets-value='{"1":2,"2":"Polycarbonate "}' style="border-left:1px solid #000000;overflow:hidden;padding:0px 3px 0px 3px;vertical-align:bottom;">Polycarbonate </td> <td data-sheets-value='{"1":2,"2":"EW"}' style="overflow:hidden;padding:0px 3px 0px 3px;vertical-align:bottom;">EW</td> <td data-sheets-value='{"1":2,"2":"Clear (A)"}' style="overflow:hidden;padding:0px 3px 0px 3px;vertical-align:bottom;">Clear (A)</td> <td data-sheets-numberformat='{"1":2,"2":"0.00","3":1}' data-sheets-value='{"1":3,"3":1.19}' style="overflow:hidden;padding:0px 3px 0px 3px;vertical-align:bottom;text-align:center;">1.19</td> <td data-sheets-numberformat='{"1":2,"2":"0","3":1}' data-sheets-value='{"1":3,"3":36.08}' style="overflow:hidden;padding:0px 3px 0px 3px;vertical-align:bottom;text-align:center;">36</td> <td data-sheets-numberformat='{"1":2,"2":"0","3":1}' data-sheets-value='{"1":3,"3":54.78}' style="overflow:hidden;padding:0px 3px 0px 3px;vertical-align:bottom;text-align:center;">55</td> <td data-sheets-value='{"1":3,"3":24}' style="border-right:1px solid #000000;overflow:hidden;padding:0px 3px 0px 3px;vertical-align:bottom;text-align:center;">24</td> </tr> <tr style="height:20px;"> <td data-sheets-value='{"1":2,"2":"PC"}' style="border-left:1px solid #000000;overflow:hidden;padding:0px 3px 0px 3px;vertical-align:bottom;">PC</td> <td style="overflow:hidden;padding:0px 3px 0px 3px;vertical-align:bottom;"></td> <td data-sheets-value='{"1":2,"2":"Opal (D)"}' style="overflow:hidden;padding:0px 3px 0px 3px;vertical-align:bottom;">Opal (D)</td> <td data-sheets-numberformat='{"1":2,"2":"0.00","3":1}' data-sheets-value='{"1":3,"3":1.19}' style="overflow:hidden;padding:0px 3px 0px 3px;vertical-align:bottom;text-align:center;">1.19</td> <td data-sheets-numberformat='{"1":2,"2":"0","3":1}' data-sheets-value='{"1":3,"3":23.779999999999998}' style="overflow:hidden;padding:0px 3px 0px 3px;vertical-align:bottom;text-align:center;">24</td> <td data-sheets-numberformat='{"1":2,"2":"0","3":1}' data-sheets-value='{"1":3,"3":39.6}' style="overflow:hidden;padding:0px 3px 0px 3px;vertical-align:bottom;text-align:center;">40</td> <td data-sheets-value='{"1":3,"3":24}' style="border-right:1px solid #000000;overflow:hidden;padding:0px 3px 0px 3px;vertical-align:bottom;text-align:center;">24</td> </tr> <tr style="height:20px;"> <td style="border-left:1px solid #000000;overflow:hidden;padding:0px 3px 0px 3px;vertical-align:bottom;"></td> <td data-sheets-value='{"1":2,"2":"DW"}' style="overflow:hidden;padding:0px 3px 0px 3px;vertical-align:bottom;">DW</td> <td data-sheets-value='{"1":2,"2":"Clear (A/H)"}' style="overflow:hidden;padding:0px 3px 0px 3px;vertical-align:bottom;">Clear (A/H)</td> <td data-sheets-numberformat='{"1":2,"2":"0.00","3":1}' data-sheets-value='{"1":3,"3":0.98}' style="overflow:hidden;padding:0px 3px 0px 3px;vertical-align:bottom;text-align:center;">0.98</td> <td data-sheets-numberformat='{"1":2,"2":"0","3":1}' data-sheets-value='{"1":3,"3":32.39}' style="overflow:hidden;padding:0px 3px 0px 3px;vertical-align:bottom;text-align:center;">32</td> <td data-sheets-numberformat='{"1":2,"2":"0","3":1}' data-sheets-value='{"1":3,"3":47.52}' style="overflow:hidden;padding:0px 3px 0px 3px;vertical-align:bottom;text-align:center;">48</td> <td data-sheets-value='{"1":3,"3":26}' style="border-right:1px solid #000000;overflow:hidden;padding:0px 3px 0px 3px;vertical-align:bottom;text-align:center;">26</td> </tr> <tr style="height:20px;"> <td style="border-left:1px solid #000000;overflow:hidden;padding:0px 3px 0px 3px;vertical-align:bottom;"></td> <td style="overflow:hidden;padding:0px 3px 0px 3px;vertical-align:bottom;"></td> <td data-sheets-value='{"1":2,"2":"Clear (A/A)"}' style="overflow:hidden;padding:0px 3px 0px 3px;vertical-align:bottom;">Clear (A/A)</td> <td data-sheets-numberformat='{"1":2,"2":"0.00","3":1}' data-sheets-value='{"1":3,"3":0.98}' style="overflow:hidden;padding:0px 3px 0px 3px;vertical-align:bottom;text-align:center;">0.98</td> <td data-sheets-numberformat='{"1":2,"2":"0","3":1}' data-sheets-value='{"1":3,"3":31.569999999999997}' style="overflow:hidden;padding:0px 3px 0px 3px;vertical-align:bottom;text-align:center;">32</td> <td data-sheets-numberformat='{"1":2,"2":"0","3":1}' data-sheets-value='{"1":3,"3":45.54}' style="overflow:hidden;padding:0px 3px 0px 3px;vertical-align:bottom;text-align:center;">46</td> <td data-sheets-value='{"1":3,"3":26}' style="border-right:1px solid #000000;overflow:hidden;padding:0px 3px 0px 3px;vertical-align:bottom;text-align:center;">26</td> </tr> <tr style="height:20px;"> <td style="border-left:1px solid #000000;overflow:hidden;padding:0px 3px 0px 3px;vertical-align:bottom;"></td> <td style="overflow:hidden;padding:0px 3px 0px 3px;vertical-align:bottom;"></td> <td data-sheets-value='{"1":2,"2":"Opal (A/O)"}' style="overflow:hidden;padding:0px 3px 0px 3px;vertical-align:bottom;">Opal (A/O)</td> <td data-sheets-numberformat='{"1":2,"2":"0.00","3":1}' data-sheets-value='{"1":3,"3":0.98}' style="overflow:hidden;padding:0px 3px 0px 3px;vertical-align:bottom;text-align:center;">0.98</td> <td data-sheets-numberformat='{"1":2,"2":"0","3":1}' data-sheets-value='{"1":3,"3":29.93}' style="overflow:hidden;padding:0px 3px 0px 3px;vertical-align:bottom;text-align:center;">30</td> <td data-sheets-numberformat='{"1":2,"2":"0","3":1}' data-sheets-value='{"1":3,"3":41.580000000000005}' style="overflow:hidden;padding:0px 3px 0px 3px;vertical-align:bottom;text-align:center;">42</td> <td data-sheets-value='{"1":3,"3":26}' style="border-right:1px solid #000000;overflow:hidden;padding:0px 3px 0px 3px;vertical-align:bottom;text-align:center;">26</td> </tr> <tr style="height:20px;"> <td style="border-bottom:1px solid #000000;border-left:1px solid #000000;overflow:hidden;padding:0px 3px 0px 3px;vertical-align:bottom;"></td> <td style="border-bottom:1px solid #000000;overflow:hidden;padding:0px 3px 0px 3px;vertical-align:bottom;"></td> <td data-sheets-value='{"1":2,"2":"Opal (A/D)"}' style="border-bottom:1px solid #000000;overflow:hidden;padding:0px 3px 0px 3px;vertical-align:bottom;">Opal (A/D)</td> <td data-sheets-numberformat='{"1":2,"2":"0.00","3":1}' data-sheets-value='{"1":3,"3":0.98}' style="border-bottom:1px solid #000000;overflow:hidden;padding:0px 3px 0px 3px;vertical-align:bottom;text-align:center;">0.98</td> <td data-sheets-numberformat='{"1":2,"2":"0","3":1}' data-sheets-value='{"1":3,"3":20.91}' style="border-bottom:1px solid #000000;overflow:hidden;padding:0px 3px 0px 3px;vertical-align:bottom;text-align:center;">21</td> <td data-sheets-numberformat='{"1":2,"2":"0","3":1}' data-sheets-value='{"1":3,"3":33}' style="border-bottom:1px solid #000000;overflow:hidden;padding:0px 3px 0px 3px;vertical-align:bottom;text-align:center;">33</td> <td data-sheets-value='{"1":3,"3":26}' style="border-right:1px solid #000000;border-bottom:1px solid #000000;overflow:hidden;padding:0px 3px 0px 3px;vertical-align:bottom;text-align:center;">26</td> </tr> <tr style="height:20px;"> <td data-sheets-value='{"1":2,"2":"Polycarbonate"}' style="border-left:1px solid #000000;overflow:hidden;padding:0px 3px 0px 3px;vertical-align:bottom;">Polycarbonate</td> <td data-sheets-value='{"1":2,"2":"EW"}' style="overflow:hidden;padding:0px 3px 0px 3px;vertical-align:bottom;">EW</td> <td data-sheets-value='{"1":2,"2":"Heatstop Opal (T)"}' style="overflow:hidden;padding:0px 3px 0px 3px;vertical-align:bottom;">Heatstop Opal (T)</td> <td data-sheets-numberformat='{"1":2,"2":"0.00","3":1}' data-sheets-value='{"1":3,"3":1.19}' style="overflow:hidden;padding:0px 3px 0px 3px;vertical-align:bottom;text-align:center;">1.19</td> <td data-sheets-numberformat='{"1":2,"2":"0","3":1}' data-sheets-value='{"1":3,"3":20.09}' style="overflow:hidden;padding:0px 3px 0px 3px;vertical-align:bottom;text-align:center;">20</td> <td data-sheets-numberformat='{"1":2,"2":"0","3":1}' data-sheets-value='{"1":3,"3":38.940000000000005}' style="overflow:hidden;padding:0px 3px 0px 3px;vertical-align:bottom;text-align:center;">39</td> <td data-sheets-value='{"1":3,"3":24}' style="border-right:1px solid #000000;overflow:hidden;padding:0px 3px 0px 3px;vertical-align:bottom;text-align:center;">24</td> </tr> <tr style="height:20px;"> <td data-sheets-value='{"1":2,"2":"Heatstop PC"}' style="border-left:1px solid #000000;overflow:hidden;padding:0px 3px 0px 3px;vertical-align:bottom;">Heatstop PC</td> <td data-sheets-value='{"1":2,"2":"DW"}' style="overflow:hidden;padding:0px 3px 0px 3px;vertical-align:bottom;">DW</td> <td data-sheets-value='{"1":2,"2":"Clear (T/H)"}' style="overflow:hidden;padding:0px 3px 0px 3px;vertical-align:bottom;">Clear (T/H)</td> <td data-sheets-numberformat='{"1":2,"2":"0.00","3":1}' data-sheets-value='{"1":3,"3":0.98}' style="overflow:hidden;padding:0px 3px 0px 3px;vertical-align:bottom;text-align:center;">0.98</td> <td data-sheets-numberformat='{"1":2,"2":"0","3":1}' data-sheets-value='{"1":3,"3":18.04}' style="overflow:hidden;padding:0px 3px 0px 3px;vertical-align:bottom;text-align:center;">18</td> <td data-sheets-numberformat='{"1":2,"2":"0","3":1}' data-sheets-value='{"1":3,"3":33.660000000000004}' style="overflow:hidden;padding:0px 3px 0px 3px;vertical-align:bottom;text-align:center;">34</td> <td data-sheets-value='{"1":3,"3":26}' style="border-right:1px solid #000000;overflow:hidden;padding:0px 3px 0px 3px;vertical-align:bottom;text-align:center;">26</td> </tr> <tr style="height:20px;"> <td style="border-bottom:1px solid #000000;border-left:1px solid #000000;overflow:hidden;padding:0px 3px 0px 3px;vertical-align:bottom;"></td> <td style="border-bottom:1px solid #000000;overflow:hidden;padding:0px 3px 0px 3px;vertical-align:bottom;"></td> <td data-sheets-value='{"1":2,"2":"Opal (T/O)"}' style="border-bottom:1px solid #000000;overflow:hidden;padding:0px 3px 0px 3px;vertical-align:bottom;">Opal (T/O)</td> <td data-sheets-numberformat='{"1":2,"2":"0.00","3":1}' data-sheets-value='{"1":3,"3":0.98}' style="border-bottom:1px solid #000000;overflow:hidden;padding:0px 3px 0px 3px;vertical-align:bottom;text-align:center;">0.98</td> <td data-sheets-numberformat='{"1":2,"2":"0","3":1}' data-sheets-value='{"1":3,"3":16.81}' style="border-bottom:1px solid #000000;overflow:hidden;padding:0px 3px 0px 3px;vertical-align:bottom;text-align:center;">17</td> <td data-sheets-numberformat='{"1":2,"2":"0","3":1}' data-sheets-value='{"1":3,"3":29.700000000000003}' style="border-bottom:1px solid #000000;overflow:hidden;padding:0px 3px 0px 3px;vertical-align:bottom;text-align:center;">30</td> <td data-sheets-value='{"1":3,"3":26}' style="border-right:1px solid #000000;border-bottom:1px solid #000000;overflow:hidden;padding:0px 3px 0px 3px;vertical-align:bottom;text-align:center;">26</td> </tr> </tbody></table> | skylux-160-ce-met-koepel-en-pvc-opstand-16-00-met-lm-motor-pvc-raam-type-ep25-en-windvang-1600-x-2200-mm | 8586027696461 | 46872339546445
Smoke and heat exhaust (SHEV) | SHE system | Skylux | Skylux 160° CE with skylight and PVC curb 16/00 with double LM-actuator, PVC frame type EP25 and spoiler 1600 x 2300 mm |  | 50361 | 5412970503613 | 9522.7 | Yes | 30-45 | 156.52 | 1600 x 2300 mm | 2300 | 1600 |  | PVC 16/00 (16 cm high & roof opening = daylight size) | Rectangular | 1.19 W/m²K - 0.98 W/m²K | 57% - 30% | 37% - 17% | 24dB - 26dB | 160° CE (for industry) | PVC frame EP25 | with spoiler | E | Double actuator | Maximum double-walled skylight possible for this product | Ut-value LT-value g-value Rw-value EN 1873 : 2014 EN ISO 13468 EN 16153 EN 410 EN 410 EN ISO 140-3 Material Walls Shells (W/m²K) (%) (%) (dB) Acrylic EW Clear (H) 1.19 37 57 24 PMMA Opal (O) 1.19 34 50 24 DW Clear (H/H) 0.98 33 50 26 Opal (O/O) 0.98 28 38 26 Polycarbonate EW Clear (A) 1.19 36 55 24 PC Opal (D) 1.19 24 40 24 DW Clear (A/H) 0.98 32 48 26 Clear (A/A) 0.98 32 46 26 Opal (A/O) 0.98 30 42 26 Opal (A/D) 0.98 21 33 26 Polycarbonate EW Heatstop Opal (T) 1.19 20 39 24 Heatstop PC DW Clear (T/H) 0.98 18 34 26 Opal (T/O) 0.98 17 30 26 | https://skylux.eu/en/products/skylux-160-ce-met-koepel-en-pvc-opstand-16-00-met-lm-motor-pvc-raam-type-ep25-en-windvang-1600-x-2300-mm | https://skylux.eu/cdn/shop/files/Skylux-160deg-CE-met-koepel-en-pvc-opstand-1600-met-dubbele-LM-motor-pvc-raam-type-EP25-en-windvang-1600-x-2300-mm-RWA-systeem.jpg?v=1702980073&width=1600 | https://skylux.eu/cdn/shop/files/e5a82811-1bb0-48e4-a776-cacb59c7c092_c3e43ad2-23a8-4af3-9ea4-acb31c6e5487.jpg?v=1688551046&width=1600 | //skylux.eu/cdn/shop/files/E_MH_Mounting_instructions_Skylux_160_CE_LM.pdf?v=12406716259046007223 | //skylux.eu/cdn/shop/files/E_TD_Technical_File_Skylux_Skylux_160_CE_Electric.pdf?v=3667116872303399239 | <style type="text/css" id="isPasted"><!--td {border: 1px solid #cccccc;}br {mso-data-placement:same-cell;}--></style><table border="1" cellpadding="0" cellspacing="0" dir="ltr" style="table-layout:fixed;font-size:10pt;font-family:Arial;border-collapse:collapse;border:none;"><tbody> <tr style="height:20px;"> <td style="overflow:hidden;padding:0px 3px 0px 3px;vertical-align:bottom;"></td> <td style="overflow:hidden;padding:0px 3px 0px 3px;vertical-align:bottom;"></td> <td style="overflow:hidden;padding:0px 3px 0px 3px;vertical-align:bottom;"></td> <td data-sheets-value='{"1":2,"2":"Ut-value"}' style="overflow:hidden;padding:0px 3px 0px 3px;vertical-align:bottom;font-weight:bold;text-align:center;">Ut-value</td> <td data-sheets-value='{"1":2,"2":"LT-value"}' style="overflow:hidden;padding:0px 3px 0px 3px;vertical-align:bottom;font-weight:bold;text-align:center;">LT-value</td> <td data-sheets-value='{"1":2,"2":"g-value"}' style="overflow:hidden;padding:0px 3px 0px 3px;vertical-align:bottom;font-weight:bold;text-align:center;">g-value</td> <td data-sheets-value='{"1":2,"2":"Rw-value "}' style="overflow:hidden;padding:0px 3px 0px 3px;vertical-align:bottom;font-weight:bold;text-align:center;">Rw-value </td> </tr> <tr style="height:20px;"> <td style="overflow:hidden;padding:0px 3px 0px 3px;vertical-align:bottom;"></td> <td style="overflow:hidden;padding:0px 3px 0px 3px;vertical-align:bottom;"></td> <td style="overflow:hidden;padding:0px 3px 0px 3px;vertical-align:bottom;"></td> <td data-sheets-numberformat='{"1":2,"2":"0.00","3":1}' data-sheets-value='{"1":2,"2":"EN 1873 : 2014"}' style="overflow:hidden;padding:0px 3px 0px 3px;vertical-align:bottom;text-align:center;">EN 1873 : 2014</td> <td data-sheets-numberformat='{"1":2,"2":"0","3":1}' data-sheets-value='{"1":2,"2":"EN ISO 13468 EN 16153 EN 410"}' style="overflow:hidden;padding:0px 3px 0px 3px;vertical-align:bottom;text-align:center;">EN ISO 13468 EN 16153 EN 410</td> <td data-sheets-numberformat='{"1":2,"2":"0","3":1}' data-sheets-value='{"1":2,"2":"EN 410"}' style="overflow:hidden;padding:0px 3px 0px 3px;vertical-align:bottom;text-align:center;">EN 410</td> <td data-sheets-value='{"1":2,"2":"EN ISO 140-3\t\t"}' style="overflow:hidden;padding:0px 3px 0px 3px;vertical-align:bottom;text-align:center;">EN ISO 140-3 </td> </tr> <tr style="height:20px;"> <td data-sheets-value='{"1":2,"2":"Material"}' style="border-bottom:1px solid #000000;overflow:hidden;padding:0px 3px 0px 3px;vertical-align:bottom;background-color:#000000;font-weight:bold;color:#ffffff;">Material</td> <td data-sheets-value='{"1":2,"2":"Walls"}' style="border-bottom:1px solid #000000;overflow:hidden;padding:0px 3px 0px 3px;vertical-align:bottom;background-color:#000000;font-weight:bold;color:#ffffff;">Walls</td> <td data-sheets-value='{"1":2,"2":"Shells"}' style="border-bottom:1px solid #000000;overflow:hidden;padding:0px 3px 0px 3px;vertical-align:bottom;background-color:#000000;font-weight:bold;color:#ffffff;">Shells</td> <td data-sheets-numberformat='{"1":2,"2":"0.00","3":1}' data-sheets-value='{"1":2,"2":"(W/m²K)\t"}' style="border-bottom:1px solid #000000;overflow:hidden;padding:0px 3px 0px 3px;vertical-align:bottom;background-color:#000000;font-weight:bold;color:#ffffff;text-align:center;">(W/m²K) </td> <td data-sheets-numberformat='{"1":2,"2":"0","3":1}' data-sheets-value='{"1":2,"2":"(%)"}' style="border-bottom:1px solid #000000;overflow:hidden;padding:0px 3px 0px 3px;vertical-align:bottom;background-color:#000000;font-weight:bold;color:#ffffff;text-align:center;">(%)</td> <td data-sheets-numberformat='{"1":2,"2":"0","3":1}' data-sheets-value='{"1":2,"2":"(%)"}' style="border-bottom:1px solid #000000;overflow:hidden;padding:0px 3px 0px 3px;vertical-align:bottom;background-color:#000000;font-weight:bold;color:#ffffff;text-align:center;">(%)</td> <td data-sheets-value='{"1":2,"2":"(dB)"}' style="border-bottom:1px solid #000000;overflow:hidden;padding:0px 3px 0px 3px;vertical-align:bottom;background-color:#000000;font-weight:bold;color:#ffffff;text-align:center;">(dB)</td> </tr> <tr style="height:20px;"> <td data-sheets-value='{"1":2,"2":"Acrylic"}' style="border-left:1px solid #000000;overflow:hidden;padding:0px 3px 0px 3px;vertical-align:bottom;">Acrylic</td> <td data-sheets-value='{"1":2,"2":"EW"}' style="overflow:hidden;padding:0px 3px 0px 3px;vertical-align:bottom;">EW</td> <td data-sheets-value='{"1":2,"2":"Clear (H)"}' style="overflow:hidden;padding:0px 3px 0px 3px;vertical-align:bottom;">Clear (H)</td> <td data-sheets-numberformat='{"1":2,"2":"0.00","3":1}' data-sheets-value='{"1":3,"3":1.19}' style="overflow:hidden;padding:0px 3px 0px 3px;vertical-align:bottom;text-align:center;">1.19</td> <td data-sheets-numberformat='{"1":2,"2":"0","3":1}' data-sheets-value='{"1":3,"3":36.9}' style="overflow:hidden;padding:0px 3px 0px 3px;vertical-align:bottom;text-align:center;">37</td> <td data-sheets-numberformat='{"1":2,"2":"0","3":1}' data-sheets-value='{"1":3,"3":57.42}' style="overflow:hidden;padding:0px 3px 0px 3px;vertical-align:bottom;text-align:center;">57</td> <td data-sheets-value='{"1":3,"3":24}' style="border-right:1px solid #000000;overflow:hidden;padding:0px 3px 0px 3px;vertical-align:bottom;text-align:center;">24</td> </tr> <tr style="height:20px;"> <td data-sheets-value='{"1":2,"2":"PMMA"}' style="border-left:1px solid #000000;overflow:hidden;padding:0px 3px 0px 3px;vertical-align:bottom;">PMMA</td> <td style="overflow:hidden;padding:0px 3px 0px 3px;vertical-align:bottom;"></td> <td data-sheets-value='{"1":2,"2":"Opal (O)"}' style="overflow:hidden;padding:0px 3px 0px 3px;vertical-align:bottom;">Opal (O)</td> <td data-sheets-numberformat='{"1":2,"2":"0.00","3":1}' data-sheets-value='{"1":3,"3":1.19}' style="overflow:hidden;padding:0px 3px 0px 3px;vertical-align:bottom;text-align:center;">1.19</td> <td data-sheets-numberformat='{"1":2,"2":"0","3":1}' data-sheets-value='{"1":3,"3":34.03}' style="overflow:hidden;padding:0px 3px 0px 3px;vertical-align:bottom;text-align:center;">34</td> <td data-sheets-numberformat='{"1":2,"2":"0","3":1}' data-sheets-value='{"1":3,"3":50.160000000000004}' style="overflow:hidden;padding:0px 3px 0px 3px;vertical-align:bottom;text-align:center;">50</td> <td data-sheets-value='{"1":3,"3":24}' style="border-right:1px solid #000000;overflow:hidden;padding:0px 3px 0px 3px;vertical-align:bottom;text-align:center;">24</td> </tr> <tr style="height:20px;"> <td style="border-left:1px solid #000000;overflow:hidden;padding:0px 3px 0px 3px;vertical-align:bottom;"></td> <td data-sheets-value='{"1":2,"2":"DW"}' style="overflow:hidden;padding:0px 3px 0px 3px;vertical-align:bottom;">DW</td> <td data-sheets-value='{"1":2,"2":"Clear (H/H)"}' style="overflow:hidden;padding:0px 3px 0px 3px;vertical-align:bottom;">Clear (H/H)</td> <td data-sheets-numberformat='{"1":2,"2":"0.00","3":1}' data-sheets-value='{"1":3,"3":0.98}' style="overflow:hidden;padding:0px 3px 0px 3px;vertical-align:bottom;text-align:center;">0.98</td> <td data-sheets-numberformat='{"1":2,"2":"0","3":1}' data-sheets-value='{"1":3,"3":33.21}' style="overflow:hidden;padding:0px 3px 0px 3px;vertical-align:bottom;text-align:center;">33</td> <td data-sheets-numberformat='{"1":2,"2":"0","3":1}' data-sheets-value='{"1":3,"3":49.5}' style="overflow:hidden;padding:0px 3px 0px 3px;vertical-align:bottom;text-align:center;">50</td> <td data-sheets-value='{"1":3,"3":26}' style="border-right:1px solid #000000;overflow:hidden;padding:0px 3px 0px 3px;vertical-align:bottom;text-align:center;">26</td> </tr> <tr style="height:20px;"> <td style="border-bottom:1px solid #000000;border-left:1px solid #000000;overflow:hidden;padding:0px 3px 0px 3px;vertical-align:bottom;"></td> <td style="border-bottom:1px solid #000000;overflow:hidden;padding:0px 3px 0px 3px;vertical-align:bottom;"></td> <td data-sheets-value='{"1":2,"2":"Opal (O/O)"}' style="border-bottom:1px solid #000000;overflow:hidden;padding:0px 3px 0px 3px;vertical-align:bottom;">Opal (O/O)</td> <td data-sheets-numberformat='{"1":2,"2":"0.00","3":1}' data-sheets-value='{"1":3,"3":0.98}' style="border-bottom:1px solid #000000;overflow:hidden;padding:0px 3px 0px 3px;vertical-align:bottom;text-align:center;">0.98</td> <td data-sheets-numberformat='{"1":2,"2":"0","3":1}' data-sheets-value='{"1":3,"3":28.29}' style="border-bottom:1px solid #000000;overflow:hidden;padding:0px 3px 0px 3px;vertical-align:bottom;text-align:center;">28</td> <td data-sheets-numberformat='{"1":2,"2":"0","3":1}' data-sheets-value='{"1":3,"3":38.28}' style="border-bottom:1px solid #000000;overflow:hidden;padding:0px 3px 0px 3px;vertical-align:bottom;text-align:center;">38</td> <td data-sheets-value='{"1":3,"3":26}' style="border-right:1px solid #000000;border-bottom:1px solid #000000;overflow:hidden;padding:0px 3px 0px 3px;vertical-align:bottom;text-align:center;">26</td> </tr> <tr style="height:20px;"> <td data-sheets-value='{"1":2,"2":"Polycarbonate "}' style="border-left:1px solid #000000;overflow:hidden;padding:0px 3px 0px 3px;vertical-align:bottom;">Polycarbonate </td> <td data-sheets-value='{"1":2,"2":"EW"}' style="overflow:hidden;padding:0px 3px 0px 3px;vertical-align:bottom;">EW</td> <td data-sheets-value='{"1":2,"2":"Clear (A)"}' style="overflow:hidden;padding:0px 3px 0px 3px;vertical-align:bottom;">Clear (A)</td> <td data-sheets-numberformat='{"1":2,"2":"0.00","3":1}' data-sheets-value='{"1":3,"3":1.19}' style="overflow:hidden;padding:0px 3px 0px 3px;vertical-align:bottom;text-align:center;">1.19</td> <td data-sheets-numberformat='{"1":2,"2":"0","3":1}' data-sheets-value='{"1":3,"3":36.08}' style="overflow:hidden;padding:0px 3px 0px 3px;vertical-align:bottom;text-align:center;">36</td> <td data-sheets-numberformat='{"1":2,"2":"0","3":1}' data-sheets-value='{"1":3,"3":54.78}' style="overflow:hidden;padding:0px 3px 0px 3px;vertical-align:bottom;text-align:center;">55</td> <td data-sheets-value='{"1":3,"3":24}' style="border-right:1px solid #000000;overflow:hidden;padding:0px 3px 0px 3px;vertical-align:bottom;text-align:center;">24</td> </tr> <tr style="height:20px;"> <td data-sheets-value='{"1":2,"2":"PC"}' style="border-left:1px solid #000000;overflow:hidden;padding:0px 3px 0px 3px;vertical-align:bottom;">PC</td> <td style="overflow:hidden;padding:0px 3px 0px 3px;vertical-align:bottom;"></td> <td data-sheets-value='{"1":2,"2":"Opal (D)"}' style="overflow:hidden;padding:0px 3px 0px 3px;vertical-align:bottom;">Opal (D)</td> <td data-sheets-numberformat='{"1":2,"2":"0.00","3":1}' data-sheets-value='{"1":3,"3":1.19}' style="overflow:hidden;padding:0px 3px 0px 3px;vertical-align:bottom;text-align:center;">1.19</td> <td data-sheets-numberformat='{"1":2,"2":"0","3":1}' data-sheets-value='{"1":3,"3":23.779999999999998}' style="overflow:hidden;padding:0px 3px 0px 3px;vertical-align:bottom;text-align:center;">24</td> <td data-sheets-numberformat='{"1":2,"2":"0","3":1}' data-sheets-value='{"1":3,"3":39.6}' style="overflow:hidden;padding:0px 3px 0px 3px;vertical-align:bottom;text-align:center;">40</td> <td data-sheets-value='{"1":3,"3":24}' style="border-right:1px solid #000000;overflow:hidden;padding:0px 3px 0px 3px;vertical-align:bottom;text-align:center;">24</td> </tr> <tr style="height:20px;"> <td style="border-left:1px solid #000000;overflow:hidden;padding:0px 3px 0px 3px;vertical-align:bottom;"></td> <td data-sheets-value='{"1":2,"2":"DW"}' style="overflow:hidden;padding:0px 3px 0px 3px;vertical-align:bottom;">DW</td> <td data-sheets-value='{"1":2,"2":"Clear (A/H)"}' style="overflow:hidden;padding:0px 3px 0px 3px;vertical-align:bottom;">Clear (A/H)</td> <td data-sheets-numberformat='{"1":2,"2":"0.00","3":1}' data-sheets-value='{"1":3,"3":0.98}' style="overflow:hidden;padding:0px 3px 0px 3px;vertical-align:bottom;text-align:center;">0.98</td> <td data-sheets-numberformat='{"1":2,"2":"0","3":1}' data-sheets-value='{"1":3,"3":32.39}' style="overflow:hidden;padding:0px 3px 0px 3px;vertical-align:bottom;text-align:center;">32</td> <td data-sheets-numberformat='{"1":2,"2":"0","3":1}' data-sheets-value='{"1":3,"3":47.52}' style="overflow:hidden;padding:0px 3px 0px 3px;vertical-align:bottom;text-align:center;">48</td> <td data-sheets-value='{"1":3,"3":26}' style="border-right:1px solid #000000;overflow:hidden;padding:0px 3px 0px 3px;vertical-align:bottom;text-align:center;">26</td> </tr> <tr style="height:20px;"> <td style="border-left:1px solid #000000;overflow:hidden;padding:0px 3px 0px 3px;vertical-align:bottom;"></td> <td style="overflow:hidden;padding:0px 3px 0px 3px;vertical-align:bottom;"></td> <td data-sheets-value='{"1":2,"2":"Clear (A/A)"}' style="overflow:hidden;padding:0px 3px 0px 3px;vertical-align:bottom;">Clear (A/A)</td> <td data-sheets-numberformat='{"1":2,"2":"0.00","3":1}' data-sheets-value='{"1":3,"3":0.98}' style="overflow:hidden;padding:0px 3px 0px 3px;vertical-align:bottom;text-align:center;">0.98</td> <td data-sheets-numberformat='{"1":2,"2":"0","3":1}' data-sheets-value='{"1":3,"3":31.569999999999997}' style="overflow:hidden;padding:0px 3px 0px 3px;vertical-align:bottom;text-align:center;">32</td> <td data-sheets-numberformat='{"1":2,"2":"0","3":1}' data-sheets-value='{"1":3,"3":45.54}' style="overflow:hidden;padding:0px 3px 0px 3px;vertical-align:bottom;text-align:center;">46</td> <td data-sheets-value='{"1":3,"3":26}' style="border-right:1px solid #000000;overflow:hidden;padding:0px 3px 0px 3px;vertical-align:bottom;text-align:center;">26</td> </tr> <tr style="height:20px;"> <td style="border-left:1px solid #000000;overflow:hidden;padding:0px 3px 0px 3px;vertical-align:bottom;"></td> <td style="overflow:hidden;padding:0px 3px 0px 3px;vertical-align:bottom;"></td> <td data-sheets-value='{"1":2,"2":"Opal (A/O)"}' style="overflow:hidden;padding:0px 3px 0px 3px;vertical-align:bottom;">Opal (A/O)</td> <td data-sheets-numberformat='{"1":2,"2":"0.00","3":1}' data-sheets-value='{"1":3,"3":0.98}' style="overflow:hidden;padding:0px 3px 0px 3px;vertical-align:bottom;text-align:center;">0.98</td> <td data-sheets-numberformat='{"1":2,"2":"0","3":1}' data-sheets-value='{"1":3,"3":29.93}' style="overflow:hidden;padding:0px 3px 0px 3px;vertical-align:bottom;text-align:center;">30</td> <td data-sheets-numberformat='{"1":2,"2":"0","3":1}' data-sheets-value='{"1":3,"3":41.580000000000005}' style="overflow:hidden;padding:0px 3px 0px 3px;vertical-align:bottom;text-align:center;">42</td> <td data-sheets-value='{"1":3,"3":26}' style="border-right:1px solid #000000;overflow:hidden;padding:0px 3px 0px 3px;vertical-align:bottom;text-align:center;">26</td> </tr> <tr style="height:20px;"> <td style="border-bottom:1px solid #000000;border-left:1px solid #000000;overflow:hidden;padding:0px 3px 0px 3px;vertical-align:bottom;"></td> <td style="border-bottom:1px solid #000000;overflow:hidden;padding:0px 3px 0px 3px;vertical-align:bottom;"></td> <td data-sheets-value='{"1":2,"2":"Opal (A/D)"}' style="border-bottom:1px solid #000000;overflow:hidden;padding:0px 3px 0px 3px;vertical-align:bottom;">Opal (A/D)</td> <td data-sheets-numberformat='{"1":2,"2":"0.00","3":1}' data-sheets-value='{"1":3,"3":0.98}' style="border-bottom:1px solid #000000;overflow:hidden;padding:0px 3px 0px 3px;vertical-align:bottom;text-align:center;">0.98</td> <td data-sheets-numberformat='{"1":2,"2":"0","3":1}' data-sheets-value='{"1":3,"3":20.91}' style="border-bottom:1px solid #000000;overflow:hidden;padding:0px 3px 0px 3px;vertical-align:bottom;text-align:center;">21</td> <td data-sheets-numberformat='{"1":2,"2":"0","3":1}' data-sheets-value='{"1":3,"3":33}' style="border-bottom:1px solid #000000;overflow:hidden;padding:0px 3px 0px 3px;vertical-align:bottom;text-align:center;">33</td> <td data-sheets-value='{"1":3,"3":26}' style="border-right:1px solid #000000;border-bottom:1px solid #000000;overflow:hidden;padding:0px 3px 0px 3px;vertical-align:bottom;text-align:center;">26</td> </tr> <tr style="height:20px;"> <td data-sheets-value='{"1":2,"2":"Polycarbonate"}' style="border-left:1px solid #000000;overflow:hidden;padding:0px 3px 0px 3px;vertical-align:bottom;">Polycarbonate</td> <td data-sheets-value='{"1":2,"2":"EW"}' style="overflow:hidden;padding:0px 3px 0px 3px;vertical-align:bottom;">EW</td> <td data-sheets-value='{"1":2,"2":"Heatstop Opal (T)"}' style="overflow:hidden;padding:0px 3px 0px 3px;vertical-align:bottom;">Heatstop Opal (T)</td> <td data-sheets-numberformat='{"1":2,"2":"0.00","3":1}' data-sheets-value='{"1":3,"3":1.19}' style="overflow:hidden;padding:0px 3px 0px 3px;vertical-align:bottom;text-align:center;">1.19</td> <td data-sheets-numberformat='{"1":2,"2":"0","3":1}' data-sheets-value='{"1":3,"3":20.09}' style="overflow:hidden;padding:0px 3px 0px 3px;vertical-align:bottom;text-align:center;">20</td> <td data-sheets-numberformat='{"1":2,"2":"0","3":1}' data-sheets-value='{"1":3,"3":38.940000000000005}' style="overflow:hidden;padding:0px 3px 0px 3px;vertical-align:bottom;text-align:center;">39</td> <td data-sheets-value='{"1":3,"3":24}' style="border-right:1px solid #000000;overflow:hidden;padding:0px 3px 0px 3px;vertical-align:bottom;text-align:center;">24</td> </tr> <tr style="height:20px;"> <td data-sheets-value='{"1":2,"2":"Heatstop PC"}' style="border-left:1px solid #000000;overflow:hidden;padding:0px 3px 0px 3px;vertical-align:bottom;">Heatstop PC</td> <td data-sheets-value='{"1":2,"2":"DW"}' style="overflow:hidden;padding:0px 3px 0px 3px;vertical-align:bottom;">DW</td> <td data-sheets-value='{"1":2,"2":"Clear (T/H)"}' style="overflow:hidden;padding:0px 3px 0px 3px;vertical-align:bottom;">Clear (T/H)</td> <td data-sheets-numberformat='{"1":2,"2":"0.00","3":1}' data-sheets-value='{"1":3,"3":0.98}' style="overflow:hidden;padding:0px 3px 0px 3px;vertical-align:bottom;text-align:center;">0.98</td> <td data-sheets-numberformat='{"1":2,"2":"0","3":1}' data-sheets-value='{"1":3,"3":18.04}' style="overflow:hidden;padding:0px 3px 0px 3px;vertical-align:bottom;text-align:center;">18</td> <td data-sheets-numberformat='{"1":2,"2":"0","3":1}' data-sheets-value='{"1":3,"3":33.660000000000004}' style="overflow:hidden;padding:0px 3px 0px 3px;vertical-align:bottom;text-align:center;">34</td> <td data-sheets-value='{"1":3,"3":26}' style="border-right:1px solid #000000;overflow:hidden;padding:0px 3px 0px 3px;vertical-align:bottom;text-align:center;">26</td> </tr> <tr style="height:20px;"> <td style="border-bottom:1px solid #000000;border-left:1px solid #000000;overflow:hidden;padding:0px 3px 0px 3px;vertical-align:bottom;"></td> <td style="border-bottom:1px solid #000000;overflow:hidden;padding:0px 3px 0px 3px;vertical-align:bottom;"></td> <td data-sheets-value='{"1":2,"2":"Opal (T/O)"}' style="border-bottom:1px solid #000000;overflow:hidden;padding:0px 3px 0px 3px;vertical-align:bottom;">Opal (T/O)</td> <td data-sheets-numberformat='{"1":2,"2":"0.00","3":1}' data-sheets-value='{"1":3,"3":0.98}' style="border-bottom:1px solid #000000;overflow:hidden;padding:0px 3px 0px 3px;vertical-align:bottom;text-align:center;">0.98</td> <td data-sheets-numberformat='{"1":2,"2":"0","3":1}' data-sheets-value='{"1":3,"3":16.81}' style="border-bottom:1px solid #000000;overflow:hidden;padding:0px 3px 0px 3px;vertical-align:bottom;text-align:center;">17</td> <td data-sheets-numberformat='{"1":2,"2":"0","3":1}' data-sheets-value='{"1":3,"3":29.700000000000003}' style="border-bottom:1px solid #000000;overflow:hidden;padding:0px 3px 0px 3px;vertical-align:bottom;text-align:center;">30</td> <td data-sheets-value='{"1":3,"3":26}' style="border-right:1px solid #000000;border-bottom:1px solid #000000;overflow:hidden;padding:0px 3px 0px 3px;vertical-align:bottom;text-align:center;">26</td> </tr> </tbody></table> | skylux-160-ce-met-koepel-en-pvc-opstand-16-00-met-lm-motor-pvc-raam-type-ep25-en-windvang-1600-x-2300-mm | 8586027794765 | 46872339677517
Smoke and heat exhaust (SHEV) | SHE system | Skylux | Skylux 160° CE with skylight and PVC curb 16/00 with double LM-actuator, PVC frame type EP25 and spoiler 1600 x 2500 mm |  | 50362 | 5412970503620 | 10024.85 | Yes | 30-45 | 163.98 | 1600 x 2500 mm | 2500 | 1600 |  | PVC 16/00 (16 cm high & roof opening = daylight size) | Rectangular | 1.19 W/m²K - 0.98 W/m²K | 57% - 30% | 37% - 17% | 24dB - 26dB | 160° CE (for industry) | PVC frame EP25 | with spoiler | E | Double actuator | Maximum double-walled skylight possible for this product | Ut-value LT-value g-value Rw-value EN 1873 : 2014 EN ISO 13468 EN 16153 EN 410 EN 410 EN ISO 140-3 Material Walls Shells (W/m²K) (%) (%) (dB) Acrylic EW Clear (H) 1.19 37 57 24 PMMA Opal (O) 1.19 34 50 24 DW Clear (H/H) 0.98 33 50 26 Opal (O/O) 0.98 28 38 26 Polycarbonate EW Clear (A) 1.19 36 55 24 PC Opal (D) 1.19 24 40 24 DW Clear (A/H) 0.98 32 48 26 Clear (A/A) 0.98 32 46 26 Opal (A/O) 0.98 30 42 26 Opal (A/D) 0.98 21 33 26 Polycarbonate EW Heatstop Opal (T) 1.19 20 39 24 Heatstop PC DW Clear (T/H) 0.98 18 34 26 Opal (T/O) 0.98 17 30 26 | https://skylux.eu/en/products/skylux-160-ce-met-koepel-en-pvc-opstand-16-00-met-lm-motor-pvc-raam-type-ep25-en-windvang-1600-x-2500-mm | https://skylux.eu/cdn/shop/files/Skylux-160deg-CE-met-koepel-en-pvc-opstand-1600-met-dubbele-LM-motor-pvc-raam-type-EP25-en-windvang-1600-x-2500-mm-RWA-systeem.jpg?v=1702980078&width=1600 | https://skylux.eu/cdn/shop/files/e5a82811-1bb0-48e4-a776-cacb59c7c092_b2316f61-bf6f-4568-bae7-f9403398bb48.jpg?v=1688551048&width=1600 | //skylux.eu/cdn/shop/files/E_MH_Mounting_instructions_Skylux_160_CE_LM.pdf?v=12406716259046007223 | //skylux.eu/cdn/shop/files/E_TD_Technical_File_Skylux_Skylux_160_CE_Electric.pdf?v=3667116872303399239 | <style type="text/css" id="isPasted"><!--td {border: 1px solid #cccccc;}br {mso-data-placement:same-cell;}--></style><table border="1" cellpadding="0" cellspacing="0" dir="ltr" style="table-layout:fixed;font-size:10pt;font-family:Arial;border-collapse:collapse;border:none;"><tbody> <tr style="height:20px;"> <td style="overflow:hidden;padding:0px 3px 0px 3px;vertical-align:bottom;"></td> <td style="overflow:hidden;padding:0px 3px 0px 3px;vertical-align:bottom;"></td> <td style="overflow:hidden;padding:0px 3px 0px 3px;vertical-align:bottom;"></td> <td data-sheets-value='{"1":2,"2":"Ut-value"}' style="overflow:hidden;padding:0px 3px 0px 3px;vertical-align:bottom;font-weight:bold;text-align:center;">Ut-value</td> <td data-sheets-value='{"1":2,"2":"LT-value"}' style="overflow:hidden;padding:0px 3px 0px 3px;vertical-align:bottom;font-weight:bold;text-align:center;">LT-value</td> <td data-sheets-value='{"1":2,"2":"g-value"}' style="overflow:hidden;padding:0px 3px 0px 3px;vertical-align:bottom;font-weight:bold;text-align:center;">g-value</td> <td data-sheets-value='{"1":2,"2":"Rw-value "}' style="overflow:hidden;padding:0px 3px 0px 3px;vertical-align:bottom;font-weight:bold;text-align:center;">Rw-value </td> </tr> <tr style="height:20px;"> <td style="overflow:hidden;padding:0px 3px 0px 3px;vertical-align:bottom;"></td> <td style="overflow:hidden;padding:0px 3px 0px 3px;vertical-align:bottom;"></td> <td style="overflow:hidden;padding:0px 3px 0px 3px;vertical-align:bottom;"></td> <td data-sheets-numberformat='{"1":2,"2":"0.00","3":1}' data-sheets-value='{"1":2,"2":"EN 1873 : 2014"}' style="overflow:hidden;padding:0px 3px 0px 3px;vertical-align:bottom;text-align:center;">EN 1873 : 2014</td> <td data-sheets-numberformat='{"1":2,"2":"0","3":1}' data-sheets-value='{"1":2,"2":"EN ISO 13468 EN 16153 EN 410"}' style="overflow:hidden;padding:0px 3px 0px 3px;vertical-align:bottom;text-align:center;">EN ISO 13468 EN 16153 EN 410</td> <td data-sheets-numberformat='{"1":2,"2":"0","3":1}' data-sheets-value='{"1":2,"2":"EN 410"}' style="overflow:hidden;padding:0px 3px 0px 3px;vertical-align:bottom;text-align:center;">EN 410</td> <td data-sheets-value='{"1":2,"2":"EN ISO 140-3\t\t"}' style="overflow:hidden;padding:0px 3px 0px 3px;vertical-align:bottom;text-align:center;">EN ISO 140-3 </td> </tr> <tr style="height:20px;"> <td data-sheets-value='{"1":2,"2":"Material"}' style="border-bottom:1px solid #000000;overflow:hidden;padding:0px 3px 0px 3px;vertical-align:bottom;background-color:#000000;font-weight:bold;color:#ffffff;">Material</td> <td data-sheets-value='{"1":2,"2":"Walls"}' style="border-bottom:1px solid #000000;overflow:hidden;padding:0px 3px 0px 3px;vertical-align:bottom;background-color:#000000;font-weight:bold;color:#ffffff;">Walls</td> <td data-sheets-value='{"1":2,"2":"Shells"}' style="border-bottom:1px solid #000000;overflow:hidden;padding:0px 3px 0px 3px;vertical-align:bottom;background-color:#000000;font-weight:bold;color:#ffffff;">Shells</td> <td data-sheets-numberformat='{"1":2,"2":"0.00","3":1}' data-sheets-value='{"1":2,"2":"(W/m²K)\t"}' style="border-bottom:1px solid #000000;overflow:hidden;padding:0px 3px 0px 3px;vertical-align:bottom;background-color:#000000;font-weight:bold;color:#ffffff;text-align:center;">(W/m²K) </td> <td data-sheets-numberformat='{"1":2,"2":"0","3":1}' data-sheets-value='{"1":2,"2":"(%)"}' style="border-bottom:1px solid #000000;overflow:hidden;padding:0px 3px 0px 3px;vertical-align:bottom;background-color:#000000;font-weight:bold;color:#ffffff;text-align:center;">(%)</td> <td data-sheets-numberformat='{"1":2,"2":"0","3":1}' data-sheets-value='{"1":2,"2":"(%)"}' style="border-bottom:1px solid #000000;overflow:hidden;padding:0px 3px 0px 3px;vertical-align:bottom;background-color:#000000;font-weight:bold;color:#ffffff;text-align:center;">(%)</td> <td data-sheets-value='{"1":2,"2":"(dB)"}' style="border-bottom:1px solid #000000;overflow:hidden;padding:0px 3px 0px 3px;vertical-align:bottom;background-color:#000000;font-weight:bold;color:#ffffff;text-align:center;">(dB)</td> </tr> <tr style="height:20px;"> <td data-sheets-value='{"1":2,"2":"Acrylic"}' style="border-left:1px solid #000000;overflow:hidden;padding:0px 3px 0px 3px;vertical-align:bottom;">Acrylic</td> <td data-sheets-value='{"1":2,"2":"EW"}' style="overflow:hidden;padding:0px 3px 0px 3px;vertical-align:bottom;">EW</td> <td data-sheets-value='{"1":2,"2":"Clear (H)"}' style="overflow:hidden;padding:0px 3px 0px 3px;vertical-align:bottom;">Clear (H)</td> <td data-sheets-numberformat='{"1":2,"2":"0.00","3":1}' data-sheets-value='{"1":3,"3":1.19}' style="overflow:hidden;padding:0px 3px 0px 3px;vertical-align:bottom;text-align:center;">1.19</td> <td data-sheets-numberformat='{"1":2,"2":"0","3":1}' data-sheets-value='{"1":3,"3":36.9}' style="overflow:hidden;padding:0px 3px 0px 3px;vertical-align:bottom;text-align:center;">37</td> <td data-sheets-numberformat='{"1":2,"2":"0","3":1}' data-sheets-value='{"1":3,"3":57.42}' style="overflow:hidden;padding:0px 3px 0px 3px;vertical-align:bottom;text-align:center;">57</td> <td data-sheets-value='{"1":3,"3":24}' style="border-right:1px solid #000000;overflow:hidden;padding:0px 3px 0px 3px;vertical-align:bottom;text-align:center;">24</td> </tr> <tr style="height:20px;"> <td data-sheets-value='{"1":2,"2":"PMMA"}' style="border-left:1px solid #000000;overflow:hidden;padding:0px 3px 0px 3px;vertical-align:bottom;">PMMA</td> <td style="overflow:hidden;padding:0px 3px 0px 3px;vertical-align:bottom;"></td> <td data-sheets-value='{"1":2,"2":"Opal (O)"}' style="overflow:hidden;padding:0px 3px 0px 3px;vertical-align:bottom;">Opal (O)</td> <td data-sheets-numberformat='{"1":2,"2":"0.00","3":1}' data-sheets-value='{"1":3,"3":1.19}' style="overflow:hidden;padding:0px 3px 0px 3px;vertical-align:bottom;text-align:center;">1.19</td> <td data-sheets-numberformat='{"1":2,"2":"0","3":1}' data-sheets-value='{"1":3,"3":34.03}' style="overflow:hidden;padding:0px 3px 0px 3px;vertical-align:bottom;text-align:center;">34</td> <td data-sheets-numberformat='{"1":2,"2":"0","3":1}' data-sheets-value='{"1":3,"3":50.160000000000004}' style="overflow:hidden;padding:0px 3px 0px 3px;vertical-align:bottom;text-align:center;">50</td> <td data-sheets-value='{"1":3,"3":24}' style="border-right:1px solid #000000;overflow:hidden;padding:0px 3px 0px 3px;vertical-align:bottom;text-align:center;">24</td> </tr> <tr style="height:20px;"> <td style="border-left:1px solid #000000;overflow:hidden;padding:0px 3px 0px 3px;vertical-align:bottom;"></td> <td data-sheets-value='{"1":2,"2":"DW"}' style="overflow:hidden;padding:0px 3px 0px 3px;vertical-align:bottom;">DW</td> <td data-sheets-value='{"1":2,"2":"Clear (H/H)"}' style="overflow:hidden;padding:0px 3px 0px 3px;vertical-align:bottom;">Clear (H/H)</td> <td data-sheets-numberformat='{"1":2,"2":"0.00","3":1}' data-sheets-value='{"1":3,"3":0.98}' style="overflow:hidden;padding:0px 3px 0px 3px;vertical-align:bottom;text-align:center;">0.98</td> <td data-sheets-numberformat='{"1":2,"2":"0","3":1}' data-sheets-value='{"1":3,"3":33.21}' style="overflow:hidden;padding:0px 3px 0px 3px;vertical-align:bottom;text-align:center;">33</td> <td data-sheets-numberformat='{"1":2,"2":"0","3":1}' data-sheets-value='{"1":3,"3":49.5}' style="overflow:hidden;padding:0px 3px 0px 3px;vertical-align:bottom;text-align:center;">50</td> <td data-sheets-value='{"1":3,"3":26}' style="border-right:1px solid #000000;overflow:hidden;padding:0px 3px 0px 3px;vertical-align:bottom;text-align:center;">26</td> </tr> <tr style="height:20px;"> <td style="border-bottom:1px solid #000000;border-left:1px solid #000000;overflow:hidden;padding:0px 3px 0px 3px;vertical-align:bottom;"></td> <td style="border-bottom:1px solid #000000;overflow:hidden;padding:0px 3px 0px 3px;vertical-align:bottom;"></td> <td data-sheets-value='{"1":2,"2":"Opal (O/O)"}' style="border-bottom:1px solid #000000;overflow:hidden;padding:0px 3px 0px 3px;vertical-align:bottom;">Opal (O/O)</td> <td data-sheets-numberformat='{"1":2,"2":"0.00","3":1}' data-sheets-value='{"1":3,"3":0.98}' style="border-bottom:1px solid #000000;overflow:hidden;padding:0px 3px 0px 3px;vertical-align:bottom;text-align:center;">0.98</td> <td data-sheets-numberformat='{"1":2,"2":"0","3":1}' data-sheets-value='{"1":3,"3":28.29}' style="border-bottom:1px solid #000000;overflow:hidden;padding:0px 3px 0px 3px;vertical-align:bottom;text-align:center;">28</td> <td data-sheets-numberformat='{"1":2,"2":"0","3":1}' data-sheets-value='{"1":3,"3":38.28}' style="border-bottom:1px solid #000000;overflow:hidden;padding:0px 3px 0px 3px;vertical-align:bottom;text-align:center;">38</td> <td data-sheets-value='{"1":3,"3":26}' style="border-right:1px solid #000000;border-bottom:1px solid #000000;overflow:hidden;padding:0px 3px 0px 3px;vertical-align:bottom;text-align:center;">26</td> </tr> <tr style="height:20px;"> <td data-sheets-value='{"1":2,"2":"Polycarbonate "}' style="border-left:1px solid #000000;overflow:hidden;padding:0px 3px 0px 3px;vertical-align:bottom;">Polycarbonate </td> <td data-sheets-value='{"1":2,"2":"EW"}' style="overflow:hidden;padding:0px 3px 0px 3px;vertical-align:bottom;">EW</td> <td data-sheets-value='{"1":2,"2":"Clear (A)"}' style="overflow:hidden;padding:0px 3px 0px 3px;vertical-align:bottom;">Clear (A)</td> <td data-sheets-numberformat='{"1":2,"2":"0.00","3":1}' data-sheets-value='{"1":3,"3":1.19}' style="overflow:hidden;padding:0px 3px 0px 3px;vertical-align:bottom;text-align:center;">1.19</td> <td data-sheets-numberformat='{"1":2,"2":"0","3":1}' data-sheets-value='{"1":3,"3":36.08}' style="overflow:hidden;padding:0px 3px 0px 3px;vertical-align:bottom;text-align:center;">36</td> <td data-sheets-numberformat='{"1":2,"2":"0","3":1}' data-sheets-value='{"1":3,"3":54.78}' style="overflow:hidden;padding:0px 3px 0px 3px;vertical-align:bottom;text-align:center;">55</td> <td data-sheets-value='{"1":3,"3":24}' style="border-right:1px solid #000000;overflow:hidden;padding:0px 3px 0px 3px;vertical-align:bottom;text-align:center;">24</td> </tr> <tr style="height:20px;"> <td data-sheets-value='{"1":2,"2":"PC"}' style="border-left:1px solid #000000;overflow:hidden;padding:0px 3px 0px 3px;vertical-align:bottom;">PC</td> <td style="overflow:hidden;padding:0px 3px 0px 3px;vertical-align:bottom;"></td> <td data-sheets-value='{"1":2,"2":"Opal (D)"}' style="overflow:hidden;padding:0px 3px 0px 3px;vertical-align:bottom;">Opal (D)</td> <td data-sheets-numberformat='{"1":2,"2":"0.00","3":1}' data-sheets-value='{"1":3,"3":1.19}' style="overflow:hidden;padding:0px 3px 0px 3px;vertical-align:bottom;text-align:center;">1.19</td> <td data-sheets-numberformat='{"1":2,"2":"0","3":1}' data-sheets-value='{"1":3,"3":23.779999999999998}' style="overflow:hidden;padding:0px 3px 0px 3px;vertical-align:bottom;text-align:center;">24</td> <td data-sheets-numberformat='{"1":2,"2":"0","3":1}' data-sheets-value='{"1":3,"3":39.6}' style="overflow:hidden;padding:0px 3px 0px 3px;vertical-align:bottom;text-align:center;">40</td> <td data-sheets-value='{"1":3,"3":24}' style="border-right:1px solid #000000;overflow:hidden;padding:0px 3px 0px 3px;vertical-align:bottom;text-align:center;">24</td> </tr> <tr style="height:20px;"> <td style="border-left:1px solid #000000;overflow:hidden;padding:0px 3px 0px 3px;vertical-align:bottom;"></td> <td data-sheets-value='{"1":2,"2":"DW"}' style="overflow:hidden;padding:0px 3px 0px 3px;vertical-align:bottom;">DW</td> <td data-sheets-value='{"1":2,"2":"Clear (A/H)"}' style="overflow:hidden;padding:0px 3px 0px 3px;vertical-align:bottom;">Clear (A/H)</td> <td data-sheets-numberformat='{"1":2,"2":"0.00","3":1}' data-sheets-value='{"1":3,"3":0.98}' style="overflow:hidden;padding:0px 3px 0px 3px;vertical-align:bottom;text-align:center;">0.98</td> <td data-sheets-numberformat='{"1":2,"2":"0","3":1}' data-sheets-value='{"1":3,"3":32.39}' style="overflow:hidden;padding:0px 3px 0px 3px;vertical-align:bottom;text-align:center;">32</td> <td data-sheets-numberformat='{"1":2,"2":"0","3":1}' data-sheets-value='{"1":3,"3":47.52}' style="overflow:hidden;padding:0px 3px 0px 3px;vertical-align:bottom;text-align:center;">48</td> <td data-sheets-value='{"1":3,"3":26}' style="border-right:1px solid #000000;overflow:hidden;padding:0px 3px 0px 3px;vertical-align:bottom;text-align:center;">26</td> </tr> <tr style="height:20px;"> <td style="border-left:1px solid #000000;overflow:hidden;padding:0px 3px 0px 3px;vertical-align:bottom;"></td> <td style="overflow:hidden;padding:0px 3px 0px 3px;vertical-align:bottom;"></td> <td data-sheets-value='{"1":2,"2":"Clear (A/A)"}' style="overflow:hidden;padding:0px 3px 0px 3px;vertical-align:bottom;">Clear (A/A)</td> <td data-sheets-numberformat='{"1":2,"2":"0.00","3":1}' data-sheets-value='{"1":3,"3":0.98}' style="overflow:hidden;padding:0px 3px 0px 3px;vertical-align:bottom;text-align:center;">0.98</td> <td data-sheets-numberformat='{"1":2,"2":"0","3":1}' data-sheets-value='{"1":3,"3":31.569999999999997}' style="overflow:hidden;padding:0px 3px 0px 3px;vertical-align:bottom;text-align:center;">32</td> <td data-sheets-numberformat='{"1":2,"2":"0","3":1}' data-sheets-value='{"1":3,"3":45.54}' style="overflow:hidden;padding:0px 3px 0px 3px;vertical-align:bottom;text-align:center;">46</td> <td data-sheets-value='{"1":3,"3":26}' style="border-right:1px solid #000000;overflow:hidden;padding:0px 3px 0px 3px;vertical-align:bottom;text-align:center;">26</td> </tr> <tr style="height:20px;"> <td style="border-left:1px solid #000000;overflow:hidden;padding:0px 3px 0px 3px;vertical-align:bottom;"></td> <td style="overflow:hidden;padding:0px 3px 0px 3px;vertical-align:bottom;"></td> <td data-sheets-value='{"1":2,"2":"Opal (A/O)"}' style="overflow:hidden;padding:0px 3px 0px 3px;vertical-align:bottom;">Opal (A/O)</td> <td data-sheets-numberformat='{"1":2,"2":"0.00","3":1}' data-sheets-value='{"1":3,"3":0.98}' style="overflow:hidden;padding:0px 3px 0px 3px;vertical-align:bottom;text-align:center;">0.98</td> <td data-sheets-numberformat='{"1":2,"2":"0","3":1}' data-sheets-value='{"1":3,"3":29.93}' style="overflow:hidden;padding:0px 3px 0px 3px;vertical-align:bottom;text-align:center;">30</td> <td data-sheets-numberformat='{"1":2,"2":"0","3":1}' data-sheets-value='{"1":3,"3":41.580000000000005}' style="overflow:hidden;padding:0px 3px 0px 3px;vertical-align:bottom;text-align:center;">42</td> <td data-sheets-value='{"1":3,"3":26}' style="border-right:1px solid #000000;overflow:hidden;padding:0px 3px 0px 3px;vertical-align:bottom;text-align:center;">26</td> </tr> <tr style="height:20px;"> <td style="border-bottom:1px solid #000000;border-left:1px solid #000000;overflow:hidden;padding:0px 3px 0px 3px;vertical-align:bottom;"></td> <td style="border-bottom:1px solid #000000;overflow:hidden;padding:0px 3px 0px 3px;vertical-align:bottom;"></td> <td data-sheets-value='{"1":2,"2":"Opal (A/D)"}' style="border-bottom:1px solid #000000;overflow:hidden;padding:0px 3px 0px 3px;vertical-align:bottom;">Opal (A/D)</td> <td data-sheets-numberformat='{"1":2,"2":"0.00","3":1}' data-sheets-value='{"1":3,"3":0.98}' style="border-bottom:1px solid #000000;overflow:hidden;padding:0px 3px 0px 3px;vertical-align:bottom;text-align:center;">0.98</td> <td data-sheets-numberformat='{"1":2,"2":"0","3":1}' data-sheets-value='{"1":3,"3":20.91}' style="border-bottom:1px solid #000000;overflow:hidden;padding:0px 3px 0px 3px;vertical-align:bottom;text-align:center;">21</td> <td data-sheets-numberformat='{"1":2,"2":"0","3":1}' data-sheets-value='{"1":3,"3":33}' style="border-bottom:1px solid #000000;overflow:hidden;padding:0px 3px 0px 3px;vertical-align:bottom;text-align:center;">33</td> <td data-sheets-value='{"1":3,"3":26}' style="border-right:1px solid #000000;border-bottom:1px solid #000000;overflow:hidden;padding:0px 3px 0px 3px;vertical-align:bottom;text-align:center;">26</td> </tr> <tr style="height:20px;"> <td data-sheets-value='{"1":2,"2":"Polycarbonate"}' style="border-left:1px solid #000000;overflow:hidden;padding:0px 3px 0px 3px;vertical-align:bottom;">Polycarbonate</td> <td data-sheets-value='{"1":2,"2":"EW"}' style="overflow:hidden;padding:0px 3px 0px 3px;vertical-align:bottom;">EW</td> <td data-sheets-value='{"1":2,"2":"Heatstop Opal (T)"}' style="overflow:hidden;padding:0px 3px 0px 3px;vertical-align:bottom;">Heatstop Opal (T)</td> <td data-sheets-numberformat='{"1":2,"2":"0.00","3":1}' data-sheets-value='{"1":3,"3":1.19}' style="overflow:hidden;padding:0px 3px 0px 3px;vertical-align:bottom;text-align:center;">1.19</td> <td data-sheets-numberformat='{"1":2,"2":"0","3":1}' data-sheets-value='{"1":3,"3":20.09}' style="overflow:hidden;padding:0px 3px 0px 3px;vertical-align:bottom;text-align:center;">20</td> <td data-sheets-numberformat='{"1":2,"2":"0","3":1}' data-sheets-value='{"1":3,"3":38.940000000000005}' style="overflow:hidden;padding:0px 3px 0px 3px;vertical-align:bottom;text-align:center;">39</td> <td data-sheets-value='{"1":3,"3":24}' style="border-right:1px solid #000000;overflow:hidden;padding:0px 3px 0px 3px;vertical-align:bottom;text-align:center;">24</td> </tr> <tr style="height:20px;"> <td data-sheets-value='{"1":2,"2":"Heatstop PC"}' style="border-left:1px solid #000000;overflow:hidden;padding:0px 3px 0px 3px;vertical-align:bottom;">Heatstop PC</td> <td data-sheets-value='{"1":2,"2":"DW"}' style="overflow:hidden;padding:0px 3px 0px 3px;vertical-align:bottom;">DW</td> <td data-sheets-value='{"1":2,"2":"Clear (T/H)"}' style="overflow:hidden;padding:0px 3px 0px 3px;vertical-align:bottom;">Clear (T/H)</td> <td data-sheets-numberformat='{"1":2,"2":"0.00","3":1}' data-sheets-value='{"1":3,"3":0.98}' style="overflow:hidden;padding:0px 3px 0px 3px;vertical-align:bottom;text-align:center;">0.98</td> <td data-sheets-numberformat='{"1":2,"2":"0","3":1}' data-sheets-value='{"1":3,"3":18.04}' style="overflow:hidden;padding:0px 3px 0px 3px;vertical-align:bottom;text-align:center;">18</td> <td data-sheets-numberformat='{"1":2,"2":"0","3":1}' data-sheets-value='{"1":3,"3":33.660000000000004}' style="overflow:hidden;padding:0px 3px 0px 3px;vertical-align:bottom;text-align:center;">34</td> <td data-sheets-value='{"1":3,"3":26}' style="border-right:1px solid #000000;overflow:hidden;padding:0px 3px 0px 3px;vertical-align:bottom;text-align:center;">26</td> </tr> <tr style="height:20px;"> <td style="border-bottom:1px solid #000000;border-left:1px solid #000000;overflow:hidden;padding:0px 3px 0px 3px;vertical-align:bottom;"></td> <td style="border-bottom:1px solid #000000;overflow:hidden;padding:0px 3px 0px 3px;vertical-align:bottom;"></td> <td data-sheets-value='{"1":2,"2":"Opal (T/O)"}' style="border-bottom:1px solid #000000;overflow:hidden;padding:0px 3px 0px 3px;vertical-align:bottom;">Opal (T/O)</td> <td data-sheets-numberformat='{"1":2,"2":"0.00","3":1}' data-sheets-value='{"1":3,"3":0.98}' style="border-bottom:1px solid #000000;overflow:hidden;padding:0px 3px 0px 3px;vertical-align:bottom;text-align:center;">0.98</td> <td data-sheets-numberformat='{"1":2,"2":"0","3":1}' data-sheets-value='{"1":3,"3":16.81}' style="border-bottom:1px solid #000000;overflow:hidden;padding:0px 3px 0px 3px;vertical-align:bottom;text-align:center;">17</td> <td data-sheets-numberformat='{"1":2,"2":"0","3":1}' data-sheets-value='{"1":3,"3":29.700000000000003}' style="border-bottom:1px solid #000000;overflow:hidden;padding:0px 3px 0px 3px;vertical-align:bottom;text-align:center;">30</td> <td data-sheets-value='{"1":3,"3":26}' style="border-right:1px solid #000000;border-bottom:1px solid #000000;overflow:hidden;padding:0px 3px 0px 3px;vertical-align:bottom;text-align:center;">26</td> </tr> </tbody></table> | skylux-160-ce-met-koepel-en-pvc-opstand-16-00-met-lm-motor-pvc-raam-type-ep25-en-windvang-1600-x-2500-mm | 8586027827533 | 46872339775821
Smoke and heat exhaust (SHEV) | SHE system | Skylux | Skylux 160° CE with skylight and PVC curb 16/00 with double LM-actuator, PVC frame type EP25 and spoiler 1600 x 2800 mm |  | 50363 | 5412970503637 | 10438.7 | Yes | 30-45 | 173.31 | 1600 x 2800 mm | 2800 | 1600 |  | PVC 16/00 (16 cm high & roof opening = daylight size) | Rectangular | 1.19 W/m²K - 0.98 W/m²K | 57% - 30% | 37% - 17% | 24dB - 26dB | 160° CE (for industry) | PVC frame EP25 | with spoiler | E | Double actuator | Maximum double-walled skylight possible for this product | Ut-value LT-value g-value Rw-value EN 1873 : 2014 EN ISO 13468 EN 16153 EN 410 EN 410 EN ISO 140-3 Material Walls Shells (W/m²K) (%) (%) (dB) Acrylic EW Clear (H) 1.19 37 57 24 PMMA Opal (O) 1.19 34 50 24 DW Clear (H/H) 0.98 33 50 26 Opal (O/O) 0.98 28 38 26 Polycarbonate EW Clear (A) 1.19 36 55 24 PC Opal (D) 1.19 24 40 24 DW Clear (A/H) 0.98 32 48 26 Clear (A/A) 0.98 32 46 26 Opal (A/O) 0.98 30 42 26 Opal (A/D) 0.98 21 33 26 Polycarbonate EW Heatstop Opal (T) 1.19 20 39 24 Heatstop PC DW Clear (T/H) 0.98 18 34 26 Opal (T/O) 0.98 17 30 26 | https://skylux.eu/en/products/skylux-160-ce-met-koepel-en-pvc-opstand-16-00-met-lm-motor-pvc-raam-type-ep25-en-windvang-1600-x-2800-mm | https://skylux.eu/cdn/shop/files/Skylux-160deg-CE-met-koepel-en-pvc-opstand-1600-met-dubbele-LM-motor-pvc-raam-type-EP25-en-windvang-1600-x-2800-mm-RWA-systeem.jpg?v=1702980084&width=1600 | https://skylux.eu/cdn/shop/files/e5a82811-1bb0-48e4-a776-cacb59c7c092_cd3ebe2c-691b-4a8c-833c-1fcd801477c3.jpg?v=1688551050&width=1600 | //skylux.eu/cdn/shop/files/E_MH_Mounting_instructions_Skylux_160_CE_LM.pdf?v=12406716259046007223 | //skylux.eu/cdn/shop/files/E_TD_Technical_File_Skylux_Skylux_160_CE_Electric.pdf?v=3667116872303399239 | <style type="text/css" id="isPasted"><!--td {border: 1px solid #cccccc;}br {mso-data-placement:same-cell;}--></style><table border="1" cellpadding="0" cellspacing="0" dir="ltr" style="table-layout:fixed;font-size:10pt;font-family:Arial;border-collapse:collapse;border:none;"><tbody> <tr style="height:20px;"> <td style="overflow:hidden;padding:0px 3px 0px 3px;vertical-align:bottom;"></td> <td style="overflow:hidden;padding:0px 3px 0px 3px;vertical-align:bottom;"></td> <td style="overflow:hidden;padding:0px 3px 0px 3px;vertical-align:bottom;"></td> <td data-sheets-value='{"1":2,"2":"Ut-value"}' style="overflow:hidden;padding:0px 3px 0px 3px;vertical-align:bottom;font-weight:bold;text-align:center;">Ut-value</td> <td data-sheets-value='{"1":2,"2":"LT-value"}' style="overflow:hidden;padding:0px 3px 0px 3px;vertical-align:bottom;font-weight:bold;text-align:center;">LT-value</td> <td data-sheets-value='{"1":2,"2":"g-value"}' style="overflow:hidden;padding:0px 3px 0px 3px;vertical-align:bottom;font-weight:bold;text-align:center;">g-value</td> <td data-sheets-value='{"1":2,"2":"Rw-value "}' style="overflow:hidden;padding:0px 3px 0px 3px;vertical-align:bottom;font-weight:bold;text-align:center;">Rw-value </td> </tr> <tr style="height:20px;"> <td style="overflow:hidden;padding:0px 3px 0px 3px;vertical-align:bottom;"></td> <td style="overflow:hidden;padding:0px 3px 0px 3px;vertical-align:bottom;"></td> <td style="overflow:hidden;padding:0px 3px 0px 3px;vertical-align:bottom;"></td> <td data-sheets-numberformat='{"1":2,"2":"0.00","3":1}' data-sheets-value='{"1":2,"2":"EN 1873 : 2014"}' style="overflow:hidden;padding:0px 3px 0px 3px;vertical-align:bottom;text-align:center;">EN 1873 : 2014</td> <td data-sheets-numberformat='{"1":2,"2":"0","3":1}' data-sheets-value='{"1":2,"2":"EN ISO 13468 EN 16153 EN 410"}' style="overflow:hidden;padding:0px 3px 0px 3px;vertical-align:bottom;text-align:center;">EN ISO 13468 EN 16153 EN 410</td> <td data-sheets-numberformat='{"1":2,"2":"0","3":1}' data-sheets-value='{"1":2,"2":"EN 410"}' style="overflow:hidden;padding:0px 3px 0px 3px;vertical-align:bottom;text-align:center;">EN 410</td> <td data-sheets-value='{"1":2,"2":"EN ISO 140-3\t\t"}' style="overflow:hidden;padding:0px 3px 0px 3px;vertical-align:bottom;text-align:center;">EN ISO 140-3 </td> </tr> <tr style="height:20px;"> <td data-sheets-value='{"1":2,"2":"Material"}' style="border-bottom:1px solid #000000;overflow:hidden;padding:0px 3px 0px 3px;vertical-align:bottom;background-color:#000000;font-weight:bold;color:#ffffff;">Material</td> <td data-sheets-value='{"1":2,"2":"Walls"}' style="border-bottom:1px solid #000000;overflow:hidden;padding:0px 3px 0px 3px;vertical-align:bottom;background-color:#000000;font-weight:bold;color:#ffffff;">Walls</td> <td data-sheets-value='{"1":2,"2":"Shells"}' style="border-bottom:1px solid #000000;overflow:hidden;padding:0px 3px 0px 3px;vertical-align:bottom;background-color:#000000;font-weight:bold;color:#ffffff;">Shells</td> <td data-sheets-numberformat='{"1":2,"2":"0.00","3":1}' data-sheets-value='{"1":2,"2":"(W/m²K)\t"}' style="border-bottom:1px solid #000000;overflow:hidden;padding:0px 3px 0px 3px;vertical-align:bottom;background-color:#000000;font-weight:bold;color:#ffffff;text-align:center;">(W/m²K) </td> <td data-sheets-numberformat='{"1":2,"2":"0","3":1}' data-sheets-value='{"1":2,"2":"(%)"}' style="border-bottom:1px solid #000000;overflow:hidden;padding:0px 3px 0px 3px;vertical-align:bottom;background-color:#000000;font-weight:bold;color:#ffffff;text-align:center;">(%)</td> <td data-sheets-numberformat='{"1":2,"2":"0","3":1}' data-sheets-value='{"1":2,"2":"(%)"}' style="border-bottom:1px solid #000000;overflow:hidden;padding:0px 3px 0px 3px;vertical-align:bottom;background-color:#000000;font-weight:bold;color:#ffffff;text-align:center;">(%)</td> <td data-sheets-value='{"1":2,"2":"(dB)"}' style="border-bottom:1px solid #000000;overflow:hidden;padding:0px 3px 0px 3px;vertical-align:bottom;background-color:#000000;font-weight:bold;color:#ffffff;text-align:center;">(dB)</td> </tr> <tr style="height:20px;"> <td data-sheets-value='{"1":2,"2":"Acrylic"}' style="border-left:1px solid #000000;overflow:hidden;padding:0px 3px 0px 3px;vertical-align:bottom;">Acrylic</td> <td data-sheets-value='{"1":2,"2":"EW"}' style="overflow:hidden;padding:0px 3px 0px 3px;vertical-align:bottom;">EW</td> <td data-sheets-value='{"1":2,"2":"Clear (H)"}' style="overflow:hidden;padding:0px 3px 0px 3px;vertical-align:bottom;">Clear (H)</td> <td data-sheets-numberformat='{"1":2,"2":"0.00","3":1}' data-sheets-value='{"1":3,"3":1.19}' style="overflow:hidden;padding:0px 3px 0px 3px;vertical-align:bottom;text-align:center;">1.19</td> <td data-sheets-numberformat='{"1":2,"2":"0","3":1}' data-sheets-value='{"1":3,"3":36.9}' style="overflow:hidden;padding:0px 3px 0px 3px;vertical-align:bottom;text-align:center;">37</td> <td data-sheets-numberformat='{"1":2,"2":"0","3":1}' data-sheets-value='{"1":3,"3":57.42}' style="overflow:hidden;padding:0px 3px 0px 3px;vertical-align:bottom;text-align:center;">57</td> <td data-sheets-value='{"1":3,"3":24}' style="border-right:1px solid #000000;overflow:hidden;padding:0px 3px 0px 3px;vertical-align:bottom;text-align:center;">24</td> </tr> <tr style="height:20px;"> <td data-sheets-value='{"1":2,"2":"PMMA"}' style="border-left:1px solid #000000;overflow:hidden;padding:0px 3px 0px 3px;vertical-align:bottom;">PMMA</td> <td style="overflow:hidden;padding:0px 3px 0px 3px;vertical-align:bottom;"></td> <td data-sheets-value='{"1":2,"2":"Opal (O)"}' style="overflow:hidden;padding:0px 3px 0px 3px;vertical-align:bottom;">Opal (O)</td> <td data-sheets-numberformat='{"1":2,"2":"0.00","3":1}' data-sheets-value='{"1":3,"3":1.19}' style="overflow:hidden;padding:0px 3px 0px 3px;vertical-align:bottom;text-align:center;">1.19</td> <td data-sheets-numberformat='{"1":2,"2":"0","3":1}' data-sheets-value='{"1":3,"3":34.03}' style="overflow:hidden;padding:0px 3px 0px 3px;vertical-align:bottom;text-align:center;">34</td> <td data-sheets-numberformat='{"1":2,"2":"0","3":1}' data-sheets-value='{"1":3,"3":50.160000000000004}' style="overflow:hidden;padding:0px 3px 0px 3px;vertical-align:bottom;text-align:center;">50</td> <td data-sheets-value='{"1":3,"3":24}' style="border-right:1px solid #000000;overflow:hidden;padding:0px 3px 0px 3px;vertical-align:bottom;text-align:center;">24</td> </tr> <tr style="height:20px;"> <td style="border-left:1px solid #000000;overflow:hidden;padding:0px 3px 0px 3px;vertical-align:bottom;"></td> <td data-sheets-value='{"1":2,"2":"DW"}' style="overflow:hidden;padding:0px 3px 0px 3px;vertical-align:bottom;">DW</td> <td data-sheets-value='{"1":2,"2":"Clear (H/H)"}' style="overflow:hidden;padding:0px 3px 0px 3px;vertical-align:bottom;">Clear (H/H)</td> <td data-sheets-numberformat='{"1":2,"2":"0.00","3":1}' data-sheets-value='{"1":3,"3":0.98}' style="overflow:hidden;padding:0px 3px 0px 3px;vertical-align:bottom;text-align:center;">0.98</td> <td data-sheets-numberformat='{"1":2,"2":"0","3":1}' data-sheets-value='{"1":3,"3":33.21}' style="overflow:hidden;padding:0px 3px 0px 3px;vertical-align:bottom;text-align:center;">33</td> <td data-sheets-numberformat='{"1":2,"2":"0","3":1}' data-sheets-value='{"1":3,"3":49.5}' style="overflow:hidden;padding:0px 3px 0px 3px;vertical-align:bottom;text-align:center;">50</td> <td data-sheets-value='{"1":3,"3":26}' style="border-right:1px solid #000000;overflow:hidden;padding:0px 3px 0px 3px;vertical-align:bottom;text-align:center;">26</td> </tr> <tr style="height:20px;"> <td style="border-bottom:1px solid #000000;border-left:1px solid #000000;overflow:hidden;padding:0px 3px 0px 3px;vertical-align:bottom;"></td> <td style="border-bottom:1px solid #000000;overflow:hidden;padding:0px 3px 0px 3px;vertical-align:bottom;"></td> <td data-sheets-value='{"1":2,"2":"Opal (O/O)"}' style="border-bottom:1px solid #000000;overflow:hidden;padding:0px 3px 0px 3px;vertical-align:bottom;">Opal (O/O)</td> <td data-sheets-numberformat='{"1":2,"2":"0.00","3":1}' data-sheets-value='{"1":3,"3":0.98}' style="border-bottom:1px solid #000000;overflow:hidden;padding:0px 3px 0px 3px;vertical-align:bottom;text-align:center;">0.98</td> <td data-sheets-numberformat='{"1":2,"2":"0","3":1}' data-sheets-value='{"1":3,"3":28.29}' style="border-bottom:1px solid #000000;overflow:hidden;padding:0px 3px 0px 3px;vertical-align:bottom;text-align:center;">28</td> <td data-sheets-numberformat='{"1":2,"2":"0","3":1}' data-sheets-value='{"1":3,"3":38.28}' style="border-bottom:1px solid #000000;overflow:hidden;padding:0px 3px 0px 3px;vertical-align:bottom;text-align:center;">38</td> <td data-sheets-value='{"1":3,"3":26}' style="border-right:1px solid #000000;border-bottom:1px solid #000000;overflow:hidden;padding:0px 3px 0px 3px;vertical-align:bottom;text-align:center;">26</td> </tr> <tr style="height:20px;"> <td data-sheets-value='{"1":2,"2":"Polycarbonate "}' style="border-left:1px solid #000000;overflow:hidden;padding:0px 3px 0px 3px;vertical-align:bottom;">Polycarbonate </td> <td data-sheets-value='{"1":2,"2":"EW"}' style="overflow:hidden;padding:0px 3px 0px 3px;vertical-align:bottom;">EW</td> <td data-sheets-value='{"1":2,"2":"Clear (A)"}' style="overflow:hidden;padding:0px 3px 0px 3px;vertical-align:bottom;">Clear (A)</td> <td data-sheets-numberformat='{"1":2,"2":"0.00","3":1}' data-sheets-value='{"1":3,"3":1.19}' style="overflow:hidden;padding:0px 3px 0px 3px;vertical-align:bottom;text-align:center;">1.19</td> <td data-sheets-numberformat='{"1":2,"2":"0","3":1}' data-sheets-value='{"1":3,"3":36.08}' style="overflow:hidden;padding:0px 3px 0px 3px;vertical-align:bottom;text-align:center;">36</td> <td data-sheets-numberformat='{"1":2,"2":"0","3":1}' data-sheets-value='{"1":3,"3":54.78}' style="overflow:hidden;padding:0px 3px 0px 3px;vertical-align:bottom;text-align:center;">55</td> <td data-sheets-value='{"1":3,"3":24}' style="border-right:1px solid #000000;overflow:hidden;padding:0px 3px 0px 3px;vertical-align:bottom;text-align:center;">24</td> </tr> <tr style="height:20px;"> <td data-sheets-value='{"1":2,"2":"PC"}' style="border-left:1px solid #000000;overflow:hidden;padding:0px 3px 0px 3px;vertical-align:bottom;">PC</td> <td style="overflow:hidden;padding:0px 3px 0px 3px;vertical-align:bottom;"></td> <td data-sheets-value='{"1":2,"2":"Opal (D)"}' style="overflow:hidden;padding:0px 3px 0px 3px;vertical-align:bottom;">Opal (D)</td> <td data-sheets-numberformat='{"1":2,"2":"0.00","3":1}' data-sheets-value='{"1":3,"3":1.19}' style="overflow:hidden;padding:0px 3px 0px 3px;vertical-align:bottom;text-align:center;">1.19</td> <td data-sheets-numberformat='{"1":2,"2":"0","3":1}' data-sheets-value='{"1":3,"3":23.779999999999998}' style="overflow:hidden;padding:0px 3px 0px 3px;vertical-align:bottom;text-align:center;">24</td> <td data-sheets-numberformat='{"1":2,"2":"0","3":1}' data-sheets-value='{"1":3,"3":39.6}' style="overflow:hidden;padding:0px 3px 0px 3px;vertical-align:bottom;text-align:center;">40</td> <td data-sheets-value='{"1":3,"3":24}' style="border-right:1px solid #000000;overflow:hidden;padding:0px 3px 0px 3px;vertical-align:bottom;text-align:center;">24</td> </tr> <tr style="height:20px;"> <td style="border-left:1px solid #000000;overflow:hidden;padding:0px 3px 0px 3px;vertical-align:bottom;"></td> <td data-sheets-value='{"1":2,"2":"DW"}' style="overflow:hidden;padding:0px 3px 0px 3px;vertical-align:bottom;">DW</td> <td data-sheets-value='{"1":2,"2":"Clear (A/H)"}' style="overflow:hidden;padding:0px 3px 0px 3px;vertical-align:bottom;">Clear (A/H)</td> <td data-sheets-numberformat='{"1":2,"2":"0.00","3":1}' data-sheets-value='{"1":3,"3":0.98}' style="overflow:hidden;padding:0px 3px 0px 3px;vertical-align:bottom;text-align:center;">0.98</td> <td data-sheets-numberformat='{"1":2,"2":"0","3":1}' data-sheets-value='{"1":3,"3":32.39}' style="overflow:hidden;padding:0px 3px 0px 3px;vertical-align:bottom;text-align:center;">32</td> <td data-sheets-numberformat='{"1":2,"2":"0","3":1}' data-sheets-value='{"1":3,"3":47.52}' style="overflow:hidden;padding:0px 3px 0px 3px;vertical-align:bottom;text-align:center;">48</td> <td data-sheets-value='{"1":3,"3":26}' style="border-right:1px solid #000000;overflow:hidden;padding:0px 3px 0px 3px;vertical-align:bottom;text-align:center;">26</td> </tr> <tr style="height:20px;"> <td style="border-left:1px solid #000000;overflow:hidden;padding:0px 3px 0px 3px;vertical-align:bottom;"></td> <td style="overflow:hidden;padding:0px 3px 0px 3px;vertical-align:bottom;"></td> <td data-sheets-value='{"1":2,"2":"Clear (A/A)"}' style="overflow:hidden;padding:0px 3px 0px 3px;vertical-align:bottom;">Clear (A/A)</td> <td data-sheets-numberformat='{"1":2,"2":"0.00","3":1}' data-sheets-value='{"1":3,"3":0.98}' style="overflow:hidden;padding:0px 3px 0px 3px;vertical-align:bottom;text-align:center;">0.98</td> <td data-sheets-numberformat='{"1":2,"2":"0","3":1}' data-sheets-value='{"1":3,"3":31.569999999999997}' style="overflow:hidden;padding:0px 3px 0px 3px;vertical-align:bottom;text-align:center;">32</td> <td data-sheets-numberformat='{"1":2,"2":"0","3":1}' data-sheets-value='{"1":3,"3":45.54}' style="overflow:hidden;padding:0px 3px 0px 3px;vertical-align:bottom;text-align:center;">46</td> <td data-sheets-value='{"1":3,"3":26}' style="border-right:1px solid #000000;overflow:hidden;padding:0px 3px 0px 3px;vertical-align:bottom;text-align:center;">26</td> </tr> <tr style="height:20px;"> <td style="border-left:1px solid #000000;overflow:hidden;padding:0px 3px 0px 3px;vertical-align:bottom;"></td> <td style="overflow:hidden;padding:0px 3px 0px 3px;vertical-align:bottom;"></td> <td data-sheets-value='{"1":2,"2":"Opal (A/O)"}' style="overflow:hidden;padding:0px 3px 0px 3px;vertical-align:bottom;">Opal (A/O)</td> <td data-sheets-numberformat='{"1":2,"2":"0.00","3":1}' data-sheets-value='{"1":3,"3":0.98}' style="overflow:hidden;padding:0px 3px 0px 3px;vertical-align:bottom;text-align:center;">0.98</td> <td data-sheets-numberformat='{"1":2,"2":"0","3":1}' data-sheets-value='{"1":3,"3":29.93}' style="overflow:hidden;padding:0px 3px 0px 3px;vertical-align:bottom;text-align:center;">30</td> <td data-sheets-numberformat='{"1":2,"2":"0","3":1}' data-sheets-value='{"1":3,"3":41.580000000000005}' style="overflow:hidden;padding:0px 3px 0px 3px;vertical-align:bottom;text-align:center;">42</td> <td data-sheets-value='{"1":3,"3":26}' style="border-right:1px solid #000000;overflow:hidden;padding:0px 3px 0px 3px;vertical-align:bottom;text-align:center;">26</td> </tr> <tr style="height:20px;"> <td style="border-bottom:1px solid #000000;border-left:1px solid #000000;overflow:hidden;padding:0px 3px 0px 3px;vertical-align:bottom;"></td> <td style="border-bottom:1px solid #000000;overflow:hidden;padding:0px 3px 0px 3px;vertical-align:bottom;"></td> <td data-sheets-value='{"1":2,"2":"Opal (A/D)"}' style="border-bottom:1px solid #000000;overflow:hidden;padding:0px 3px 0px 3px;vertical-align:bottom;">Opal (A/D)</td> <td data-sheets-numberformat='{"1":2,"2":"0.00","3":1}' data-sheets-value='{"1":3,"3":0.98}' style="border-bottom:1px solid #000000;overflow:hidden;padding:0px 3px 0px 3px;vertical-align:bottom;text-align:center;">0.98</td> <td data-sheets-numberformat='{"1":2,"2":"0","3":1}' data-sheets-value='{"1":3,"3":20.91}' style="border-bottom:1px solid #000000;overflow:hidden;padding:0px 3px 0px 3px;vertical-align:bottom;text-align:center;">21</td> <td data-sheets-numberformat='{"1":2,"2":"0","3":1}' data-sheets-value='{"1":3,"3":33}' style="border-bottom:1px solid #000000;overflow:hidden;padding:0px 3px 0px 3px;vertical-align:bottom;text-align:center;">33</td> <td data-sheets-value='{"1":3,"3":26}' style="border-right:1px solid #000000;border-bottom:1px solid #000000;overflow:hidden;padding:0px 3px 0px 3px;vertical-align:bottom;text-align:center;">26</td> </tr> <tr style="height:20px;"> <td data-sheets-value='{"1":2,"2":"Polycarbonate"}' style="border-left:1px solid #000000;overflow:hidden;padding:0px 3px 0px 3px;vertical-align:bottom;">Polycarbonate</td> <td data-sheets-value='{"1":2,"2":"EW"}' style="overflow:hidden;padding:0px 3px 0px 3px;vertical-align:bottom;">EW</td> <td data-sheets-value='{"1":2,"2":"Heatstop Opal (T)"}' style="overflow:hidden;padding:0px 3px 0px 3px;vertical-align:bottom;">Heatstop Opal (T)</td> <td data-sheets-numberformat='{"1":2,"2":"0.00","3":1}' data-sheets-value='{"1":3,"3":1.19}' style="overflow:hidden;padding:0px 3px 0px 3px;vertical-align:bottom;text-align:center;">1.19</td> <td data-sheets-numberformat='{"1":2,"2":"0","3":1}' data-sheets-value='{"1":3,"3":20.09}' style="overflow:hidden;padding:0px 3px 0px 3px;vertical-align:bottom;text-align:center;">20</td> <td data-sheets-numberformat='{"1":2,"2":"0","3":1}' data-sheets-value='{"1":3,"3":38.940000000000005}' style="overflow:hidden;padding:0px 3px 0px 3px;vertical-align:bottom;text-align:center;">39</td> <td data-sheets-value='{"1":3,"3":24}' style="border-right:1px solid #000000;overflow:hidden;padding:0px 3px 0px 3px;vertical-align:bottom;text-align:center;">24</td> </tr> <tr style="height:20px;"> <td data-sheets-value='{"1":2,"2":"Heatstop PC"}' style="border-left:1px solid #000000;overflow:hidden;padding:0px 3px 0px 3px;vertical-align:bottom;">Heatstop PC</td> <td data-sheets-value='{"1":2,"2":"DW"}' style="overflow:hidden;padding:0px 3px 0px 3px;vertical-align:bottom;">DW</td> <td data-sheets-value='{"1":2,"2":"Clear (T/H)"}' style="overflow:hidden;padding:0px 3px 0px 3px;vertical-align:bottom;">Clear (T/H)</td> <td data-sheets-numberformat='{"1":2,"2":"0.00","3":1}' data-sheets-value='{"1":3,"3":0.98}' style="overflow:hidden;padding:0px 3px 0px 3px;vertical-align:bottom;text-align:center;">0.98</td> <td data-sheets-numberformat='{"1":2,"2":"0","3":1}' data-sheets-value='{"1":3,"3":18.04}' style="overflow:hidden;padding:0px 3px 0px 3px;vertical-align:bottom;text-align:center;">18</td> <td data-sheets-numberformat='{"1":2,"2":"0","3":1}' data-sheets-value='{"1":3,"3":33.660000000000004}' style="overflow:hidden;padding:0px 3px 0px 3px;vertical-align:bottom;text-align:center;">34</td> <td data-sheets-value='{"1":3,"3":26}' style="border-right:1px solid #000000;overflow:hidden;padding:0px 3px 0px 3px;vertical-align:bottom;text-align:center;">26</td> </tr> <tr style="height:20px;"> <td style="border-bottom:1px solid #000000;border-left:1px solid #000000;overflow:hidden;padding:0px 3px 0px 3px;vertical-align:bottom;"></td> <td style="border-bottom:1px solid #000000;overflow:hidden;padding:0px 3px 0px 3px;vertical-align:bottom;"></td> <td data-sheets-value='{"1":2,"2":"Opal (T/O)"}' style="border-bottom:1px solid #000000;overflow:hidden;padding:0px 3px 0px 3px;vertical-align:bottom;">Opal (T/O)</td> <td data-sheets-numberformat='{"1":2,"2":"0.00","3":1}' data-sheets-value='{"1":3,"3":0.98}' style="border-bottom:1px solid #000000;overflow:hidden;padding:0px 3px 0px 3px;vertical-align:bottom;text-align:center;">0.98</td> <td data-sheets-numberformat='{"1":2,"2":"0","3":1}' data-sheets-value='{"1":3,"3":16.81}' style="border-bottom:1px solid #000000;overflow:hidden;padding:0px 3px 0px 3px;vertical-align:bottom;text-align:center;">17</td> <td data-sheets-numberformat='{"1":2,"2":"0","3":1}' data-sheets-value='{"1":3,"3":29.700000000000003}' style="border-bottom:1px solid #000000;overflow:hidden;padding:0px 3px 0px 3px;vertical-align:bottom;text-align:center;">30</td> <td data-sheets-value='{"1":3,"3":26}' style="border-right:1px solid #000000;border-bottom:1px solid #000000;overflow:hidden;padding:0px 3px 0px 3px;vertical-align:bottom;text-align:center;">26</td> </tr> </tbody></table> | skylux-160-ce-met-koepel-en-pvc-opstand-16-00-met-lm-motor-pvc-raam-type-ep25-en-windvang-1600-x-2800-mm | 8586027860301 | 46872339841357
Smoke and heat exhaust (SHEV) | SHE system | Skylux | Skylux 160° CE with skylight and PVC curb 16/00 with LM-actuator 0700 x 1000 mm |  | 33999 | 5412970339991 | 3136.35 | Yes | 30-45 | 46.69 | 700 x 1000 mm | 1000 | 700 |  | PVC 16/00 (16 cm high & roof opening = daylight size) | Rectangular | 5.17 W/m²K - 1.28 W/m²K | 87% - 32% | 90% - 32% | 20dB - 23dB | 160° CE (for industry) | skylight | without spoiler | E | Single actuator | Maximum four-walled skylight possible for this product | Ut-value LT-value g-value Rw-value EN 1873 : 2014 EN ISO 13468 EN 16153 EN 410 EN 410 EN ISO 140-3 Material Walls Shells (W/m²K) (%) (%) (dB) Acrylic Single-walled Clear (H) 5.17 90 87 - PMMA Single-walled Opal (O) 5.17 83 76 - Double-walled Clear (H/H) 2.90 81 75 20 Double-walled Opal (O/O) 2.90 69 58 20 Triple-walled Clear (H/H/H) 1.70 73 65 22 Triple-walled Opal (O/H/O) 1.70 62 51 22 Four-walled Clear (H/H/H/H) 1.28 64 54 23 Four-walled Opal (H/H/O/H) 1.28 59 48 23 Polycarbonate Single-walled Clear (A) 5.17 88 83 - PC Single-walled Opal (D) 5.17 58 60 - Double-walled Clear (A/H) 2.90 79 72 20 Double-walled Clear (A/A) 2.90 77 69 20 Double-walled Opal (A/O) 2.90 73 63 20 Double-walled Opal (A/D) 2.90 51 50 20 Triple-walled Clear (A/H/H) 1.70 71 63 22 Triple-walled Opal (A/O/O) 1.70 61 48 22 Four-walled Clear (A/H/H/H) 1.28 64 52 23 Four-walled Opal (A/H/O/H) 1.28 59 46 23 Polycarbonate Single-walled Heatstop Opal (T) 5.17 49 59 - Heatstop PC Double-walled Clear (T/H) 2.90 44 51 20 Double-walled Opal (T/O) 2.90 41 45 20 Triple-walled Clear (T/H/H) 1.70 40 <td data-sheets-numberformat='{"1":2,"2":"0","3":1}' data-sheets-value='{"1":3,"3":44}' style="overflow:hidden;paddin | https://skylux.eu/en/products/skylux-160-ce-met-koepel-en-pvc-opstand-16-00-met-lm-motor-0700-x-1000-mm | https://skylux.eu/cdn/shop/files/Skylux-160deg-CE-met-koepel-en-pvc-opstand-1600-met-LM-motor-0700-x-1000-mm-RWA-systeem.jpg?v=1702979273&width=1600 | https://skylux.eu/cdn/shop/files/e5a82811-1bb0-48e4-a776-cacb59c7c092_4066b4a3-e839-49b2-85b4-bff71dc2d65b.jpg?v=1688550861&width=1600 | //skylux.eu/cdn/shop/files/E_MH_Mounting_instructions_Skylux_160_CE_LM.pdf?v=12406716259046007223 | //skylux.eu/cdn/shop/files/E_TD_Technical_File_Skylux_Skylux_160_CE_Electric.pdf?v=3667116872303399239 | <style type="text/css" id="isPasted"> <!--td { border: 1px solid #cccccc; } br { mso-data-placement: same-cell; } --> </style> <table border="1" cellpadding="0" cellspacing="0" dir="ltr" style="table-layout:fixed;font-size:10pt;font-family:Arial;border-collapse:collapse;border:none;"><tbody> <tr style="height:20px;"> <td style="overflow:hidden;padding:0px 3px 0px 3px;vertical-align:bottom;"></td> <td style="overflow:hidden;padding:0px 3px 0px 3px;vertical-align:bottom;"></td> <td style="overflow:hidden;padding:0px 3px 0px 3px;vertical-align:bottom;"></td> <td data-sheets-value='{"1":2,"2":"Ut-value"}' style="overflow:hidden;padding:0px 3px 0px 3px;vertical-align:bottom;font-weight:bold;text-align:center;">Ut-value</td> <td data-sheets-value='{"1":2,"2":"LT-value"}' style="overflow:hidden;padding:0px 3px 0px 3px;vertical-align:bottom;font-weight:bold;text-align:center;">LT-value</td> <td data-sheets-value='{"1":2,"2":"g-value"}' style="overflow:hidden;padding:0px 3px 0px 3px;vertical-align:bottom;font-weight:bold;text-align:center;">g-value</td> <td data-sheets-value='{"1":2,"2":"Rw-value "}' style="overflow:hidden;padding:0px 3px 0px 3px;vertical-align:bottom;font-weight:bold;text-align:center;">Rw-value </td> </tr> <tr style="height:20px;"> <td style="overflow:hidden;padding:0px 3px 0px 3px;vertical-align:bottom;"></td> <td style="overflow:hidden;padding:0px 3px 0px 3px;vertical-align:bottom;"></td> <td style="overflow:hidden;padding:0px 3px 0px 3px;vertical-align:bottom;"></td> <td data-sheets-numberformat='{"1":2,"2":"0.00","3":1}' data-sheets-value='{"1":2,"2":"EN 1873 : 2014"}' style="overflow:hidden;padding:0px 3px 0px 3px;vertical-align:bottom;text-align:center;">EN 1873 : 2014</td> <td data-sheets-numberformat='{"1":2,"2":"0","3":1}' data-sheets-value='{"1":2,"2":"EN ISO 13468 EN 16153 EN 410"}' style="overflow:hidden;padding:0px 3px 0px 3px;vertical-align:bottom;text-align:center;">EN ISO 13468 EN 16153 EN 410</td> <td data-sheets-numberformat='{"1":2,"2":"0","3":1}' data-sheets-value='{"1":2,"2":"EN 410"}' style="overflow:hidden;padding:0px 3px 0px 3px;vertical-align:bottom;text-align:center;">EN 410</td> <td data-sheets-value='{"1":2,"2":"EN ISO 140-3\t\t"}' style="overflow:hidden;padding:0px 3px 0px 3px;vertical-align:bottom;text-align:center;">EN ISO 140-3 </td> </tr> <tr style="height:20px;"> <td data-sheets-value='{"1":2,"2":"Material"}' style="border-bottom:1px solid #000000;overflow:hidden;padding:0px 3px 0px 3px;vertical-align:bottom;background-color:#000000;font-weight:bold;color:#ffffff;">Material</td> <td data-sheets-value='{"1":2,"2":"Walls"}' style="border-bottom:1px solid #000000;overflow:hidden;padding:0px 3px 0px 3px;vertical-align:bottom;background-color:#000000;font-weight:bold;color:#ffffff;">Walls</td> <td data-sheets-value='{"1":2,"2":"Shells"}' style="border-bottom:1px solid #000000;overflow:hidden;padding:0px 3px 0px 3px;vertical-align:bottom;background-color:#000000;font-weight:bold;color:#ffffff;">Shells</td> <td data-sheets-numberformat='{"1":2,"2":"0.00","3":1}' data-sheets-value='{"1":2,"2":"(W/m²K)\t"}' style="border-bottom:1px solid #000000;overflow:hidden;padding:0px 3px 0px 3px;vertical-align:bottom;background-color:#000000;font-weight:bold;color:#ffffff;text-align:center;">(W/m²K) </td> <td data-sheets-numberformat='{"1":2,"2":"0","3":1}' data-sheets-value='{"1":2,"2":"(%)"}' style="border-bottom:1px solid #000000;overflow:hidden;padding:0px 3px 0px 3px;vertical-align:bottom;background-color:#000000;font-weight:bold;color:#ffffff;text-align:center;">(%)</td> <td data-sheets-numberformat='{"1":2,"2":"0","3":1}' data-sheets-value='{"1":2,"2":"(%)"}' style="border-bottom:1px solid #000000;overflow:hidden;padding:0px 3px 0px 3px;vertical-align:bottom;background-color:#000000;font-weight:bold;color:#ffffff;text-align:center;">(%)</td> <td data-sheets-value='{"1":2,"2":"(dB)"}' style="border-bottom:1px solid #000000;overflow:hidden;padding:0px 3px 0px 3px;vertical-align:bottom;background-color:#000000;font-weight:bold;color:#ffffff;text-align:center;">(dB)</td> </tr> <tr style="height:20px;"> <td data-sheets-value='{"1":2,"2":"Acrylic"}' style="border-left:1px solid #000000;overflow:hidden;padding:0px 3px 0px 3px;vertical-align:bottom;font-weight:bold;">Acrylic</td> <td data-sheets-value='{"1":2,"2":"Single-walled"}' style="overflow:hidden;padding:0px 3px 0px 3px;vertical-align:bottom;font-weight:bold;">Single-walled</td> <td data-sheets-value='{"1":2,"2":"Clear (H)"}' style="border-right:1px solid #000000;overflow:hidden;padding:0px 3px 0px 3px;vertical-align:bottom;font-weight:bold;">Clear (H)</td> <td data-sheets-numberformat='{"1":2,"2":"0.00","3":1}' data-sheets-value='{"1":3,"3":5.17}' style="overflow:hidden;padding:0px 3px 0px 3px;vertical-align:bottom;text-align:center;">5.17</td> <td data-sheets-numberformat='{"1":2,"2":"0","3":1}' data-sheets-value='{"1":3,"3":90}' style="overflow:hidden;padding:0px 3px 0px 3px;vertical-align:bottom;text-align:center;">90</td> <td data-sheets-numberformat='{"1":2,"2":"0","3":1}' data-sheets-value='{"1":3,"3":87}' style="overflow:hidden;padding:0px 3px 0px 3px;vertical-align:bottom;text-align:center;">87</td> <td data-sheets-numberformat='{"1":2,"2":"0","3":1}' data-sheets-value='{"1":2,"2":"-"}' style="border-right:1px solid #000000;overflow:hidden;padding:0px 3px 0px 3px;vertical-align:bottom;text-align:center;">-</td> </tr> <tr style="height:20px;"> <td data-sheets-value='{"1":2,"2":"PMMA"}' style="border-left:1px solid #000000;overflow:hidden;padding:0px 3px 0px 3px;vertical-align:bottom;font-weight:bold;">PMMA</td> <td data-sheets-value='{"1":2,"2":"Single-walled"}' style="overflow:hidden;padding:0px 3px 0px 3px;vertical-align:bottom;font-weight:bold;">Single-walled</td> <td data-sheets-value='{"1":2,"2":"Opal (O)"}' style="border-right:1px solid #000000;overflow:hidden;padding:0px 3px 0px 3px;vertical-align:bottom;font-weight:bold;">Opal (O)</td> <td data-sheets-numberformat='{"1":2,"2":"0.00","3":1}' data-sheets-value='{"1":3,"3":5.17}' style="overflow:hidden;padding:0px 3px 0px 3px;vertical-align:bottom;text-align:center;">5.17</td> <td data-sheets-numberformat='{"1":2,"2":"0","3":1}' data-sheets-value='{"1":3,"3":83}' style="overflow:hidden;padding:0px 3px 0px 3px;vertical-align:bottom;text-align:center;">83</td> <td data-sheets-numberformat='{"1":2,"2":"0","3":1}' data-sheets-value='{"1":3,"3":76}' style="overflow:hidden;padding:0px 3px 0px 3px;vertical-align:bottom;text-align:center;">76</td> <td data-sheets-numberformat='{"1":2,"2":"0","3":1}' data-sheets-value='{"1":2,"2":"-"}' style="border-right:1px solid #000000;overflow:hidden;padding:0px 3px 0px 3px;vertical-align:bottom;text-align:center;">-</td> </tr> <tr style="height:20px;"> <td style="border-left:1px solid #000000;overflow:hidden;padding:0px 3px 0px 3px;vertical-align:bottom;font-weight:bold;"></td> <td data-sheets-value='{"1":2,"2":"Double-walled"}' style="overflow:hidden;padding:0px 3px 0px 3px;vertical-align:bottom;font-weight:bold;">Double-walled</td> <td data-sheets-value='{"1":2,"2":"Clear (H/H)"}' style="border-right:1px solid #000000;overflow:hidden;padding:0px 3px 0px 3px;vertical-align:bottom;font-weight:bold;">Clear (H/H)</td> <td data-sheets-numberformat='{"1":2,"2":"0.00","3":1}' data-sheets-value='{"1":3,"3":2.9}' style="overflow:hidden;padding:0px 3px 0px 3px;vertical-align:bottom;text-align:center;">2.90</td> <td data-sheets-numberformat='{"1":2,"2":"0","3":1}' data-sheets-value='{"1":3,"3":81}' style="overflow:hidden;padding:0px 3px 0px 3px;vertical-align:bottom;text-align:center;">81</td> <td data-sheets-numberformat='{"1":2,"2":"0","3":1}' data-sheets-value='{"1":3,"3":75}' style="overflow:hidden;padding:0px 3px 0px 3px;vertical-align:bottom;text-align:center;">75</td> <td data-sheets-numberformat='{"1":2,"2":"0","3":1}' data-sheets-value='{"1":3,"3":20}' style="border-right:1px solid #000000;overflow:hidden;padding:0px 3px 0px 3px;vertical-align:bottom;text-align:center;">20</td> </tr> <tr style="height:20px;"> <td style="border-left:1px solid #000000;overflow:hidden;padding:0px 3px 0px 3px;vertical-align:bottom;font-weight:bold;"></td> <td data-sheets-value='{"1":2,"2":"Double-walled"}' style="overflow:hidden;padding:0px 3px 0px 3px;vertical-align:bottom;font-weight:bold;">Double-walled</td> <td data-sheets-value='{"1":2,"2":"Opal (O/O)"}' style="border-right:1px solid #000000;overflow:hidden;padding:0px 3px 0px 3px;vertical-align:bottom;font-weight:bold;">Opal (O/O)</td> <td data-sheets-numberformat='{"1":2,"2":"0.00","3":1}' data-sheets-value='{"1":3,"3":2.9}' style="overflow:hidden;padding:0px 3px 0px 3px;vertical-align:bottom;text-align:center;">2.90</td> <td data-sheets-numberformat='{"1":2,"2":"0","3":1}' data-sheets-value='{"1":3,"3":69}' style="overflow:hidden;padding:0px 3px 0px 3px;vertical-align:bottom;text-align:center;">69</td> <td data-sheets-numberformat='{"1":2,"2":"0","3":1}' data-sheets-value='{"1":3,"3":58}' style="overflow:hidden;padding:0px 3px 0px 3px;vertical-align:bottom;text-align:center;">58</td> <td data-sheets-numberformat='{"1":2,"2":"0","3":1}' data-sheets-value='{"1":3,"3":20}' style="border-right:1px solid #000000;overflow:hidden;padding:0px 3px 0px 3px;vertical-align:bottom;text-align:center;">20</td> </tr> <tr style="height:20px;"> <td style="border-left:1px solid #000000;overflow:hidden;padding:0px 3px 0px 3px;vertical-align:bottom;font-weight:bold;"></td> <td data-sheets-value='{"1":2,"2":"Triple-walled"}' style="overflow:hidden;padding:0px 3px 0px 3px;vertical-align:bottom;font-weight:bold;">Triple-walled</td> <td data-sheets-value='{"1":2,"2":"Clear (H/H/H)"}' style="border-right:1px solid #000000;overflow:hidden;padding:0px 3px 0px 3px;vertical-align:bottom;font-weight:bold;">Clear (H/H/H)</td> <td data-sheets-numberformat='{"1":2,"2":"0.00","3":1}' data-sheets-value='{"1":3,"3":1.7}' style="overflow:hidden;padding:0px 3px 0px 3px;vertical-align:bottom;text-align:center;">1.70</td> <td data-sheets-numberformat='{"1":2,"2":"0","3":1}' data-sheets-value='{"1":3,"3":73}' style="overflow:hidden;padding:0px 3px 0px 3px;vertical-align:bottom;text-align:center;">73</td> <td data-sheets-numberformat='{"1":2,"2":"0","3":1}' data-sheets-value='{"1":3,"3":65}' style="overflow:hidden;padding:0px 3px 0px 3px;vertical-align:bottom;text-align:center;">65</td> <td data-sheets-numberformat='{"1":2,"2":"0","3":1}' data-sheets-value='{"1":3,"3":22}' style="border-right:1px solid #000000;overflow:hidden;padding:0px 3px 0px 3px;vertical-align:bottom;text-align:center;">22</td> </tr> <tr style="height:20px;"> <td style="border-left:1px solid #000000;overflow:hidden;padding:0px 3px 0px 3px;vertical-align:bottom;font-weight:bold;"></td> <td data-sheets-value='{"1":2,"2":"Triple-walled"}' style="overflow:hidden;padding:0px 3px 0px 3px;vertical-align:bottom;font-weight:bold;">Triple-walled</td> <td data-sheets-value='{"1":2,"2":"Opal (O/H/O)"}' style="border-right:1px solid #000000;overflow:hidden;padding:0px 3px 0px 3px;vertical-align:bottom;font-weight:bold;">Opal (O/H/O)</td> <td data-sheets-numberformat='{"1":2,"2":"0.00","3":1}' data-sheets-value='{"1":3,"3":1.7}' style="overflow:hidden;padding:0px 3px 0px 3px;vertical-align:bottom;text-align:center;">1.70</td> <td data-sheets-numberformat='{"1":2,"2":"0","3":1}' data-sheets-value='{"1":3,"3":62}' style="overflow:hidden;padding:0px 3px 0px 3px;vertical-align:bottom;text-align:center;">62</td> <td data-sheets-numberformat='{"1":2,"2":"0","3":1}' data-sheets-value='{"1":3,"3":51}' style="overflow:hidden;padding:0px 3px 0px 3px;vertical-align:bottom;text-align:center;">51</td> <td data-sheets-numberformat='{"1":2,"2":"0","3":1}' data-sheets-value='{"1":3,"3":22}' style="border-right:1px solid #000000;overflow:hidden;padding:0px 3px 0px 3px;vertical-align:bottom;text-align:center;">22</td> </tr> <tr style="height:20px;"> <td style="border-left:1px solid #000000;overflow:hidden;padding:0px 3px 0px 3px;vertical-align:bottom;font-weight:bold;"></td> <td data-sheets-value='{"1":2,"2":"Four-walled"}' style="overflow:hidden;padding:0px 3px 0px 3px;vertical-align:bottom;font-weight:bold;">Four-walled</td> <td data-sheets-value='{"1":2,"2":"Clear (H/H/H/H)"}' style="border-right:1px solid #000000;overflow:hidden;padding:0px 3px 0px 3px;vertical-align:bottom;font-weight:bold;">Clear (H/H/H/H)</td> <td data-sheets-numberformat='{"1":2,"2":"0.00","3":1}' data-sheets-value='{"1":3,"3":1.28}' style="overflow:hidden;padding:0px 3px 0px 3px;vertical-align:bottom;text-align:center;">1.28</td> <td data-sheets-numberformat='{"1":2,"2":"0","3":1}' data-sheets-value='{"1":3,"3":64}' style="overflow:hidden;padding:0px 3px 0px 3px;vertical-align:bottom;text-align:center;">64</td> <td data-sheets-numberformat='{"1":2,"2":"0","3":1}' data-sheets-value='{"1":3,"3":54}' style="overflow:hidden;padding:0px 3px 0px 3px;vertical-align:bottom;text-align:center;">54</td> <td data-sheets-numberformat='{"1":2,"2":"0","3":1}' data-sheets-value='{"1":3,"3":23}' style="border-right:1px solid #000000;overflow:hidden;padding:0px 3px 0px 3px;vertical-align:bottom;text-align:center;">23</td> </tr> <tr style="height:20px;"> <td style="border-bottom:1px solid #000000;border-left:1px solid #000000;overflow:hidden;padding:0px 3px 0px 3px;vertical-align:bottom;"></td> <td data-sheets-value='{"1":2,"2":"Four-walled"}' style="border-bottom:1px solid #000000;overflow:hidden;padding:0px 3px 0px 3px;vertical-align:bottom;font-weight:bold;">Four-walled</td> <td data-sheets-value='{"1":2,"2":"Opal (H/H/O/H)"}' style="border-right:1px solid #000000;border-bottom:1px solid #000000;overflow:hidden;padding:0px 3px 0px 3px;vertical-align:bottom;font-weight:bold;">Opal (H/H/O/H)</td> <td data-sheets-numberformat='{"1":2,"2":"0.00","3":1}' data-sheets-value='{"1":3,"3":1.28}' style="border-bottom:1px solid #000000;overflow:hidden;padding:0px 3px 0px 3px;vertical-align:bottom;text-align:center;">1.28</td> <td data-sheets-numberformat='{"1":2,"2":"0","3":1}' data-sheets-value='{"1":3,"3":59}' style="border-bottom:1px solid #000000;overflow:hidden;padding:0px 3px 0px 3px;vertical-align:bottom;text-align:center;">59</td> <td data-sheets-numberformat='{"1":2,"2":"0","3":1}' data-sheets-value='{"1":3,"3":48}' style="border-bottom:1px solid #000000;overflow:hidden;padding:0px 3px 0px 3px;vertical-align:bottom;text-align:center;">48</td> <td data-sheets-numberformat='{"1":2,"2":"0","3":1}' data-sheets-value='{"1":3,"3":23}' style="border-right:1px solid #000000;border-bottom:1px solid #000000;overflow:hidden;padding:0px 3px 0px 3px;vertical-align:bottom;text-align:center;">23</td> </tr> <tr style="height:20px;"> <td data-sheets-value='{"1":2,"2":"Polycarbonate "}' style="border-left:1px solid #000000;overflow:hidden;padding:0px 3px 0px 3px;vertical-align:bottom;font-weight:bold;">Polycarbonate </td> <td data-sheets-value='{"1":2,"2":"Single-walled"}' style="overflow:hidden;padding:0px 3px 0px 3px;vertical-align:bottom;font-weight:bold;">Single-walled</td> <td data-sheets-value='{"1":2,"2":"Clear (A)"}' style="border-right:1px solid #000000;overflow:hidden;padding:0px 3px 0px 3px;vertical-align:bottom;font-weight:bold;">Clear (A)</td> <td data-sheets-numberformat='{"1":2,"2":"0.00","3":1}' data-sheets-value='{"1":3,"3":5.17}' style="overflow:hidden;padding:0px 3px 0px 3px;vertical-align:bottom;text-align:center;">5.17</td> <td data-sheets-numberformat='{"1":2,"2":"0","3":1}' data-sheets-value='{"1":3,"3":88}' style="overflow:hidden;padding:0px 3px 0px 3px;vertical-align:bottom;text-align:center;">88</td> <td data-sheets-numberformat='{"1":2,"2":"0","3":1}' data-sheets-value='{"1":3,"3":83}' style="overflow:hidden;padding:0px 3px 0px 3px;vertical-align:bottom;text-align:center;">83</td> <td data-sheets-numberformat='{"1":2,"2":"0","3":1}' data-sheets-value='{"1":2,"2":"-"}' style="border-right:1px solid #000000;overflow:hidden;padding:0px 3px 0px 3px;vertical-align:bottom;text-align:center;">-</td> </tr> <tr style="height:20px;"> <td data-sheets-value='{"1":2,"2":"PC"}' style="border-left:1px solid #000000;overflow:hidden;padding:0px 3px 0px 3px;vertical-align:bottom;font-weight:bold;">PC</td> <td data-sheets-value='{"1":2,"2":"Single-walled"}' style="overflow:hidden;padding:0px 3px 0px 3px;vertical-align:bottom;font-weight:bold;">Single-walled</td> <td data-sheets-value='{"1":2,"2":"Opal (D)"}' style="border-right:1px solid #000000;overflow:hidden;padding:0px 3px 0px 3px;vertical-align:bottom;font-weight:bold;">Opal (D)</td> <td data-sheets-numberformat='{"1":2,"2":"0.00","3":1}' data-sheets-value='{"1":3,"3":5.17}' style="overflow:hidden;padding:0px 3px 0px 3px;vertical-align:bottom;text-align:center;">5.17</td> <td data-sheets-numberformat='{"1":2,"2":"0","3":1}' data-sheets-value='{"1":3,"3":58}' style="overflow:hidden;padding:0px 3px 0px 3px;vertical-align:bottom;text-align:center;">58</td> <td data-sheets-numberformat='{"1":2,"2":"0","3":1}' data-sheets-value='{"1":3,"3":60}' style="overflow:hidden;padding:0px 3px 0px 3px;vertical-align:bottom;text-align:center;">60</td> <td data-sheets-numberformat='{"1":2,"2":"0","3":1}' data-sheets-value='{"1":2,"2":"-"}' style="border-right:1px solid #000000;overflow:hidden;padding:0px 3px 0px 3px;vertical-align:bottom;text-align:center;">-</td> </tr> <tr style="height:20px;"> <td style="border-left:1px solid #000000;overflow:hidden;padding:0px 3px 0px 3px;vertical-align:bottom;font-weight:bold;"></td> <td data-sheets-value='{"1":2,"2":"Double-walled"}' style="overflow:hidden;padding:0px 3px 0px 3px;vertical-align:bottom;font-weight:bold;">Double-walled</td> <td data-sheets-value='{"1":2,"2":"Clear (A/H)"}' style="border-right:1px solid #000000;overflow:hidden;padding:0px 3px 0px 3px;vertical-align:bottom;font-weight:bold;">Clear (A/H)</td> <td data-sheets-numberformat='{"1":2,"2":"0.00","3":1}' data-sheets-value='{"1":3,"3":2.9}' style="overflow:hidden;padding:0px 3px 0px 3px;vertical-align:bottom;text-align:center;">2.90</td> <td data-sheets-numberformat='{"1":2,"2":"0","3":1}' data-sheets-value='{"1":3,"3":79}' style="overflow:hidden;padding:0px 3px 0px 3px;vertical-align:bottom;text-align:center;">79</td> <td data-sheets-numberformat='{"1":2,"2":"0","3":1}' data-sheets-value='{"1":3,"3":72}' style="overflow:hidden;padding:0px 3px 0px 3px;vertical-align:bottom;text-align:center;">72</td> <td data-sheets-numberformat='{"1":2,"2":"0","3":1}' data-sheets-value='{"1":3,"3":20}' style="border-right:1px solid #000000;overflow:hidden;padding:0px 3px 0px 3px;vertical-align:bottom;text-align:center;">20</td> </tr> <tr style="height:20px;"> <td style="border-left:1px solid #000000;overflow:hidden;padding:0px 3px 0px 3px;vertical-align:bottom;font-weight:bold;"></td> <td data-sheets-value='{"1":2,"2":"Double-walled"}' style="overflow:hidden;padding:0px 3px 0px 3px;vertical-align:bottom;font-weight:bold;">Double-walled</td> <td data-sheets-value='{"1":2,"2":"Clear (A/A)"}' style="border-right:1px solid #000000;overflow:hidden;padding:0px 3px 0px 3px;vertical-align:bottom;font-weight:bold;">Clear (A/A)</td> <td data-sheets-numberformat='{"1":2,"2":"0.00","3":1}' data-sheets-value='{"1":3,"3":2.9}' style="overflow:hidden;padding:0px 3px 0px 3px;vertical-align:bottom;text-align:center;">2.90</td> <td data-sheets-numberformat='{"1":2,"2":"0","3":1}' data-sheets-value='{"1":3,"3":77}' style="overflow:hidden;padding:0px 3px 0px 3px;vertical-align:bottom;text-align:center;">77</td> <td data-sheets-numberformat='{"1":2,"2":"0","3":1}' data-sheets-value='{"1":3,"3":69}' style="overflow:hidden;padding:0px 3px 0px 3px;vertical-align:bottom;text-align:center;">69</td> <td data-sheets-numberformat='{"1":2,"2":"0","3":1}' data-sheets-value='{"1":3,"3":20}' style="border-right:1px solid #000000;overflow:hidden;padding:0px 3px 0px 3px;vertical-align:bottom;text-align:center;">20</td> </tr> <tr style="height:20px;"> <td style="border-left:1px solid #000000;overflow:hidden;padding:0px 3px 0px 3px;vertical-align:bottom;font-weight:bold;"></td> <td data-sheets-value='{"1":2,"2":"Double-walled"}' style="overflow:hidden;padding:0px 3px 0px 3px;vertical-align:bottom;font-weight:bold;">Double-walled</td> <td data-sheets-value='{"1":2,"2":"Opal (A/O)"}' style="border-right:1px solid #000000;overflow:hidden;padding:0px 3px 0px 3px;vertical-align:bottom;font-weight:bold;">Opal (A/O)</td> <td data-sheets-numberformat='{"1":2,"2":"0.00","3":1}' data-sheets-value='{"1":3,"3":2.9}' style="overflow:hidden;padding:0px 3px 0px 3px;vertical-align:bottom;text-align:center;">2.90</td> <td data-sheets-numberformat='{"1":2,"2":"0","3":1}' data-sheets-value='{"1":3,"3":73}' style="overflow:hidden;padding:0px 3px 0px 3px;vertical-align:bottom;text-align:center;">73</td> <td data-sheets-numberformat='{"1":2,"2":"0","3":1}' data-sheets-value='{"1":3,"3":63}' style="overflow:hidden;padding:0px 3px 0px 3px;vertical-align:bottom;text-align:center;">63</td> <td data-sheets-numberformat='{"1":2,"2":"0","3":1}' data-sheets-value='{"1":3,"3":20}' style="border-right:1px solid #000000;overflow:hidden;padding:0px 3px 0px 3px;vertical-align:bottom;text-align:center;">20</td> </tr> <tr style="height:20px;"> <td style="border-left:1px solid #000000;overflow:hidden;padding:0px 3px 0px 3px;vertical-align:bottom;font-weight:bold;"></td> <td data-sheets-value='{"1":2,"2":"Double-walled"}' style="overflow:hidden;padding:0px 3px 0px 3px;vertical-align:bottom;font-weight:bold;">Double-walled</td> <td data-sheets-value='{"1":2,"2":"Opal (A/D)"}' style="border-right:1px solid #000000;overflow:hidden;padding:0px 3px 0px 3px;vertical-align:bottom;font-weight:bold;">Opal (A/D)</td> <td data-sheets-numberformat='{"1":2,"2":"0.00","3":1}' data-sheets-value='{"1":3,"3":2.9}' style="overflow:hidden;padding:0px 3px 0px 3px;vertical-align:bottom;text-align:center;">2.90</td> <td data-sheets-numberformat='{"1":2,"2":"0","3":1}' data-sheets-value='{"1":3,"3":51}' style="overflow:hidden;padding:0px 3px 0px 3px;vertical-align:bottom;text-align:center;">51</td> <td data-sheets-numberformat='{"1":2,"2":"0","3":1}' data-sheets-value='{"1":3,"3":50}' style="overflow:hidden;padding:0px 3px 0px 3px;vertical-align:bottom;text-align:center;">50</td> <td data-sheets-numberformat='{"1":2,"2":"0","3":1}' data-sheets-value='{"1":3,"3":20}' style="border-right:1px solid #000000;overflow:hidden;padding:0px 3px 0px 3px;vertical-align:bottom;text-align:center;">20</td> </tr> <tr style="height:20px;"> <td style="border-left:1px solid #000000;overflow:hidden;padding:0px 3px 0px 3px;vertical-align:bottom;font-weight:bold;"></td> <td data-sheets-value='{"1":2,"2":"Triple-walled"}' style="overflow:hidden;padding:0px 3px 0px 3px;vertical-align:bottom;font-weight:bold;">Triple-walled</td> <td data-sheets-value='{"1":2,"2":"Clear (A/H/H)"}' style="border-right:1px solid #000000;overflow:hidden;padding:0px 3px 0px 3px;vertical-align:bottom;font-weight:bold;">Clear (A/H/H)</td> <td data-sheets-numberformat='{"1":2,"2":"0.00","3":1}' data-sheets-value='{"1":3,"3":1.7}' style="overflow:hidden;padding:0px 3px 0px 3px;vertical-align:bottom;text-align:center;">1.70</td> <td data-sheets-numberformat='{"1":2,"2":"0","3":1}' data-sheets-value='{"1":3,"3":71}' style="overflow:hidden;padding:0px 3px 0px 3px;vertical-align:bottom;text-align:center;">71</td> <td data-sheets-numberformat='{"1":2,"2":"0","3":1}' data-sheets-value='{"1":3,"3":63}' style="overflow:hidden;padding:0px 3px 0px 3px;vertical-align:bottom;text-align:center;">63</td> <td data-sheets-numberformat='{"1":2,"2":"0","3":1}' data-sheets-value='{"1":3,"3":22}' style="border-right:1px solid #000000;overflow:hidden;padding:0px 3px 0px 3px;vertical-align:bottom;text-align:center;">22</td> </tr> <tr style="height:20px;"> <td style="border-left:1px solid #000000;overflow:hidden;padding:0px 3px 0px 3px;vertical-align:bottom;font-weight:bold;"></td> <td data-sheets-value='{"1":2,"2":"Triple-walled"}' style="overflow:hidden;padding:0px 3px 0px 3px;vertical-align:bottom;font-weight:bold;">Triple-walled</td> <td data-sheets-value='{"1":2,"2":"Opal (A/O/O)"}' style="border-right:1px solid #000000;overflow:hidden;padding:0px 3px 0px 3px;vertical-align:bottom;font-weight:bold;">Opal (A/O/O)</td> <td data-sheets-numberformat='{"1":2,"2":"0.00","3":1}' data-sheets-value='{"1":3,"3":1.7}' style="overflow:hidden;padding:0px 3px 0px 3px;vertical-align:bottom;text-align:center;">1.70</td> <td data-sheets-numberformat='{"1":2,"2":"0","3":1}' data-sheets-value='{"1":3,"3":61}' style="overflow:hidden;padding:0px 3px 0px 3px;vertical-align:bottom;text-align:center;">61</td> <td data-sheets-numberformat='{"1":2,"2":"0","3":1}' data-sheets-value='{"1":3,"3":48}' style="overflow:hidden;padding:0px 3px 0px 3px;vertical-align:bottom;text-align:center;">48</td> <td data-sheets-numberformat='{"1":2,"2":"0","3":1}' data-sheets-value='{"1":3,"3":22}' style="border-right:1px solid #000000;overflow:hidden;padding:0px 3px 0px 3px;vertical-align:bottom;text-align:center;">22</td> </tr> <tr style="height:20px;"> <td style="border-left:1px solid #000000;overflow:hidden;padding:0px 3px 0px 3px;vertical-align:bottom;font-weight:bold;"></td> <td data-sheets-value='{"1":2,"2":"Four-walled"}' style="overflow:hidden;padding:0px 3px 0px 3px;vertical-align:bottom;font-weight:bold;">Four-walled</td> <td data-sheets-value='{"1":2,"2":"Clear (A/H/H/H)"}' style="border-right:1px solid #000000;overflow:hidden;padding:0px 3px 0px 3px;vertical-align:bottom;font-weight:bold;">Clear (A/H/H/H)</td> <td data-sheets-numberformat='{"1":2,"2":"0.00","3":1}' data-sheets-value='{"1":3,"3":1.28}' style="overflow:hidden;padding:0px 3px 0px 3px;vertical-align:bottom;text-align:center;">1.28</td> <td data-sheets-numberformat='{"1":2,"2":"0","3":1}' data-sheets-value='{"1":3,"3":64}' style="overflow:hidden;padding:0px 3px 0px 3px;vertical-align:bottom;text-align:center;">64</td> <td data-sheets-numberformat='{"1":2,"2":"0","3":1}' data-sheets-value='{"1":3,"3":52}' style="overflow:hidden;padding:0px 3px 0px 3px;vertical-align:bottom;text-align:center;">52</td> <td data-sheets-numberformat='{"1":2,"2":"0","3":1}' data-sheets-value='{"1":3,"3":23}' style="border-right:1px solid #000000;overflow:hidden;padding:0px 3px 0px 3px;vertical-align:bottom;text-align:center;">23</td> </tr> <tr style="height:20px;"> <td style="border-bottom:1px solid #000000;border-left:1px solid #000000;overflow:hidden;padding:0px 3px 0px 3px;vertical-align:bottom;"></td> <td data-sheets-value='{"1":2,"2":"Four-walled"}' style="border-bottom:1px solid #000000;overflow:hidden;padding:0px 3px 0px 3px;vertical-align:bottom;font-weight:bold;">Four-walled</td> <td data-sheets-value='{"1":2,"2":"Opal (A/H/O/H)"}' style="border-right:1px solid #000000;border-bottom:1px solid #000000;overflow:hidden;padding:0px 3px 0px 3px;vertical-align:bottom;font-weight:bold;">Opal (A/H/O/H)</td> <td data-sheets-numberformat='{"1":2,"2":"0.00","3":1}' data-sheets-value='{"1":3,"3":1.28}' style="border-bottom:1px solid #000000;overflow:hidden;padding:0px 3px 0px 3px;vertical-align:bottom;text-align:center;">1.28</td> <td data-sheets-numberformat='{"1":2,"2":"0","3":1}' data-sheets-value='{"1":3,"3":59}' style="border-bottom:1px solid #000000;overflow:hidden;padding:0px 3px 0px 3px;vertical-align:bottom;text-align:center;">59</td> <td data-sheets-numberformat='{"1":2,"2":"0","3":1}' data-sheets-value='{"1":3,"3":46}' style="border-bottom:1px solid #000000;overflow:hidden;padding:0px 3px 0px 3px;vertical-align:bottom;text-align:center;">46</td> <td data-sheets-numberformat='{"1":2,"2":"0","3":1}' data-sheets-value='{"1":3,"3":23}' style="border-right:1px solid #000000;border-bottom:1px solid #000000;overflow:hidden;padding:0px 3px 0px 3px;vertical-align:bottom;text-align:center;">23</td> </tr> <tr style="height:20px;"> <td data-sheets-value='{"1":2,"2":"Polycarbonate"}' style="border-left:1px solid #000000;overflow:hidden;padding:0px 3px 0px 3px;vertical-align:bottom;font-weight:bold;">Polycarbonate</td> <td data-sheets-value='{"1":2,"2":"Single-walled"}' style="overflow:hidden;padding:0px 3px 0px 3px;vertical-align:bottom;font-weight:bold;">Single-walled</td> <td data-sheets-value='{"1":2,"2":"Heatstop Opal (T)"}' style="border-right:1px solid #000000;overflow:hidden;padding:0px 3px 0px 3px;vertical-align:bottom;font-weight:bold;">Heatstop Opal (T)</td> <td data-sheets-numberformat='{"1":2,"2":"0.00","3":1}' data-sheets-value='{"1":3,"3":5.17}' style="overflow:hidden;padding:0px 3px 0px 3px;vertical-align:bottom;text-align:center;">5.17</td> <td data-sheets-numberformat='{"1":2,"2":"0","3":1}' data-sheets-value='{"1":3,"3":49}' style="overflow:hidden;padding:0px 3px 0px 3px;vertical-align:bottom;text-align:center;">49</td> <td data-sheets-numberformat='{"1":2,"2":"0","3":1}' data-sheets-value='{"1":3,"3":59}' style="overflow:hidden;padding:0px 3px 0px 3px;vertical-align:bottom;text-align:center;">59</td> <td data-sheets-numberformat='{"1":2,"2":"0","3":1}' data-sheets-value='{"1":2,"2":"-"}' style="border-right:1px solid #000000;overflow:hidden;padding:0px 3px 0px 3px;vertical-align:bottom;text-align:center;">-</td> </tr> <tr style="height:20px;"> <td data-sheets-value='{"1":2,"2":"Heatstop PC"}' style="border-left:1px solid #000000;overflow:hidden;padding:0px 3px 0px 3px;vertical-align:bottom;font-weight:bold;">Heatstop PC</td> <td data-sheets-value='{"1":2,"2":"Double-walled"}' style="overflow:hidden;padding:0px 3px 0px 3px;vertical-align:bottom;font-weight:bold;">Double-walled</td> <td data-sheets-value='{"1":2,"2":"Clear (T/H)"}' style="border-right:1px solid #000000;overflow:hidden;padding:0px 3px 0px 3px;vertical-align:bottom;font-weight:bold;">Clear (T/H)</td> <td data-sheets-numberformat='{"1":2,"2":"0.00","3":1}' data-sheets-value='{"1":3,"3":2.9}' style="overflow:hidden;padding:0px 3px 0px 3px;vertical-align:bottom;text-align:center;">2.90</td> <td data-sheets-numberformat='{"1":2,"2":"0","3":1}' data-sheets-value='{"1":3,"3":44}' style="overflow:hidden;padding:0px 3px 0px 3px;vertical-align:bottom;text-align:center;">44</td> <td data-sheets-numberformat='{"1":2,"2":"0","3":1}' data-sheets-value='{"1":3,"3":51}' style="overflow:hidden;padding:0px 3px 0px 3px;vertical-align:bottom;text-align:center;">51</td> <td data-sheets-numberformat='{"1":2,"2":"0","3":1}' data-sheets-value='{"1":3,"3":20}' style="border-right:1px solid #000000;overflow:hidden;padding:0px 3px 0px 3px;vertical-align:bottom;text-align:center;">20</td> </tr> <tr style="height:20px;"> <td style="border-left:1px solid #000000;overflow:hidden;padding:0px 3px 0px 3px;vertical-align:bottom;font-weight:bold;"></td> <td data-sheets-value='{"1":2,"2":"Double-walled"}' style="overflow:hidden;padding:0px 3px 0px 3px;vertical-align:bottom;font-weight:bold;">Double-walled</td> <td data-sheets-value='{"1":2,"2":"Opal (T/O)"}' style="border-right:1px solid #000000;overflow:hidden;padding:0px 3px 0px 3px;vertical-align:bottom;font-weight:bold;">Opal (T/O)</td> <td data-sheets-numberformat='{"1":2,"2":"0.00","3":1}' data-sheets-value='{"1":3,"3":2.9}' style="overflow:hidden;padding:0px 3px 0px 3px;vertical-align:bottom;text-align:center;">2.90</td> <td data-sheets-numberformat='{"1":2,"2":"0","3":1}' data-sheets-value='{"1":3,"3":41}' style="overflow:hidden;padding:0px 3px 0px 3px;vertical-align:bottom;text-align:center;">41</td> <td data-sheets-numberformat='{"1":2,"2":"0","3":1}' data-sheets-value='{"1":3,"3":45}' style="overflow:hidden;padding:0px 3px 0px 3px;vertical-align:bottom;text-align:center;">45</td> <td data-sheets-numberformat='{"1":2,"2":"0","3":1}' data-sheets-value='{"1":3,"3":20}' style="border-right:1px solid #000000;overflow:hidden;padding:0px 3px 0px 3px;vertical-align:bottom;text-align:center;">20</td> </tr> <tr style="height:20px;"> <td style="border-left:1px solid #000000;overflow:hidden;padding:0px 3px 0px 3px;vertical-align:bottom;font-weight:bold;"></td> <td data-sheets-value='{"1":2,"2":"Triple-walled"}' style="overflow:hidden; | skylux-160-ce-met-koepel-en-pvc-opstand-16-00-met-lm-motor-0700-x-1000-mm | 8586021241165 | 46872328831309
Smoke and heat exhaust (SHEV) | SHE system | Skylux | Skylux 160° CE with skylight and PVC curb 16/00 with LM-actuator 0700 x 1300 mm |  | 36268 | 5412970362685 | 3381.95 | Yes | 30-45 | 50.53 | 700 x 1300 mm | 1300 | 700 |  | PVC 16/00 (16 cm high & roof opening = daylight size) | Rectangular | 5.17 W/m²K - 1.28 W/m²K | 87% - 32% | 90% - 32% | 20dB - 23dB | 160° CE (for industry) | skylight | without spoiler | E | Single actuator | Maximum four-walled skylight possible for this product | Ut-value LT-value g-value Rw-value EN 1873 : 2014 EN ISO 13468 EN 16153 EN 410 EN 410 EN ISO 140-3 Material Walls Shells (W/m²K) (%) (%) (dB) Acrylic Single-walled Clear (H) 5.17 90 87 - PMMA Single-walled Opal (O) 5.17 83 76 - Double-walled Clear (H/H) 2.90 81 75 20 Double-walled Opal (O/O) 2.90 69 58 20 Triple-walled Clear (H/H/H) 1.70 73 65 22 Triple-walled Opal (O/H/O) 1.70 62 51 22 Four-walled Clear (H/H/H/H) 1.28 64 54 23 Four-walled Opal (H/H/O/H) 1.28 59 48 23 Polycarbonate Single-walled Clear (A) 5.17 88 83 - PC Single-walled Opal (D) 5.17 58 60 - Double-walled Clear (A/H) 2.90 79 72 20 Double-walled Clear (A/A) 2.90 77 69 20 Double-walled Opal (A/O) 2.90 73 63 20 Double-walled Opal (A/D) 2.90 51 50 20 Triple-walled Clear (A/H/H) 1.70 71 63 22 Triple-walled Opal (A/O/O) 1.70 61 48 22 Four-walled Clear (A/H/H/H) 1.28 64 52 23 Four-walled Opal (A/H/O/H) 1.28 59 46 23 Polycarbonate Single-walled Heatstop Opal (T) 5.17 49 59 - Heatstop PC Double-walled Clear (T/H) 2.90 44 51 20 Double-walled Opal (T/O) 2.90 41 45 20 Triple-walled Clear (T/H/H) 1.70 40 <td data-sheets-numberformat='{"1":2,"2":"0","3":1}' data-sheets-value='{"1":3,"3":44}' style="overflow:hidden;paddin | https://skylux.eu/en/products/skylux-160-ce-met-koepel-en-pvc-opstand-16-00-met-lm-motor-0700-x-1300-mm | https://skylux.eu/cdn/shop/files/Skylux-160deg-CE-met-koepel-en-pvc-opstand-1600-met-LM-motor-0700-x-1300-mm-RWA-systeem.jpg?v=1702979278&width=1600 | https://skylux.eu/cdn/shop/files/e5a82811-1bb0-48e4-a776-cacb59c7c092_38e7e6ee-d902-45b7-9b9b-82eee841ad83.jpg?v=1688550862&width=1600 | //skylux.eu/cdn/shop/files/E_MH_Mounting_instructions_Skylux_160_CE_LM.pdf?v=12406716259046007223 | //skylux.eu/cdn/shop/files/E_TD_Technical_File_Skylux_Skylux_160_CE_Electric.pdf?v=3667116872303399239 | <style type="text/css" id="isPasted"> <!--td { border: 1px solid #cccccc; } br { mso-data-placement: same-cell; } --> </style> <table border="1" cellpadding="0" cellspacing="0" dir="ltr" style="table-layout:fixed;font-size:10pt;font-family:Arial;border-collapse:collapse;border:none;"><tbody> <tr style="height:20px;"> <td style="overflow:hidden;padding:0px 3px 0px 3px;vertical-align:bottom;"></td> <td style="overflow:hidden;padding:0px 3px 0px 3px;vertical-align:bottom;"></td> <td style="overflow:hidden;padding:0px 3px 0px 3px;vertical-align:bottom;"></td> <td data-sheets-value='{"1":2,"2":"Ut-value"}' style="overflow:hidden;padding:0px 3px 0px 3px;vertical-align:bottom;font-weight:bold;text-align:center;">Ut-value</td> <td data-sheets-value='{"1":2,"2":"LT-value"}' style="overflow:hidden;padding:0px 3px 0px 3px;vertical-align:bottom;font-weight:bold;text-align:center;">LT-value</td> <td data-sheets-value='{"1":2,"2":"g-value"}' style="overflow:hidden;padding:0px 3px 0px 3px;vertical-align:bottom;font-weight:bold;text-align:center;">g-value</td> <td data-sheets-value='{"1":2,"2":"Rw-value "}' style="overflow:hidden;padding:0px 3px 0px 3px;vertical-align:bottom;font-weight:bold;text-align:center;">Rw-value </td> </tr> <tr style="height:20px;"> <td style="overflow:hidden;padding:0px 3px 0px 3px;vertical-align:bottom;"></td> <td style="overflow:hidden;padding:0px 3px 0px 3px;vertical-align:bottom;"></td> <td style="overflow:hidden;padding:0px 3px 0px 3px;vertical-align:bottom;"></td> <td data-sheets-numberformat='{"1":2,"2":"0.00","3":1}' data-sheets-value='{"1":2,"2":"EN 1873 : 2014"}' style="overflow:hidden;padding:0px 3px 0px 3px;vertical-align:bottom;text-align:center;">EN 1873 : 2014</td> <td data-sheets-numberformat='{"1":2,"2":"0","3":1}' data-sheets-value='{"1":2,"2":"EN ISO 13468 EN 16153 EN 410"}' style="overflow:hidden;padding:0px 3px 0px 3px;vertical-align:bottom;text-align:center;">EN ISO 13468 EN 16153 EN 410</td> <td data-sheets-numberformat='{"1":2,"2":"0","3":1}' data-sheets-value='{"1":2,"2":"EN 410"}' style="overflow:hidden;padding:0px 3px 0px 3px;vertical-align:bottom;text-align:center;">EN 410</td> <td data-sheets-value='{"1":2,"2":"EN ISO 140-3\t\t"}' style="overflow:hidden;padding:0px 3px 0px 3px;vertical-align:bottom;text-align:center;">EN ISO 140-3 </td> </tr> <tr style="height:20px;"> <td data-sheets-value='{"1":2,"2":"Material"}' style="border-bottom:1px solid #000000;overflow:hidden;padding:0px 3px 0px 3px;vertical-align:bottom;background-color:#000000;font-weight:bold;color:#ffffff;">Material</td> <td data-sheets-value='{"1":2,"2":"Walls"}' style="border-bottom:1px solid #000000;overflow:hidden;padding:0px 3px 0px 3px;vertical-align:bottom;background-color:#000000;font-weight:bold;color:#ffffff;">Walls</td> <td data-sheets-value='{"1":2,"2":"Shells"}' style="border-bottom:1px solid #000000;overflow:hidden;padding:0px 3px 0px 3px;vertical-align:bottom;background-color:#000000;font-weight:bold;color:#ffffff;">Shells</td> <td data-sheets-numberformat='{"1":2,"2":"0.00","3":1}' data-sheets-value='{"1":2,"2":"(W/m²K)\t"}' style="border-bottom:1px solid #000000;overflow:hidden;padding:0px 3px 0px 3px;vertical-align:bottom;background-color:#000000;font-weight:bold;color:#ffffff;text-align:center;">(W/m²K) </td> <td data-sheets-numberformat='{"1":2,"2":"0","3":1}' data-sheets-value='{"1":2,"2":"(%)"}' style="border-bottom:1px solid #000000;overflow:hidden;padding:0px 3px 0px 3px;vertical-align:bottom;background-color:#000000;font-weight:bold;color:#ffffff;text-align:center;">(%)</td> <td data-sheets-numberformat='{"1":2,"2":"0","3":1}' data-sheets-value='{"1":2,"2":"(%)"}' style="border-bottom:1px solid #000000;overflow:hidden;padding:0px 3px 0px 3px;vertical-align:bottom;background-color:#000000;font-weight:bold;color:#ffffff;text-align:center;">(%)</td> <td data-sheets-value='{"1":2,"2":"(dB)"}' style="border-bottom:1px solid #000000;overflow:hidden;padding:0px 3px 0px 3px;vertical-align:bottom;background-color:#000000;font-weight:bold;color:#ffffff;text-align:center;">(dB)</td> </tr> <tr style="height:20px;"> <td data-sheets-value='{"1":2,"2":"Acrylic"}' style="border-left:1px solid #000000;overflow:hidden;padding:0px 3px 0px 3px;vertical-align:bottom;font-weight:bold;">Acrylic</td> <td data-sheets-value='{"1":2,"2":"Single-walled"}' style="overflow:hidden;padding:0px 3px 0px 3px;vertical-align:bottom;font-weight:bold;">Single-walled</td> <td data-sheets-value='{"1":2,"2":"Clear (H)"}' style="border-right:1px solid #000000;overflow:hidden;padding:0px 3px 0px 3px;vertical-align:bottom;font-weight:bold;">Clear (H)</td> <td data-sheets-numberformat='{"1":2,"2":"0.00","3":1}' data-sheets-value='{"1":3,"3":5.17}' style="overflow:hidden;padding:0px 3px 0px 3px;vertical-align:bottom;text-align:center;">5.17</td> <td data-sheets-numberformat='{"1":2,"2":"0","3":1}' data-sheets-value='{"1":3,"3":90}' style="overflow:hidden;padding:0px 3px 0px 3px;vertical-align:bottom;text-align:center;">90</td> <td data-sheets-numberformat='{"1":2,"2":"0","3":1}' data-sheets-value='{"1":3,"3":87}' style="overflow:hidden;padding:0px 3px 0px 3px;vertical-align:bottom;text-align:center;">87</td> <td data-sheets-numberformat='{"1":2,"2":"0","3":1}' data-sheets-value='{"1":2,"2":"-"}' style="border-right:1px solid #000000;overflow:hidden;padding:0px 3px 0px 3px;vertical-align:bottom;text-align:center;">-</td> </tr> <tr style="height:20px;"> <td data-sheets-value='{"1":2,"2":"PMMA"}' style="border-left:1px solid #000000;overflow:hidden;padding:0px 3px 0px 3px;vertical-align:bottom;font-weight:bold;">PMMA</td> <td data-sheets-value='{"1":2,"2":"Single-walled"}' style="overflow:hidden;padding:0px 3px 0px 3px;vertical-align:bottom;font-weight:bold;">Single-walled</td> <td data-sheets-value='{"1":2,"2":"Opal (O)"}' style="border-right:1px solid #000000;overflow:hidden;padding:0px 3px 0px 3px;vertical-align:bottom;font-weight:bold;">Opal (O)</td> <td data-sheets-numberformat='{"1":2,"2":"0.00","3":1}' data-sheets-value='{"1":3,"3":5.17}' style="overflow:hidden;padding:0px 3px 0px 3px;vertical-align:bottom;text-align:center;">5.17</td> <td data-sheets-numberformat='{"1":2,"2":"0","3":1}' data-sheets-value='{"1":3,"3":83}' style="overflow:hidden;padding:0px 3px 0px 3px;vertical-align:bottom;text-align:center;">83</td> <td data-sheets-numberformat='{"1":2,"2":"0","3":1}' data-sheets-value='{"1":3,"3":76}' style="overflow:hidden;padding:0px 3px 0px 3px;vertical-align:bottom;text-align:center;">76</td> <td data-sheets-numberformat='{"1":2,"2":"0","3":1}' data-sheets-value='{"1":2,"2":"-"}' style="border-right:1px solid #000000;overflow:hidden;padding:0px 3px 0px 3px;vertical-align:bottom;text-align:center;">-</td> </tr> <tr style="height:20px;"> <td style="border-left:1px solid #000000;overflow:hidden;padding:0px 3px 0px 3px;vertical-align:bottom;font-weight:bold;"></td> <td data-sheets-value='{"1":2,"2":"Double-walled"}' style="overflow:hidden;padding:0px 3px 0px 3px;vertical-align:bottom;font-weight:bold;">Double-walled</td> <td data-sheets-value='{"1":2,"2":"Clear (H/H)"}' style="border-right:1px solid #000000;overflow:hidden;padding:0px 3px 0px 3px;vertical-align:bottom;font-weight:bold;">Clear (H/H)</td> <td data-sheets-numberformat='{"1":2,"2":"0.00","3":1}' data-sheets-value='{"1":3,"3":2.9}' style="overflow:hidden;padding:0px 3px 0px 3px;vertical-align:bottom;text-align:center;">2.90</td> <td data-sheets-numberformat='{"1":2,"2":"0","3":1}' data-sheets-value='{"1":3,"3":81}' style="overflow:hidden;padding:0px 3px 0px 3px;vertical-align:bottom;text-align:center;">81</td> <td data-sheets-numberformat='{"1":2,"2":"0","3":1}' data-sheets-value='{"1":3,"3":75}' style="overflow:hidden;padding:0px 3px 0px 3px;vertical-align:bottom;text-align:center;">75</td> <td data-sheets-numberformat='{"1":2,"2":"0","3":1}' data-sheets-value='{"1":3,"3":20}' style="border-right:1px solid #000000;overflow:hidden;padding:0px 3px 0px 3px;vertical-align:bottom;text-align:center;">20</td> </tr> <tr style="height:20px;"> <td style="border-left:1px solid #000000;overflow:hidden;padding:0px 3px 0px 3px;vertical-align:bottom;font-weight:bold;"></td> <td data-sheets-value='{"1":2,"2":"Double-walled"}' style="overflow:hidden;padding:0px 3px 0px 3px;vertical-align:bottom;font-weight:bold;">Double-walled</td> <td data-sheets-value='{"1":2,"2":"Opal (O/O)"}' style="border-right:1px solid #000000;overflow:hidden;padding:0px 3px 0px 3px;vertical-align:bottom;font-weight:bold;">Opal (O/O)</td> <td data-sheets-numberformat='{"1":2,"2":"0.00","3":1}' data-sheets-value='{"1":3,"3":2.9}' style="overflow:hidden;padding:0px 3px 0px 3px;vertical-align:bottom;text-align:center;">2.90</td> <td data-sheets-numberformat='{"1":2,"2":"0","3":1}' data-sheets-value='{"1":3,"3":69}' style="overflow:hidden;padding:0px 3px 0px 3px;vertical-align:bottom;text-align:center;">69</td> <td data-sheets-numberformat='{"1":2,"2":"0","3":1}' data-sheets-value='{"1":3,"3":58}' style="overflow:hidden;padding:0px 3px 0px 3px;vertical-align:bottom;text-align:center;">58</td> <td data-sheets-numberformat='{"1":2,"2":"0","3":1}' data-sheets-value='{"1":3,"3":20}' style="border-right:1px solid #000000;overflow:hidden;padding:0px 3px 0px 3px;vertical-align:bottom;text-align:center;">20</td> </tr> <tr style="height:20px;"> <td style="border-left:1px solid #000000;overflow:hidden;padding:0px 3px 0px 3px;vertical-align:bottom;font-weight:bold;"></td> <td data-sheets-value='{"1":2,"2":"Triple-walled"}' style="overflow:hidden;padding:0px 3px 0px 3px;vertical-align:bottom;font-weight:bold;">Triple-walled</td> <td data-sheets-value='{"1":2,"2":"Clear (H/H/H)"}' style="border-right:1px solid #000000;overflow:hidden;padding:0px 3px 0px 3px;vertical-align:bottom;font-weight:bold;">Clear (H/H/H)</td> <td data-sheets-numberformat='{"1":2,"2":"0.00","3":1}' data-sheets-value='{"1":3,"3":1.7}' style="overflow:hidden;padding:0px 3px 0px 3px;vertical-align:bottom;text-align:center;">1.70</td> <td data-sheets-numberformat='{"1":2,"2":"0","3":1}' data-sheets-value='{"1":3,"3":73}' style="overflow:hidden;padding:0px 3px 0px 3px;vertical-align:bottom;text-align:center;">73</td> <td data-sheets-numberformat='{"1":2,"2":"0","3":1}' data-sheets-value='{"1":3,"3":65}' style="overflow:hidden;padding:0px 3px 0px 3px;vertical-align:bottom;text-align:center;">65</td> <td data-sheets-numberformat='{"1":2,"2":"0","3":1}' data-sheets-value='{"1":3,"3":22}' style="border-right:1px solid #000000;overflow:hidden;padding:0px 3px 0px 3px;vertical-align:bottom;text-align:center;">22</td> </tr> <tr style="height:20px;"> <td style="border-left:1px solid #000000;overflow:hidden;padding:0px 3px 0px 3px;vertical-align:bottom;font-weight:bold;"></td> <td data-sheets-value='{"1":2,"2":"Triple-walled"}' style="overflow:hidden;padding:0px 3px 0px 3px;vertical-align:bottom;font-weight:bold;">Triple-walled</td> <td data-sheets-value='{"1":2,"2":"Opal (O/H/O)"}' style="border-right:1px solid #000000;overflow:hidden;padding:0px 3px 0px 3px;vertical-align:bottom;font-weight:bold;">Opal (O/H/O)</td> <td data-sheets-numberformat='{"1":2,"2":"0.00","3":1}' data-sheets-value='{"1":3,"3":1.7}' style="overflow:hidden;padding:0px 3px 0px 3px;vertical-align:bottom;text-align:center;">1.70</td> <td data-sheets-numberformat='{"1":2,"2":"0","3":1}' data-sheets-value='{"1":3,"3":62}' style="overflow:hidden;padding:0px 3px 0px 3px;vertical-align:bottom;text-align:center;">62</td> <td data-sheets-numberformat='{"1":2,"2":"0","3":1}' data-sheets-value='{"1":3,"3":51}' style="overflow:hidden;padding:0px 3px 0px 3px;vertical-align:bottom;text-align:center;">51</td> <td data-sheets-numberformat='{"1":2,"2":"0","3":1}' data-sheets-value='{"1":3,"3":22}' style="border-right:1px solid #000000;overflow:hidden;padding:0px 3px 0px 3px;vertical-align:bottom;text-align:center;">22</td> </tr> <tr style="height:20px;"> <td style="border-left:1px solid #000000;overflow:hidden;padding:0px 3px 0px 3px;vertical-align:bottom;font-weight:bold;"></td> <td data-sheets-value='{"1":2,"2":"Four-walled"}' style="overflow:hidden;padding:0px 3px 0px 3px;vertical-align:bottom;font-weight:bold;">Four-walled</td> <td data-sheets-value='{"1":2,"2":"Clear (H/H/H/H)"}' style="border-right:1px solid #000000;overflow:hidden;padding:0px 3px 0px 3px;vertical-align:bottom;font-weight:bold;">Clear (H/H/H/H)</td> <td data-sheets-numberformat='{"1":2,"2":"0.00","3":1}' data-sheets-value='{"1":3,"3":1.28}' style="overflow:hidden;padding:0px 3px 0px 3px;vertical-align:bottom;text-align:center;">1.28</td> <td data-sheets-numberformat='{"1":2,"2":"0","3":1}' data-sheets-value='{"1":3,"3":64}' style="overflow:hidden;padding:0px 3px 0px 3px;vertical-align:bottom;text-align:center;">64</td> <td data-sheets-numberformat='{"1":2,"2":"0","3":1}' data-sheets-value='{"1":3,"3":54}' style="overflow:hidden;padding:0px 3px 0px 3px;vertical-align:bottom;text-align:center;">54</td> <td data-sheets-numberformat='{"1":2,"2":"0","3":1}' data-sheets-value='{"1":3,"3":23}' style="border-right:1px solid #000000;overflow:hidden;padding:0px 3px 0px 3px;vertical-align:bottom;text-align:center;">23</td> </tr> <tr style="height:20px;"> <td style="border-bottom:1px solid #000000;border-left:1px solid #000000;overflow:hidden;padding:0px 3px 0px 3px;vertical-align:bottom;"></td> <td data-sheets-value='{"1":2,"2":"Four-walled"}' style="border-bottom:1px solid #000000;overflow:hidden;padding:0px 3px 0px 3px;vertical-align:bottom;font-weight:bold;">Four-walled</td> <td data-sheets-value='{"1":2,"2":"Opal (H/H/O/H)"}' style="border-right:1px solid #000000;border-bottom:1px solid #000000;overflow:hidden;padding:0px 3px 0px 3px;vertical-align:bottom;font-weight:bold;">Opal (H/H/O/H)</td> <td data-sheets-numberformat='{"1":2,"2":"0.00","3":1}' data-sheets-value='{"1":3,"3":1.28}' style="border-bottom:1px solid #000000;overflow:hidden;padding:0px 3px 0px 3px;vertical-align:bottom;text-align:center;">1.28</td> <td data-sheets-numberformat='{"1":2,"2":"0","3":1}' data-sheets-value='{"1":3,"3":59}' style="border-bottom:1px solid #000000;overflow:hidden;padding:0px 3px 0px 3px;vertical-align:bottom;text-align:center;">59</td> <td data-sheets-numberformat='{"1":2,"2":"0","3":1}' data-sheets-value='{"1":3,"3":48}' style="border-bottom:1px solid #000000;overflow:hidden;padding:0px 3px 0px 3px;vertical-align:bottom;text-align:center;">48</td> <td data-sheets-numberformat='{"1":2,"2":"0","3":1}' data-sheets-value='{"1":3,"3":23}' style="border-right:1px solid #000000;border-bottom:1px solid #000000;overflow:hidden;padding:0px 3px 0px 3px;vertical-align:bottom;text-align:center;">23</td> </tr> <tr style="height:20px;"> <td data-sheets-value='{"1":2,"2":"Polycarbonate "}' style="border-left:1px solid #000000;overflow:hidden;padding:0px 3px 0px 3px;vertical-align:bottom;font-weight:bold;">Polycarbonate </td> <td data-sheets-value='{"1":2,"2":"Single-walled"}' style="overflow:hidden;padding:0px 3px 0px 3px;vertical-align:bottom;font-weight:bold;">Single-walled</td> <td data-sheets-value='{"1":2,"2":"Clear (A)"}' style="border-right:1px solid #000000;overflow:hidden;padding:0px 3px 0px 3px;vertical-align:bottom;font-weight:bold;">Clear (A)</td> <td data-sheets-numberformat='{"1":2,"2":"0.00","3":1}' data-sheets-value='{"1":3,"3":5.17}' style="overflow:hidden;padding:0px 3px 0px 3px;vertical-align:bottom;text-align:center;">5.17</td> <td data-sheets-numberformat='{"1":2,"2":"0","3":1}' data-sheets-value='{"1":3,"3":88}' style="overflow:hidden;padding:0px 3px 0px 3px;vertical-align:bottom;text-align:center;">88</td> <td data-sheets-numberformat='{"1":2,"2":"0","3":1}' data-sheets-value='{"1":3,"3":83}' style="overflow:hidden;padding:0px 3px 0px 3px;vertical-align:bottom;text-align:center;">83</td> <td data-sheets-numberformat='{"1":2,"2":"0","3":1}' data-sheets-value='{"1":2,"2":"-"}' style="border-right:1px solid #000000;overflow:hidden;padding:0px 3px 0px 3px;vertical-align:bottom;text-align:center;">-</td> </tr> <tr style="height:20px;"> <td data-sheets-value='{"1":2,"2":"PC"}' style="border-left:1px solid #000000;overflow:hidden;padding:0px 3px 0px 3px;vertical-align:bottom;font-weight:bold;">PC</td> <td data-sheets-value='{"1":2,"2":"Single-walled"}' style="overflow:hidden;padding:0px 3px 0px 3px;vertical-align:bottom;font-weight:bold;">Single-walled</td> <td data-sheets-value='{"1":2,"2":"Opal (D)"}' style="border-right:1px solid #000000;overflow:hidden;padding:0px 3px 0px 3px;vertical-align:bottom;font-weight:bold;">Opal (D)</td> <td data-sheets-numberformat='{"1":2,"2":"0.00","3":1}' data-sheets-value='{"1":3,"3":5.17}' style="overflow:hidden;padding:0px 3px 0px 3px;vertical-align:bottom;text-align:center;">5.17</td> <td data-sheets-numberformat='{"1":2,"2":"0","3":1}' data-sheets-value='{"1":3,"3":58}' style="overflow:hidden;padding:0px 3px 0px 3px;vertical-align:bottom;text-align:center;">58</td> <td data-sheets-numberformat='{"1":2,"2":"0","3":1}' data-sheets-value='{"1":3,"3":60}' style="overflow:hidden;padding:0px 3px 0px 3px;vertical-align:bottom;text-align:center;">60</td> <td data-sheets-numberformat='{"1":2,"2":"0","3":1}' data-sheets-value='{"1":2,"2":"-"}' style="border-right:1px solid #000000;overflow:hidden;padding:0px 3px 0px 3px;vertical-align:bottom;text-align:center;">-</td> </tr> <tr style="height:20px;"> <td style="border-left:1px solid #000000;overflow:hidden;padding:0px 3px 0px 3px;vertical-align:bottom;font-weight:bold;"></td> <td data-sheets-value='{"1":2,"2":"Double-walled"}' style="overflow:hidden;padding:0px 3px 0px 3px;vertical-align:bottom;font-weight:bold;">Double-walled</td> <td data-sheets-value='{"1":2,"2":"Clear (A/H)"}' style="border-right:1px solid #000000;overflow:hidden;padding:0px 3px 0px 3px;vertical-align:bottom;font-weight:bold;">Clear (A/H)</td> <td data-sheets-numberformat='{"1":2,"2":"0.00","3":1}' data-sheets-value='{"1":3,"3":2.9}' style="overflow:hidden;padding:0px 3px 0px 3px;vertical-align:bottom;text-align:center;">2.90</td> <td data-sheets-numberformat='{"1":2,"2":"0","3":1}' data-sheets-value='{"1":3,"3":79}' style="overflow:hidden;padding:0px 3px 0px 3px;vertical-align:bottom;text-align:center;">79</td> <td data-sheets-numberformat='{"1":2,"2":"0","3":1}' data-sheets-value='{"1":3,"3":72}' style="overflow:hidden;padding:0px 3px 0px 3px;vertical-align:bottom;text-align:center;">72</td> <td data-sheets-numberformat='{"1":2,"2":"0","3":1}' data-sheets-value='{"1":3,"3":20}' style="border-right:1px solid #000000;overflow:hidden;padding:0px 3px 0px 3px;vertical-align:bottom;text-align:center;">20</td> </tr> <tr style="height:20px;"> <td style="border-left:1px solid #000000;overflow:hidden;padding:0px 3px 0px 3px;vertical-align:bottom;font-weight:bold;"></td> <td data-sheets-value='{"1":2,"2":"Double-walled"}' style="overflow:hidden;padding:0px 3px 0px 3px;vertical-align:bottom;font-weight:bold;">Double-walled</td> <td data-sheets-value='{"1":2,"2":"Clear (A/A)"}' style="border-right:1px solid #000000;overflow:hidden;padding:0px 3px 0px 3px;vertical-align:bottom;font-weight:bold;">Clear (A/A)</td> <td data-sheets-numberformat='{"1":2,"2":"0.00","3":1}' data-sheets-value='{"1":3,"3":2.9}' style="overflow:hidden;padding:0px 3px 0px 3px;vertical-align:bottom;text-align:center;">2.90</td> <td data-sheets-numberformat='{"1":2,"2":"0","3":1}' data-sheets-value='{"1":3,"3":77}' style="overflow:hidden;padding:0px 3px 0px 3px;vertical-align:bottom;text-align:center;">77</td> <td data-sheets-numberformat='{"1":2,"2":"0","3":1}' data-sheets-value='{"1":3,"3":69}' style="overflow:hidden;padding:0px 3px 0px 3px;vertical-align:bottom;text-align:center;">69</td> <td data-sheets-numberformat='{"1":2,"2":"0","3":1}' data-sheets-value='{"1":3,"3":20}' style="border-right:1px solid #000000;overflow:hidden;padding:0px 3px 0px 3px;vertical-align:bottom;text-align:center;">20</td> </tr> <tr style="height:20px;"> <td style="border-left:1px solid #000000;overflow:hidden;padding:0px 3px 0px 3px;vertical-align:bottom;font-weight:bold;"></td> <td data-sheets-value='{"1":2,"2":"Double-walled"}' style="overflow:hidden;padding:0px 3px 0px 3px;vertical-align:bottom;font-weight:bold;">Double-walled</td> <td data-sheets-value='{"1":2,"2":"Opal (A/O)"}' style="border-right:1px solid #000000;overflow:hidden;padding:0px 3px 0px 3px;vertical-align:bottom;font-weight:bold;">Opal (A/O)</td> <td data-sheets-numberformat='{"1":2,"2":"0.00","3":1}' data-sheets-value='{"1":3,"3":2.9}' style="overflow:hidden;padding:0px 3px 0px 3px;vertical-align:bottom;text-align:center;">2.90</td> <td data-sheets-numberformat='{"1":2,"2":"0","3":1}' data-sheets-value='{"1":3,"3":73}' style="overflow:hidden;padding:0px 3px 0px 3px;vertical-align:bottom;text-align:center;">73</td> <td data-sheets-numberformat='{"1":2,"2":"0","3":1}' data-sheets-value='{"1":3,"3":63}' style="overflow:hidden;padding:0px 3px 0px 3px;vertical-align:bottom;text-align:center;">63</td> <td data-sheets-numberformat='{"1":2,"2":"0","3":1}' data-sheets-value='{"1":3,"3":20}' style="border-right:1px solid #000000;overflow:hidden;padding:0px 3px 0px 3px;vertical-align:bottom;text-align:center;">20</td> </tr> <tr style="height:20px;"> <td style="border-left:1px solid #000000;overflow:hidden;padding:0px 3px 0px 3px;vertical-align:bottom;font-weight:bold;"></td> <td data-sheets-value='{"1":2,"2":"Double-walled"}' style="overflow:hidden;padding:0px 3px 0px 3px;vertical-align:bottom;font-weight:bold;">Double-walled</td> <td data-sheets-value='{"1":2,"2":"Opal (A/D)"}' style="border-right:1px solid #000000;overflow:hidden;padding:0px 3px 0px 3px;vertical-align:bottom;font-weight:bold;">Opal (A/D)</td> <td data-sheets-numberformat='{"1":2,"2":"0.00","3":1}' data-sheets-value='{"1":3,"3":2.9}' style="overflow:hidden;padding:0px 3px 0px 3px;vertical-align:bottom;text-align:center;">2.90</td> <td data-sheets-numberformat='{"1":2,"2":"0","3":1}' data-sheets-value='{"1":3,"3":51}' style="overflow:hidden;padding:0px 3px 0px 3px;vertical-align:bottom;text-align:center;">51</td> <td data-sheets-numberformat='{"1":2,"2":"0","3":1}' data-sheets-value='{"1":3,"3":50}' style="overflow:hidden;padding:0px 3px 0px 3px;vertical-align:bottom;text-align:center;">50</td> <td data-sheets-numberformat='{"1":2,"2":"0","3":1}' data-sheets-value='{"1":3,"3":20}' style="border-right:1px solid #000000;overflow:hidden;padding:0px 3px 0px 3px;vertical-align:bottom;text-align:center;">20</td> </tr> <tr style="height:20px;"> <td style="border-left:1px solid #000000;overflow:hidden;padding:0px 3px 0px 3px;vertical-align:bottom;font-weight:bold;"></td> <td data-sheets-value='{"1":2,"2":"Triple-walled"}' style="overflow:hidden;padding:0px 3px 0px 3px;vertical-align:bottom;font-weight:bold;">Triple-walled</td> <td data-sheets-value='{"1":2,"2":"Clear (A/H/H)"}' style="border-right:1px solid #000000;overflow:hidden;padding:0px 3px 0px 3px;vertical-align:bottom;font-weight:bold;">Clear (A/H/H)</td> <td data-sheets-numberformat='{"1":2,"2":"0.00","3":1}' data-sheets-value='{"1":3,"3":1.7}' style="overflow:hidden;padding:0px 3px 0px 3px;vertical-align:bottom;text-align:center;">1.70</td> <td data-sheets-numberformat='{"1":2,"2":"0","3":1}' data-sheets-value='{"1":3,"3":71}' style="overflow:hidden;padding:0px 3px 0px 3px;vertical-align:bottom;text-align:center;">71</td> <td data-sheets-numberformat='{"1":2,"2":"0","3":1}' data-sheets-value='{"1":3,"3":63}' style="overflow:hidden;padding:0px 3px 0px 3px;vertical-align:bottom;text-align:center;">63</td> <td data-sheets-numberformat='{"1":2,"2":"0","3":1}' data-sheets-value='{"1":3,"3":22}' style="border-right:1px solid #000000;overflow:hidden;padding:0px 3px 0px 3px;vertical-align:bottom;text-align:center;">22</td> </tr> <tr style="height:20px;"> <td style="border-left:1px solid #000000;overflow:hidden;padding:0px 3px 0px 3px;vertical-align:bottom;font-weight:bold;"></td> <td data-sheets-value='{"1":2,"2":"Triple-walled"}' style="overflow:hidden;padding:0px 3px 0px 3px;vertical-align:bottom;font-weight:bold;">Triple-walled</td> <td data-sheets-value='{"1":2,"2":"Opal (A/O/O)"}' style="border-right:1px solid #000000;overflow:hidden;padding:0px 3px 0px 3px;vertical-align:bottom;font-weight:bold;">Opal (A/O/O)</td> <td data-sheets-numberformat='{"1":2,"2":"0.00","3":1}' data-sheets-value='{"1":3,"3":1.7}' style="overflow:hidden;padding:0px 3px 0px 3px;vertical-align:bottom;text-align:center;">1.70</td> <td data-sheets-numberformat='{"1":2,"2":"0","3":1}' data-sheets-value='{"1":3,"3":61}' style="overflow:hidden;padding:0px 3px 0px 3px;vertical-align:bottom;text-align:center;">61</td> <td data-sheets-numberformat='{"1":2,"2":"0","3":1}' data-sheets-value='{"1":3,"3":48}' style="overflow:hidden;padding:0px 3px 0px 3px;vertical-align:bottom;text-align:center;">48</td> <td data-sheets-numberformat='{"1":2,"2":"0","3":1}' data-sheets-value='{"1":3,"3":22}' style="border-right:1px solid #000000;overflow:hidden;padding:0px 3px 0px 3px;vertical-align:bottom;text-align:center;">22</td> </tr> <tr style="height:20px;"> <td style="border-left:1px solid #000000;overflow:hidden;padding:0px 3px 0px 3px;vertical-align:bottom;font-weight:bold;"></td> <td data-sheets-value='{"1":2,"2":"Four-walled"}' style="overflow:hidden;padding:0px 3px 0px 3px;vertical-align:bottom;font-weight:bold;">Four-walled</td> <td data-sheets-value='{"1":2,"2":"Clear (A/H/H/H)"}' style="border-right:1px solid #000000;overflow:hidden;padding:0px 3px 0px 3px;vertical-align:bottom;font-weight:bold;">Clear (A/H/H/H)</td> <td data-sheets-numberformat='{"1":2,"2":"0.00","3":1}' data-sheets-value='{"1":3,"3":1.28}' style="overflow:hidden;padding:0px 3px 0px 3px;vertical-align:bottom;text-align:center;">1.28</td> <td data-sheets-numberformat='{"1":2,"2":"0","3":1}' data-sheets-value='{"1":3,"3":64}' style="overflow:hidden;padding:0px 3px 0px 3px;vertical-align:bottom;text-align:center;">64</td> <td data-sheets-numberformat='{"1":2,"2":"0","3":1}' data-sheets-value='{"1":3,"3":52}' style="overflow:hidden;padding:0px 3px 0px 3px;vertical-align:bottom;text-align:center;">52</td> <td data-sheets-numberformat='{"1":2,"2":"0","3":1}' data-sheets-value='{"1":3,"3":23}' style="border-right:1px solid #000000;overflow:hidden;padding:0px 3px 0px 3px;vertical-align:bottom;text-align:center;">23</td> </tr> <tr style="height:20px;"> <td style="border-bottom:1px solid #000000;border-left:1px solid #000000;overflow:hidden;padding:0px 3px 0px 3px;vertical-align:bottom;"></td> <td data-sheets-value='{"1":2,"2":"Four-walled"}' style="border-bottom:1px solid #000000;overflow:hidden;padding:0px 3px 0px 3px;vertical-align:bottom;font-weight:bold;">Four-walled</td> <td data-sheets-value='{"1":2,"2":"Opal (A/H/O/H)"}' style="border-right:1px solid #000000;border-bottom:1px solid #000000;overflow:hidden;padding:0px 3px 0px 3px;vertical-align:bottom;font-weight:bold;">Opal (A/H/O/H)</td> <td data-sheets-numberformat='{"1":2,"2":"0.00","3":1}' data-sheets-value='{"1":3,"3":1.28}' style="border-bottom:1px solid #000000;overflow:hidden;padding:0px 3px 0px 3px;vertical-align:bottom;text-align:center;">1.28</td> <td data-sheets-numberformat='{"1":2,"2":"0","3":1}' data-sheets-value='{"1":3,"3":59}' style="border-bottom:1px solid #000000;overflow:hidden;padding:0px 3px 0px 3px;vertical-align:bottom;text-align:center;">59</td> <td data-sheets-numberformat='{"1":2,"2":"0","3":1}' data-sheets-value='{"1":3,"3":46}' style="border-bottom:1px solid #000000;overflow:hidden;padding:0px 3px 0px 3px;vertical-align:bottom;text-align:center;">46</td> <td data-sheets-numberformat='{"1":2,"2":"0","3":1}' data-sheets-value='{"1":3,"3":23}' style="border-right:1px solid #000000;border-bottom:1px solid #000000;overflow:hidden;padding:0px 3px 0px 3px;vertical-align:bottom;text-align:center;">23</td> </tr> <tr style="height:20px;"> <td data-sheets-value='{"1":2,"2":"Polycarbonate"}' style="border-left:1px solid #000000;overflow:hidden;padding:0px 3px 0px 3px;vertical-align:bottom;font-weight:bold;">Polycarbonate</td> <td data-sheets-value='{"1":2,"2":"Single-walled"}' style="overflow:hidden;padding:0px 3px 0px 3px;vertical-align:bottom;font-weight:bold;">Single-walled</td> <td data-sheets-value='{"1":2,"2":"Heatstop Opal (T)"}' style="border-right:1px solid #000000;overflow:hidden;padding:0px 3px 0px 3px;vertical-align:bottom;font-weight:bold;">Heatstop Opal (T)</td> <td data-sheets-numberformat='{"1":2,"2":"0.00","3":1}' data-sheets-value='{"1":3,"3":5.17}' style="overflow:hidden;padding:0px 3px 0px 3px;vertical-align:bottom;text-align:center;">5.17</td> <td data-sheets-numberformat='{"1":2,"2":"0","3":1}' data-sheets-value='{"1":3,"3":49}' style="overflow:hidden;padding:0px 3px 0px 3px;vertical-align:bottom;text-align:center;">49</td> <td data-sheets-numberformat='{"1":2,"2":"0","3":1}' data-sheets-value='{"1":3,"3":59}' style="overflow:hidden;padding:0px 3px 0px 3px;vertical-align:bottom;text-align:center;">59</td> <td data-sheets-numberformat='{"1":2,"2":"0","3":1}' data-sheets-value='{"1":2,"2":"-"}' style="border-right:1px solid #000000;overflow:hidden;padding:0px 3px 0px 3px;vertical-align:bottom;text-align:center;">-</td> </tr> <tr style="height:20px;"> <td data-sheets-value='{"1":2,"2":"Heatstop PC"}' style="border-left:1px solid #000000;overflow:hidden;padding:0px 3px 0px 3px;vertical-align:bottom;font-weight:bold;">Heatstop PC</td> <td data-sheets-value='{"1":2,"2":"Double-walled"}' style="overflow:hidden;padding:0px 3px 0px 3px;vertical-align:bottom;font-weight:bold;">Double-walled</td> <td data-sheets-value='{"1":2,"2":"Clear (T/H)"}' style="border-right:1px solid #000000;overflow:hidden;padding:0px 3px 0px 3px;vertical-align:bottom;font-weight:bold;">Clear (T/H)</td> <td data-sheets-numberformat='{"1":2,"2":"0.00","3":1}' data-sheets-value='{"1":3,"3":2.9}' style="overflow:hidden;padding:0px 3px 0px 3px;vertical-align:bottom;text-align:center;">2.90</td> <td data-sheets-numberformat='{"1":2,"2":"0","3":1}' data-sheets-value='{"1":3,"3":44}' style="overflow:hidden;padding:0px 3px 0px 3px;vertical-align:bottom;text-align:center;">44</td> <td data-sheets-numberformat='{"1":2,"2":"0","3":1}' data-sheets-value='{"1":3,"3":51}' style="overflow:hidden;padding:0px 3px 0px 3px;vertical-align:bottom;text-align:center;">51</td> <td data-sheets-numberformat='{"1":2,"2":"0","3":1}' data-sheets-value='{"1":3,"3":20}' style="border-right:1px solid #000000;overflow:hidden;padding:0px 3px 0px 3px;vertical-align:bottom;text-align:center;">20</td> </tr> <tr style="height:20px;"> <td style="border-left:1px solid #000000;overflow:hidden;padding:0px 3px 0px 3px;vertical-align:bottom;font-weight:bold;"></td> <td data-sheets-value='{"1":2,"2":"Double-walled"}' style="overflow:hidden;padding:0px 3px 0px 3px;vertical-align:bottom;font-weight:bold;">Double-walled</td> <td data-sheets-value='{"1":2,"2":"Opal (T/O)"}' style="border-right:1px solid #000000;overflow:hidden;padding:0px 3px 0px 3px;vertical-align:bottom;font-weight:bold;">Opal (T/O)</td> <td data-sheets-numberformat='{"1":2,"2":"0.00","3":1}' data-sheets-value='{"1":3,"3":2.9}' style="overflow:hidden;padding:0px 3px 0px 3px;vertical-align:bottom;text-align:center;">2.90</td> <td data-sheets-numberformat='{"1":2,"2":"0","3":1}' data-sheets-value='{"1":3,"3":41}' style="overflow:hidden;padding:0px 3px 0px 3px;vertical-align:bottom;text-align:center;">41</td> <td data-sheets-numberformat='{"1":2,"2":"0","3":1}' data-sheets-value='{"1":3,"3":45}' style="overflow:hidden;padding:0px 3px 0px 3px;vertical-align:bottom;text-align:center;">45</td> <td data-sheets-numberformat='{"1":2,"2":"0","3":1}' data-sheets-value='{"1":3,"3":20}' style="border-right:1px solid #000000;overflow:hidden;padding:0px 3px 0px 3px;vertical-align:bottom;text-align:center;">20</td> </tr> <tr style="height:20px;"> <td style="border-left:1px solid #000000;overflow:hidden;padding:0px 3px 0px 3px;vertical-align:bottom;font-weight:bold;"></td> <td data-sheets-value='{"1":2,"2":"Triple-walled"}' style="overflow:hidden; | skylux-160-ce-met-koepel-en-pvc-opstand-16-00-met-lm-motor-0700-x-1300-mm | 8586021306701 | 46872328962381
Smoke and heat exhaust (SHEV) | SHE system | Skylux | Skylux 160° CE with skylight and PVC curb 16/00 with LM-actuator 0700 x 1500 mm |  | 35006 | 5412970350064 | 3452.15 | Yes | 30-45 | 53.75 | 700 x 1500 mm | 1500 | 700 |  | PVC 16/00 (16 cm high & roof opening = daylight size) | Rectangular | 5.17 W/m²K - 1.28 W/m²K | 87% - 32% | 90% - 32% | 20dB - 23dB | 160° CE (for industry) | skylight | without spoiler | E | Single actuator | Maximum four-walled skylight possible for this product | Ut-value LT-value g-value Rw-value EN 1873 : 2014 EN ISO 13468 EN 16153 EN 410 EN 410 EN ISO 140-3 Material Walls Shells (W/m²K) (%) (%) (dB) Acrylic Single-walled Clear (H) 5.17 90 87 - PMMA Single-walled Opal (O) 5.17 83 76 - Double-walled Clear (H/H) 2.90 81 75 20 Double-walled Opal (O/O) 2.90 69 58 20 Triple-walled Clear (H/H/H) 1.70 73 65 22 Triple-walled Opal (O/H/O) 1.70 62 51 22 Four-walled Clear (H/H/H/H) 1.28 64 54 23 Four-walled Opal (H/H/O/H) 1.28 59 48 23 Polycarbonate Single-walled Clear (A) 5.17 88 83 - PC Single-walled Opal (D) 5.17 58 60 - Double-walled Clear (A/H) 2.90 79 72 20 Double-walled Clear (A/A) 2.90 77 69 20 Double-walled Opal (A/O) 2.90 73 63 20 Double-walled Opal (A/D) 2.90 51 50 20 Triple-walled Clear (A/H/H) 1.70 71 63 22 Triple-walled Opal (A/O/O) 1.70 61 48 22 Four-walled Clear (A/H/H/H) 1.28 64 52 23 Four-walled Opal (A/H/O/H) 1.28 59 46 23 Polycarbonate Single-walled Heatstop Opal (T) 5.17 49 59 - Heatstop PC Double-walled Clear (T/H) 2.90 44 51 20 Double-walled Opal (T/O) 2.90 41 45 20 Triple-walled Clear (T/H/H) 1.70 40 <td data-sheets-numberformat='{"1":2,"2":"0","3":1}' data-sheets-value='{"1":3,"3":44}' style="overflow:hidden;paddin | https://skylux.eu/en/products/skylux-160-ce-met-koepel-en-pvc-opstand-16-00-met-lm-motor-0700-x-1500-mm | https://skylux.eu/cdn/shop/files/Skylux-160deg-CE-met-koepel-en-pvc-opstand-1600-met-LM-motor-0700-x-1500-mm-RWA-systeem.jpg?v=1702979283&width=1600 | https://skylux.eu/cdn/shop/files/e5a82811-1bb0-48e4-a776-cacb59c7c092_52b8c307-ae46-4f3f-92fa-fb9252f40c7f.jpg?v=1688550863&width=1600 | //skylux.eu/cdn/shop/files/E_MH_Mounting_instructions_Skylux_160_CE_LM.pdf?v=12406716259046007223 | //skylux.eu/cdn/shop/files/E_TD_Technical_File_Skylux_Skylux_160_CE_Electric.pdf?v=3667116872303399239 | <style type="text/css" id="isPasted"> <!--td { border: 1px solid #cccccc; } br { mso-data-placement: same-cell; } --> </style> <table border="1" cellpadding="0" cellspacing="0" dir="ltr" style="table-layout:fixed;font-size:10pt;font-family:Arial;border-collapse:collapse;border:none;"><tbody> <tr style="height:20px;"> <td style="overflow:hidden;padding:0px 3px 0px 3px;vertical-align:bottom;"></td> <td style="overflow:hidden;padding:0px 3px 0px 3px;vertical-align:bottom;"></td> <td style="overflow:hidden;padding:0px 3px 0px 3px;vertical-align:bottom;"></td> <td data-sheets-value='{"1":2,"2":"Ut-value"}' style="overflow:hidden;padding:0px 3px 0px 3px;vertical-align:bottom;font-weight:bold;text-align:center;">Ut-value</td> <td data-sheets-value='{"1":2,"2":"LT-value"}' style="overflow:hidden;padding:0px 3px 0px 3px;vertical-align:bottom;font-weight:bold;text-align:center;">LT-value</td> <td data-sheets-value='{"1":2,"2":"g-value"}' style="overflow:hidden;padding:0px 3px 0px 3px;vertical-align:bottom;font-weight:bold;text-align:center;">g-value</td> <td data-sheets-value='{"1":2,"2":"Rw-value "}' style="overflow:hidden;padding:0px 3px 0px 3px;vertical-align:bottom;font-weight:bold;text-align:center;">Rw-value </td> </tr> <tr style="height:20px;"> <td style="overflow:hidden;padding:0px 3px 0px 3px;vertical-align:bottom;"></td> <td style="overflow:hidden;padding:0px 3px 0px 3px;vertical-align:bottom;"></td> <td style="overflow:hidden;padding:0px 3px 0px 3px;vertical-align:bottom;"></td> <td data-sheets-numberformat='{"1":2,"2":"0.00","3":1}' data-sheets-value='{"1":2,"2":"EN 1873 : 2014"}' style="overflow:hidden;padding:0px 3px 0px 3px;vertical-align:bottom;text-align:center;">EN 1873 : 2014</td> <td data-sheets-numberformat='{"1":2,"2":"0","3":1}' data-sheets-value='{"1":2,"2":"EN ISO 13468 EN 16153 EN 410"}' style="overflow:hidden;padding:0px 3px 0px 3px;vertical-align:bottom;text-align:center;">EN ISO 13468 EN 16153 EN 410</td> <td data-sheets-numberformat='{"1":2,"2":"0","3":1}' data-sheets-value='{"1":2,"2":"EN 410"}' style="overflow:hidden;padding:0px 3px 0px 3px;vertical-align:bottom;text-align:center;">EN 410</td> <td data-sheets-value='{"1":2,"2":"EN ISO 140-3\t\t"}' style="overflow:hidden;padding:0px 3px 0px 3px;vertical-align:bottom;text-align:center;">EN ISO 140-3 </td> </tr> <tr style="height:20px;"> <td data-sheets-value='{"1":2,"2":"Material"}' style="border-bottom:1px solid #000000;overflow:hidden;padding:0px 3px 0px 3px;vertical-align:bottom;background-color:#000000;font-weight:bold;color:#ffffff;">Material</td> <td data-sheets-value='{"1":2,"2":"Walls"}' style="border-bottom:1px solid #000000;overflow:hidden;padding:0px 3px 0px 3px;vertical-align:bottom;background-color:#000000;font-weight:bold;color:#ffffff;">Walls</td> <td data-sheets-value='{"1":2,"2":"Shells"}' style="border-bottom:1px solid #000000;overflow:hidden;padding:0px 3px 0px 3px;vertical-align:bottom;background-color:#000000;font-weight:bold;color:#ffffff;">Shells</td> <td data-sheets-numberformat='{"1":2,"2":"0.00","3":1}' data-sheets-value='{"1":2,"2":"(W/m²K)\t"}' style="border-bottom:1px solid #000000;overflow:hidden;padding:0px 3px 0px 3px;vertical-align:bottom;background-color:#000000;font-weight:bold;color:#ffffff;text-align:center;">(W/m²K) </td> <td data-sheets-numberformat='{"1":2,"2":"0","3":1}' data-sheets-value='{"1":2,"2":"(%)"}' style="border-bottom:1px solid #000000;overflow:hidden;padding:0px 3px 0px 3px;vertical-align:bottom;background-color:#000000;font-weight:bold;color:#ffffff;text-align:center;">(%)</td> <td data-sheets-numberformat='{"1":2,"2":"0","3":1}' data-sheets-value='{"1":2,"2":"(%)"}' style="border-bottom:1px solid #000000;overflow:hidden;padding:0px 3px 0px 3px;vertical-align:bottom;background-color:#000000;font-weight:bold;color:#ffffff;text-align:center;">(%)</td> <td data-sheets-value='{"1":2,"2":"(dB)"}' style="border-bottom:1px solid #000000;overflow:hidden;padding:0px 3px 0px 3px;vertical-align:bottom;background-color:#000000;font-weight:bold;color:#ffffff;text-align:center;">(dB)</td> </tr> <tr style="height:20px;"> <td data-sheets-value='{"1":2,"2":"Acrylic"}' style="border-left:1px solid #000000;overflow:hidden;padding:0px 3px 0px 3px;vertical-align:bottom;font-weight:bold;">Acrylic</td> <td data-sheets-value='{"1":2,"2":"Single-walled"}' style="overflow:hidden;padding:0px 3px 0px 3px;vertical-align:bottom;font-weight:bold;">Single-walled</td> <td data-sheets-value='{"1":2,"2":"Clear (H)"}' style="border-right:1px solid #000000;overflow:hidden;padding:0px 3px 0px 3px;vertical-align:bottom;font-weight:bold;">Clear (H)</td> <td data-sheets-numberformat='{"1":2,"2":"0.00","3":1}' data-sheets-value='{"1":3,"3":5.17}' style="overflow:hidden;padding:0px 3px 0px 3px;vertical-align:bottom;text-align:center;">5.17</td> <td data-sheets-numberformat='{"1":2,"2":"0","3":1}' data-sheets-value='{"1":3,"3":90}' style="overflow:hidden;padding:0px 3px 0px 3px;vertical-align:bottom;text-align:center;">90</td> <td data-sheets-numberformat='{"1":2,"2":"0","3":1}' data-sheets-value='{"1":3,"3":87}' style="overflow:hidden;padding:0px 3px 0px 3px;vertical-align:bottom;text-align:center;">87</td> <td data-sheets-numberformat='{"1":2,"2":"0","3":1}' data-sheets-value='{"1":2,"2":"-"}' style="border-right:1px solid #000000;overflow:hidden;padding:0px 3px 0px 3px;vertical-align:bottom;text-align:center;">-</td> </tr> <tr style="height:20px;"> <td data-sheets-value='{"1":2,"2":"PMMA"}' style="border-left:1px solid #000000;overflow:hidden;padding:0px 3px 0px 3px;vertical-align:bottom;font-weight:bold;">PMMA</td> <td data-sheets-value='{"1":2,"2":"Single-walled"}' style="overflow:hidden;padding:0px 3px 0px 3px;vertical-align:bottom;font-weight:bold;">Single-walled</td> <td data-sheets-value='{"1":2,"2":"Opal (O)"}' style="border-right:1px solid #000000;overflow:hidden;padding:0px 3px 0px 3px;vertical-align:bottom;font-weight:bold;">Opal (O)</td> <td data-sheets-numberformat='{"1":2,"2":"0.00","3":1}' data-sheets-value='{"1":3,"3":5.17}' style="overflow:hidden;padding:0px 3px 0px 3px;vertical-align:bottom;text-align:center;">5.17</td> <td data-sheets-numberformat='{"1":2,"2":"0","3":1}' data-sheets-value='{"1":3,"3":83}' style="overflow:hidden;padding:0px 3px 0px 3px;vertical-align:bottom;text-align:center;">83</td> <td data-sheets-numberformat='{"1":2,"2":"0","3":1}' data-sheets-value='{"1":3,"3":76}' style="overflow:hidden;padding:0px 3px 0px 3px;vertical-align:bottom;text-align:center;">76</td> <td data-sheets-numberformat='{"1":2,"2":"0","3":1}' data-sheets-value='{"1":2,"2":"-"}' style="border-right:1px solid #000000;overflow:hidden;padding:0px 3px 0px 3px;vertical-align:bottom;text-align:center;">-</td> </tr> <tr style="height:20px;"> <td style="border-left:1px solid #000000;overflow:hidden;padding:0px 3px 0px 3px;vertical-align:bottom;font-weight:bold;"></td> <td data-sheets-value='{"1":2,"2":"Double-walled"}' style="overflow:hidden;padding:0px 3px 0px 3px;vertical-align:bottom;font-weight:bold;">Double-walled</td> <td data-sheets-value='{"1":2,"2":"Clear (H/H)"}' style="border-right:1px solid #000000;overflow:hidden;padding:0px 3px 0px 3px;vertical-align:bottom;font-weight:bold;">Clear (H/H)</td> <td data-sheets-numberformat='{"1":2,"2":"0.00","3":1}' data-sheets-value='{"1":3,"3":2.9}' style="overflow:hidden;padding:0px 3px 0px 3px;vertical-align:bottom;text-align:center;">2.90</td> <td data-sheets-numberformat='{"1":2,"2":"0","3":1}' data-sheets-value='{"1":3,"3":81}' style="overflow:hidden;padding:0px 3px 0px 3px;vertical-align:bottom;text-align:center;">81</td> <td data-sheets-numberformat='{"1":2,"2":"0","3":1}' data-sheets-value='{"1":3,"3":75}' style="overflow:hidden;padding:0px 3px 0px 3px;vertical-align:bottom;text-align:center;">75</td> <td data-sheets-numberformat='{"1":2,"2":"0","3":1}' data-sheets-value='{"1":3,"3":20}' style="border-right:1px solid #000000;overflow:hidden;padding:0px 3px 0px 3px;vertical-align:bottom;text-align:center;">20</td> </tr> <tr style="height:20px;"> <td style="border-left:1px solid #000000;overflow:hidden;padding:0px 3px 0px 3px;vertical-align:bottom;font-weight:bold;"></td> <td data-sheets-value='{"1":2,"2":"Double-walled"}' style="overflow:hidden;padding:0px 3px 0px 3px;vertical-align:bottom;font-weight:bold;">Double-walled</td> <td data-sheets-value='{"1":2,"2":"Opal (O/O)"}' style="border-right:1px solid #000000;overflow:hidden;padding:0px 3px 0px 3px;vertical-align:bottom;font-weight:bold;">Opal (O/O)</td> <td data-sheets-numberformat='{"1":2,"2":"0.00","3":1}' data-sheets-value='{"1":3,"3":2.9}' style="overflow:hidden;padding:0px 3px 0px 3px;vertical-align:bottom;text-align:center;">2.90</td> <td data-sheets-numberformat='{"1":2,"2":"0","3":1}' data-sheets-value='{"1":3,"3":69}' style="overflow:hidden;padding:0px 3px 0px 3px;vertical-align:bottom;text-align:center;">69</td> <td data-sheets-numberformat='{"1":2,"2":"0","3":1}' data-sheets-value='{"1":3,"3":58}' style="overflow:hidden;padding:0px 3px 0px 3px;vertical-align:bottom;text-align:center;">58</td> <td data-sheets-numberformat='{"1":2,"2":"0","3":1}' data-sheets-value='{"1":3,"3":20}' style="border-right:1px solid #000000;overflow:hidden;padding:0px 3px 0px 3px;vertical-align:bottom;text-align:center;">20</td> </tr> <tr style="height:20px;"> <td style="border-left:1px solid #000000;overflow:hidden;padding:0px 3px 0px 3px;vertical-align:bottom;font-weight:bold;"></td> <td data-sheets-value='{"1":2,"2":"Triple-walled"}' style="overflow:hidden;padding:0px 3px 0px 3px;vertical-align:bottom;font-weight:bold;">Triple-walled</td> <td data-sheets-value='{"1":2,"2":"Clear (H/H/H)"}' style="border-right:1px solid #000000;overflow:hidden;padding:0px 3px 0px 3px;vertical-align:bottom;font-weight:bold;">Clear (H/H/H)</td> <td data-sheets-numberformat='{"1":2,"2":"0.00","3":1}' data-sheets-value='{"1":3,"3":1.7}' style="overflow:hidden;padding:0px 3px 0px 3px;vertical-align:bottom;text-align:center;">1.70</td> <td data-sheets-numberformat='{"1":2,"2":"0","3":1}' data-sheets-value='{"1":3,"3":73}' style="overflow:hidden;padding:0px 3px 0px 3px;vertical-align:bottom;text-align:center;">73</td> <td data-sheets-numberformat='{"1":2,"2":"0","3":1}' data-sheets-value='{"1":3,"3":65}' style="overflow:hidden;padding:0px 3px 0px 3px;vertical-align:bottom;text-align:center;">65</td> <td data-sheets-numberformat='{"1":2,"2":"0","3":1}' data-sheets-value='{"1":3,"3":22}' style="border-right:1px solid #000000;overflow:hidden;padding:0px 3px 0px 3px;vertical-align:bottom;text-align:center;">22</td> </tr> <tr style="height:20px;"> <td style="border-left:1px solid #000000;overflow:hidden;padding:0px 3px 0px 3px;vertical-align:bottom;font-weight:bold;"></td> <td data-sheets-value='{"1":2,"2":"Triple-walled"}' style="overflow:hidden;padding:0px 3px 0px 3px;vertical-align:bottom;font-weight:bold;">Triple-walled</td> <td data-sheets-value='{"1":2,"2":"Opal (O/H/O)"}' style="border-right:1px solid #000000;overflow:hidden;padding:0px 3px 0px 3px;vertical-align:bottom;font-weight:bold;">Opal (O/H/O)</td> <td data-sheets-numberformat='{"1":2,"2":"0.00","3":1}' data-sheets-value='{"1":3,"3":1.7}' style="overflow:hidden;padding:0px 3px 0px 3px;vertical-align:bottom;text-align:center;">1.70</td> <td data-sheets-numberformat='{"1":2,"2":"0","3":1}' data-sheets-value='{"1":3,"3":62}' style="overflow:hidden;padding:0px 3px 0px 3px;vertical-align:bottom;text-align:center;">62</td> <td data-sheets-numberformat='{"1":2,"2":"0","3":1}' data-sheets-value='{"1":3,"3":51}' style="overflow:hidden;padding:0px 3px 0px 3px;vertical-align:bottom;text-align:center;">51</td> <td data-sheets-numberformat='{"1":2,"2":"0","3":1}' data-sheets-value='{"1":3,"3":22}' style="border-right:1px solid #000000;overflow:hidden;padding:0px 3px 0px 3px;vertical-align:bottom;text-align:center;">22</td> </tr> <tr style="height:20px;"> <td style="border-left:1px solid #000000;overflow:hidden;padding:0px 3px 0px 3px;vertical-align:bottom;font-weight:bold;"></td> <td data-sheets-value='{"1":2,"2":"Four-walled"}' style="overflow:hidden;padding:0px 3px 0px 3px;vertical-align:bottom;font-weight:bold;">Four-walled</td> <td data-sheets-value='{"1":2,"2":"Clear (H/H/H/H)"}' style="border-right:1px solid #000000;overflow:hidden;padding:0px 3px 0px 3px;vertical-align:bottom;font-weight:bold;">Clear (H/H/H/H)</td> <td data-sheets-numberformat='{"1":2,"2":"0.00","3":1}' data-sheets-value='{"1":3,"3":1.28}' style="overflow:hidden;padding:0px 3px 0px 3px;vertical-align:bottom;text-align:center;">1.28</td> <td data-sheets-numberformat='{"1":2,"2":"0","3":1}' data-sheets-value='{"1":3,"3":64}' style="overflow:hidden;padding:0px 3px 0px 3px;vertical-align:bottom;text-align:center;">64</td> <td data-sheets-numberformat='{"1":2,"2":"0","3":1}' data-sheets-value='{"1":3,"3":54}' style="overflow:hidden;padding:0px 3px 0px 3px;vertical-align:bottom;text-align:center;">54</td> <td data-sheets-numberformat='{"1":2,"2":"0","3":1}' data-sheets-value='{"1":3,"3":23}' style="border-right:1px solid #000000;overflow:hidden;padding:0px 3px 0px 3px;vertical-align:bottom;text-align:center;">23</td> </tr> <tr style="height:20px;"> <td style="border-bottom:1px solid #000000;border-left:1px solid #000000;overflow:hidden;padding:0px 3px 0px 3px;vertical-align:bottom;"></td> <td data-sheets-value='{"1":2,"2":"Four-walled"}' style="border-bottom:1px solid #000000;overflow:hidden;padding:0px 3px 0px 3px;vertical-align:bottom;font-weight:bold;">Four-walled</td> <td data-sheets-value='{"1":2,"2":"Opal (H/H/O/H)"}' style="border-right:1px solid #000000;border-bottom:1px solid #000000;overflow:hidden;padding:0px 3px 0px 3px;vertical-align:bottom;font-weight:bold;">Opal (H/H/O/H)</td> <td data-sheets-numberformat='{"1":2,"2":"0.00","3":1}' data-sheets-value='{"1":3,"3":1.28}' style="border-bottom:1px solid #000000;overflow:hidden;padding:0px 3px 0px 3px;vertical-align:bottom;text-align:center;">1.28</td> <td data-sheets-numberformat='{"1":2,"2":"0","3":1}' data-sheets-value='{"1":3,"3":59}' style="border-bottom:1px solid #000000;overflow:hidden;padding:0px 3px 0px 3px;vertical-align:bottom;text-align:center;">59</td> <td data-sheets-numberformat='{"1":2,"2":"0","3":1}' data-sheets-value='{"1":3,"3":48}' style="border-bottom:1px solid #000000;overflow:hidden;padding:0px 3px 0px 3px;vertical-align:bottom;text-align:center;">48</td> <td data-sheets-numberformat='{"1":2,"2":"0","3":1}' data-sheets-value='{"1":3,"3":23}' style="border-right:1px solid #000000;border-bottom:1px solid #000000;overflow:hidden;padding:0px 3px 0px 3px;vertical-align:bottom;text-align:center;">23</td> </tr> <tr style="height:20px;"> <td data-sheets-value='{"1":2,"2":"Polycarbonate "}' style="border-left:1px solid #000000;overflow:hidden;padding:0px 3px 0px 3px;vertical-align:bottom;font-weight:bold;">Polycarbonate </td> <td data-sheets-value='{"1":2,"2":"Single-walled"}' style="overflow:hidden;padding:0px 3px 0px 3px;vertical-align:bottom;font-weight:bold;">Single-walled</td> <td data-sheets-value='{"1":2,"2":"Clear (A)"}' style="border-right:1px solid #000000;overflow:hidden;padding:0px 3px 0px 3px;vertical-align:bottom;font-weight:bold;">Clear (A)</td> <td data-sheets-numberformat='{"1":2,"2":"0.00","3":1}' data-sheets-value='{"1":3,"3":5.17}' style="overflow:hidden;padding:0px 3px 0px 3px;vertical-align:bottom;text-align:center;">5.17</td> <td data-sheets-numberformat='{"1":2,"2":"0","3":1}' data-sheets-value='{"1":3,"3":88}' style="overflow:hidden;padding:0px 3px 0px 3px;vertical-align:bottom;text-align:center;">88</td> <td data-sheets-numberformat='{"1":2,"2":"0","3":1}' data-sheets-value='{"1":3,"3":83}' style="overflow:hidden;padding:0px 3px 0px 3px;vertical-align:bottom;text-align:center;">83</td> <td data-sheets-numberformat='{"1":2,"2":"0","3":1}' data-sheets-value='{"1":2,"2":"-"}' style="border-right:1px solid #000000;overflow:hidden;padding:0px 3px 0px 3px;vertical-align:bottom;text-align:center;">-</td> </tr> <tr style="height:20px;"> <td data-sheets-value='{"1":2,"2":"PC"}' style="border-left:1px solid #000000;overflow:hidden;padding:0px 3px 0px 3px;vertical-align:bottom;font-weight:bold;">PC</td> <td data-sheets-value='{"1":2,"2":"Single-walled"}' style="overflow:hidden;padding:0px 3px 0px 3px;vertical-align:bottom;font-weight:bold;">Single-walled</td> <td data-sheets-value='{"1":2,"2":"Opal (D)"}' style="border-right:1px solid #000000;overflow:hidden;padding:0px 3px 0px 3px;vertical-align:bottom;font-weight:bold;">Opal (D)</td> <td data-sheets-numberformat='{"1":2,"2":"0.00","3":1}' data-sheets-value='{"1":3,"3":5.17}' style="overflow:hidden;padding:0px 3px 0px 3px;vertical-align:bottom;text-align:center;">5.17</td> <td data-sheets-numberformat='{"1":2,"2":"0","3":1}' data-sheets-value='{"1":3,"3":58}' style="overflow:hidden;padding:0px 3px 0px 3px;vertical-align:bottom;text-align:center;">58</td> <td data-sheets-numberformat='{"1":2,"2":"0","3":1}' data-sheets-value='{"1":3,"3":60}' style="overflow:hidden;padding:0px 3px 0px 3px;vertical-align:bottom;text-align:center;">60</td> <td data-sheets-numberformat='{"1":2,"2":"0","3":1}' data-sheets-value='{"1":2,"2":"-"}' style="border-right:1px solid #000000;overflow:hidden;padding:0px 3px 0px 3px;vertical-align:bottom;text-align:center;">-</td> </tr> <tr style="height:20px;"> <td style="border-left:1px solid #000000;overflow:hidden;padding:0px 3px 0px 3px;vertical-align:bottom;font-weight:bold;"></td> <td data-sheets-value='{"1":2,"2":"Double-walled"}' style="overflow:hidden;padding:0px 3px 0px 3px;vertical-align:bottom;font-weight:bold;">Double-walled</td> <td data-sheets-value='{"1":2,"2":"Clear (A/H)"}' style="border-right:1px solid #000000;overflow:hidden;padding:0px 3px 0px 3px;vertical-align:bottom;font-weight:bold;">Clear (A/H)</td> <td data-sheets-numberformat='{"1":2,"2":"0.00","3":1}' data-sheets-value='{"1":3,"3":2.9}' style="overflow:hidden;padding:0px 3px 0px 3px;vertical-align:bottom;text-align:center;">2.90</td> <td data-sheets-numberformat='{"1":2,"2":"0","3":1}' data-sheets-value='{"1":3,"3":79}' style="overflow:hidden;padding:0px 3px 0px 3px;vertical-align:bottom;text-align:center;">79</td> <td data-sheets-numberformat='{"1":2,"2":"0","3":1}' data-sheets-value='{"1":3,"3":72}' style="overflow:hidden;padding:0px 3px 0px 3px;vertical-align:bottom;text-align:center;">72</td> <td data-sheets-numberformat='{"1":2,"2":"0","3":1}' data-sheets-value='{"1":3,"3":20}' style="border-right:1px solid #000000;overflow:hidden;padding:0px 3px 0px 3px;vertical-align:bottom;text-align:center;">20</td> </tr> <tr style="height:20px;"> <td style="border-left:1px solid #000000;overflow:hidden;padding:0px 3px 0px 3px;vertical-align:bottom;font-weight:bold;"></td> <td data-sheets-value='{"1":2,"2":"Double-walled"}' style="overflow:hidden;padding:0px 3px 0px 3px;vertical-align:bottom;font-weight:bold;">Double-walled</td> <td data-sheets-value='{"1":2,"2":"Clear (A/A)"}' style="border-right:1px solid #000000;overflow:hidden;padding:0px 3px 0px 3px;vertical-align:bottom;font-weight:bold;">Clear (A/A)</td> <td data-sheets-numberformat='{"1":2,"2":"0.00","3":1}' data-sheets-value='{"1":3,"3":2.9}' style="overflow:hidden;padding:0px 3px 0px 3px;vertical-align:bottom;text-align:center;">2.90</td> <td data-sheets-numberformat='{"1":2,"2":"0","3":1}' data-sheets-value='{"1":3,"3":77}' style="overflow:hidden;padding:0px 3px 0px 3px;vertical-align:bottom;text-align:center;">77</td> <td data-sheets-numberformat='{"1":2,"2":"0","3":1}' data-sheets-value='{"1":3,"3":69}' style="overflow:hidden;padding:0px 3px 0px 3px;vertical-align:bottom;text-align:center;">69</td> <td data-sheets-numberformat='{"1":2,"2":"0","3":1}' data-sheets-value='{"1":3,"3":20}' style="border-right:1px solid #000000;overflow:hidden;padding:0px 3px 0px 3px;vertical-align:bottom;text-align:center;">20</td> </tr> <tr style="height:20px;"> <td style="border-left:1px solid #000000;overflow:hidden;padding:0px 3px 0px 3px;vertical-align:bottom;font-weight:bold;"></td> <td data-sheets-value='{"1":2,"2":"Double-walled"}' style="overflow:hidden;padding:0px 3px 0px 3px;vertical-align:bottom;font-weight:bold;">Double-walled</td> <td data-sheets-value='{"1":2,"2":"Opal (A/O)"}' style="border-right:1px solid #000000;overflow:hidden;padding:0px 3px 0px 3px;vertical-align:bottom;font-weight:bold;">Opal (A/O)</td> <td data-sheets-numberformat='{"1":2,"2":"0.00","3":1}' data-sheets-value='{"1":3,"3":2.9}' style="overflow:hidden;padding:0px 3px 0px 3px;vertical-align:bottom;text-align:center;">2.90</td> <td data-sheets-numberformat='{"1":2,"2":"0","3":1}' data-sheets-value='{"1":3,"3":73}' style="overflow:hidden;padding:0px 3px 0px 3px;vertical-align:bottom;text-align:center;">73</td> <td data-sheets-numberformat='{"1":2,"2":"0","3":1}' data-sheets-value='{"1":3,"3":63}' style="overflow:hidden;padding:0px 3px 0px 3px;vertical-align:bottom;text-align:center;">63</td> <td data-sheets-numberformat='{"1":2,"2":"0","3":1}' data-sheets-value='{"1":3,"3":20}' style="border-right:1px solid #000000;overflow:hidden;padding:0px 3px 0px 3px;vertical-align:bottom;text-align:center;">20</td> </tr> <tr style="height:20px;"> <td style="border-left:1px solid #000000;overflow:hidden;padding:0px 3px 0px 3px;vertical-align:bottom;font-weight:bold;"></td> <td data-sheets-value='{"1":2,"2":"Double-walled"}' style="overflow:hidden;padding:0px 3px 0px 3px;vertical-align:bottom;font-weight:bold;">Double-walled</td> <td data-sheets-value='{"1":2,"2":"Opal (A/D)"}' style="border-right:1px solid #000000;overflow:hidden;padding:0px 3px 0px 3px;vertical-align:bottom;font-weight:bold;">Opal (A/D)</td> <td data-sheets-numberformat='{"1":2,"2":"0.00","3":1}' data-sheets-value='{"1":3,"3":2.9}' style="overflow:hidden;padding:0px 3px 0px 3px;vertical-align:bottom;text-align:center;">2.90</td> <td data-sheets-numberformat='{"1":2,"2":"0","3":1}' data-sheets-value='{"1":3,"3":51}' style="overflow:hidden;padding:0px 3px 0px 3px;vertical-align:bottom;text-align:center;">51</td> <td data-sheets-numberformat='{"1":2,"2":"0","3":1}' data-sheets-value='{"1":3,"3":50}' style="overflow:hidden;padding:0px 3px 0px 3px;vertical-align:bottom;text-align:center;">50</td> <td data-sheets-numberformat='{"1":2,"2":"0","3":1}' data-sheets-value='{"1":3,"3":20}' style="border-right:1px solid #000000;overflow:hidden;padding:0px 3px 0px 3px;vertical-align:bottom;text-align:center;">20</td> </tr> <tr style="height:20px;"> <td style="border-left:1px solid #000000;overflow:hidden;padding:0px 3px 0px 3px;vertical-align:bottom;font-weight:bold;"></td> <td data-sheets-value='{"1":2,"2":"Triple-walled"}' style="overflow:hidden;padding:0px 3px 0px 3px;vertical-align:bottom;font-weight:bold;">Triple-walled</td> <td data-sheets-value='{"1":2,"2":"Clear (A/H/H)"}' style="border-right:1px solid #000000;overflow:hidden;padding:0px 3px 0px 3px;vertical-align:bottom;font-weight:bold;">Clear (A/H/H)</td> <td data-sheets-numberformat='{"1":2,"2":"0.00","3":1}' data-sheets-value='{"1":3,"3":1.7}' style="overflow:hidden;padding:0px 3px 0px 3px;vertical-align:bottom;text-align:center;">1.70</td> <td data-sheets-numberformat='{"1":2,"2":"0","3":1}' data-sheets-value='{"1":3,"3":71}' style="overflow:hidden;padding:0px 3px 0px 3px;vertical-align:bottom;text-align:center;">71</td> <td data-sheets-numberformat='{"1":2,"2":"0","3":1}' data-sheets-value='{"1":3,"3":63}' style="overflow:hidden;padding:0px 3px 0px 3px;vertical-align:bottom;text-align:center;">63</td> <td data-sheets-numberformat='{"1":2,"2":"0","3":1}' data-sheets-value='{"1":3,"3":22}' style="border-right:1px solid #000000;overflow:hidden;padding:0px 3px 0px 3px;vertical-align:bottom;text-align:center;">22</td> </tr> <tr style="height:20px;"> <td style="border-left:1px solid #000000;overflow:hidden;padding:0px 3px 0px 3px;vertical-align:bottom;font-weight:bold;"></td> <td data-sheets-value='{"1":2,"2":"Triple-walled"}' style="overflow:hidden;padding:0px 3px 0px 3px;vertical-align:bottom;font-weight:bold;">Triple-walled</td> <td data-sheets-value='{"1":2,"2":"Opal (A/O/O)"}' style="border-right:1px solid #000000;overflow:hidden;padding:0px 3px 0px 3px;vertical-align:bottom;font-weight:bold;">Opal (A/O/O)</td> <td data-sheets-numberformat='{"1":2,"2":"0.00","3":1}' data-sheets-value='{"1":3,"3":1.7}' style="overflow:hidden;padding:0px 3px 0px 3px;vertical-align:bottom;text-align:center;">1.70</td> <td data-sheets-numberformat='{"1":2,"2":"0","3":1}' data-sheets-value='{"1":3,"3":61}' style="overflow:hidden;padding:0px 3px 0px 3px;vertical-align:bottom;text-align:center;">61</td> <td data-sheets-numberformat='{"1":2,"2":"0","3":1}' data-sheets-value='{"1":3,"3":48}' style="overflow:hidden;padding:0px 3px 0px 3px;vertical-align:bottom;text-align:center;">48</td> <td data-sheets-numberformat='{"1":2,"2":"0","3":1}' data-sheets-value='{"1":3,"3":22}' style="border-right:1px solid #000000;overflow:hidden;padding:0px 3px 0px 3px;vertical-align:bottom;text-align:center;">22</td> </tr> <tr style="height:20px;"> <td style="border-left:1px solid #000000;overflow:hidden;padding:0px 3px 0px 3px;vertical-align:bottom;font-weight:bold;"></td> <td data-sheets-value='{"1":2,"2":"Four-walled"}' style="overflow:hidden;padding:0px 3px 0px 3px;vertical-align:bottom;font-weight:bold;">Four-walled</td> <td data-sheets-value='{"1":2,"2":"Clear (A/H/H/H)"}' style="border-right:1px solid #000000;overflow:hidden;padding:0px 3px 0px 3px;vertical-align:bottom;font-weight:bold;">Clear (A/H/H/H)</td> <td data-sheets-numberformat='{"1":2,"2":"0.00","3":1}' data-sheets-value='{"1":3,"3":1.28}' style="overflow:hidden;padding:0px 3px 0px 3px;vertical-align:bottom;text-align:center;">1.28</td> <td data-sheets-numberformat='{"1":2,"2":"0","3":1}' data-sheets-value='{"1":3,"3":64}' style="overflow:hidden;padding:0px 3px 0px 3px;vertical-align:bottom;text-align:center;">64</td> <td data-sheets-numberformat='{"1":2,"2":"0","3":1}' data-sheets-value='{"1":3,"3":52}' style="overflow:hidden;padding:0px 3px 0px 3px;vertical-align:bottom;text-align:center;">52</td> <td data-sheets-numberformat='{"1":2,"2":"0","3":1}' data-sheets-value='{"1":3,"3":23}' style="border-right:1px solid #000000;overflow:hidden;padding:0px 3px 0px 3px;vertical-align:bottom;text-align:center;">23</td> </tr> <tr style="height:20px;"> <td style="border-bottom:1px solid #000000;border-left:1px solid #000000;overflow:hidden;padding:0px 3px 0px 3px;vertical-align:bottom;"></td> <td data-sheets-value='{"1":2,"2":"Four-walled"}' style="border-bottom:1px solid #000000;overflow:hidden;padding:0px 3px 0px 3px;vertical-align:bottom;font-weight:bold;">Four-walled</td> <td data-sheets-value='{"1":2,"2":"Opal (A/H/O/H)"}' style="border-right:1px solid #000000;border-bottom:1px solid #000000;overflow:hidden;padding:0px 3px 0px 3px;vertical-align:bottom;font-weight:bold;">Opal (A/H/O/H)</td> <td data-sheets-numberformat='{"1":2,"2":"0.00","3":1}' data-sheets-value='{"1":3,"3":1.28}' style="border-bottom:1px solid #000000;overflow:hidden;padding:0px 3px 0px 3px;vertical-align:bottom;text-align:center;">1.28</td> <td data-sheets-numberformat='{"1":2,"2":"0","3":1}' data-sheets-value='{"1":3,"3":59}' style="border-bottom:1px solid #000000;overflow:hidden;padding:0px 3px 0px 3px;vertical-align:bottom;text-align:center;">59</td> <td data-sheets-numberformat='{"1":2,"2":"0","3":1}' data-sheets-value='{"1":3,"3":46}' style="border-bottom:1px solid #000000;overflow:hidden;padding:0px 3px 0px 3px;vertical-align:bottom;text-align:center;">46</td> <td data-sheets-numberformat='{"1":2,"2":"0","3":1}' data-sheets-value='{"1":3,"3":23}' style="border-right:1px solid #000000;border-bottom:1px solid #000000;overflow:hidden;padding:0px 3px 0px 3px;vertical-align:bottom;text-align:center;">23</td> </tr> <tr style="height:20px;"> <td data-sheets-value='{"1":2,"2":"Polycarbonate"}' style="border-left:1px solid #000000;overflow:hidden;padding:0px 3px 0px 3px;vertical-align:bottom;font-weight:bold;">Polycarbonate</td> <td data-sheets-value='{"1":2,"2":"Single-walled"}' style="overflow:hidden;padding:0px 3px 0px 3px;vertical-align:bottom;font-weight:bold;">Single-walled</td> <td data-sheets-value='{"1":2,"2":"Heatstop Opal (T)"}' style="border-right:1px solid #000000;overflow:hidden;padding:0px 3px 0px 3px;vertical-align:bottom;font-weight:bold;">Heatstop Opal (T)</td> <td data-sheets-numberformat='{"1":2,"2":"0.00","3":1}' data-sheets-value='{"1":3,"3":5.17}' style="overflow:hidden;padding:0px 3px 0px 3px;vertical-align:bottom;text-align:center;">5.17</td> <td data-sheets-numberformat='{"1":2,"2":"0","3":1}' data-sheets-value='{"1":3,"3":49}' style="overflow:hidden;padding:0px 3px 0px 3px;vertical-align:bottom;text-align:center;">49</td> <td data-sheets-numberformat='{"1":2,"2":"0","3":1}' data-sheets-value='{"1":3,"3":59}' style="overflow:hidden;padding:0px 3px 0px 3px;vertical-align:bottom;text-align:center;">59</td> <td data-sheets-numberformat='{"1":2,"2":"0","3":1}' data-sheets-value='{"1":2,"2":"-"}' style="border-right:1px solid #000000;overflow:hidden;padding:0px 3px 0px 3px;vertical-align:bottom;text-align:center;">-</td> </tr> <tr style="height:20px;"> <td data-sheets-value='{"1":2,"2":"Heatstop PC"}' style="border-left:1px solid #000000;overflow:hidden;padding:0px 3px 0px 3px;vertical-align:bottom;font-weight:bold;">Heatstop PC</td> <td data-sheets-value='{"1":2,"2":"Double-walled"}' style="overflow:hidden;padding:0px 3px 0px 3px;vertical-align:bottom;font-weight:bold;">Double-walled</td> <td data-sheets-value='{"1":2,"2":"Clear (T/H)"}' style="border-right:1px solid #000000;overflow:hidden;padding:0px 3px 0px 3px;vertical-align:bottom;font-weight:bold;">Clear (T/H)</td> <td data-sheets-numberformat='{"1":2,"2":"0.00","3":1}' data-sheets-value='{"1":3,"3":2.9}' style="overflow:hidden;padding:0px 3px 0px 3px;vertical-align:bottom;text-align:center;">2.90</td> <td data-sheets-numberformat='{"1":2,"2":"0","3":1}' data-sheets-value='{"1":3,"3":44}' style="overflow:hidden;padding:0px 3px 0px 3px;vertical-align:bottom;text-align:center;">44</td> <td data-sheets-numberformat='{"1":2,"2":"0","3":1}' data-sheets-value='{"1":3,"3":51}' style="overflow:hidden;padding:0px 3px 0px 3px;vertical-align:bottom;text-align:center;">51</td> <td data-sheets-numberformat='{"1":2,"2":"0","3":1}' data-sheets-value='{"1":3,"3":20}' style="border-right:1px solid #000000;overflow:hidden;padding:0px 3px 0px 3px;vertical-align:bottom;text-align:center;">20</td> </tr> <tr style="height:20px;"> <td style="border-left:1px solid #000000;overflow:hidden;padding:0px 3px 0px 3px;vertical-align:bottom;font-weight:bold;"></td> <td data-sheets-value='{"1":2,"2":"Double-walled"}' style="overflow:hidden;padding:0px 3px 0px 3px;vertical-align:bottom;font-weight:bold;">Double-walled</td> <td data-sheets-value='{"1":2,"2":"Opal (T/O)"}' style="border-right:1px solid #000000;overflow:hidden;padding:0px 3px 0px 3px;vertical-align:bottom;font-weight:bold;">Opal (T/O)</td> <td data-sheets-numberformat='{"1":2,"2":"0.00","3":1}' data-sheets-value='{"1":3,"3":2.9}' style="overflow:hidden;padding:0px 3px 0px 3px;vertical-align:bottom;text-align:center;">2.90</td> <td data-sheets-numberformat='{"1":2,"2":"0","3":1}' data-sheets-value='{"1":3,"3":41}' style="overflow:hidden;padding:0px 3px 0px 3px;vertical-align:bottom;text-align:center;">41</td> <td data-sheets-numberformat='{"1":2,"2":"0","3":1}' data-sheets-value='{"1":3,"3":45}' style="overflow:hidden;padding:0px 3px 0px 3px;vertical-align:bottom;text-align:center;">45</td> <td data-sheets-numberformat='{"1":2,"2":"0","3":1}' data-sheets-value='{"1":3,"3":20}' style="border-right:1px solid #000000;overflow:hidden;padding:0px 3px 0px 3px;vertical-align:bottom;text-align:center;">20</td> </tr> <tr style="height:20px;"> <td style="border-left:1px solid #000000;overflow:hidden;padding:0px 3px 0px 3px;vertical-align:bottom;font-weight:bold;"></td> <td data-sheets-value='{"1":2,"2":"Triple-walled"}' style="overflow:hidden; | skylux-160-ce-met-koepel-en-pvc-opstand-16-00-met-lm-motor-0700-x-1500-mm | 8586021339469 | 46872328995149
Smoke and heat exhaust (SHEV) | SHE system | Skylux | Skylux 160° CE with skylight and PVC curb 16/00 with LM-actuator 0750 x 1050 mm |  | 50253 | 5412970502531 | 3290 | Yes | 30-45 | 49.65 | 750 x 1050 mm | 1050 | 750 |  | PVC 16/00 (16 cm high & roof opening = daylight size) | Rectangular | 5.17 W/m²K - 1.28 W/m²K | 87% - 32% | 90% - 32% | 20dB - 23dB | 160° CE (for industry) | skylight | without spoiler | E | Single actuator | Maximum four-walled skylight possible for this product | Ut-value LT-value g-value Rw-value EN 1873 : 2014 EN ISO 13468 EN 16153 EN 410 EN 410 EN ISO 140-3 Material Walls Shells (W/m²K) (%) (%) (dB) Acrylic Single-walled Clear (H) 5.17 90 87 - PMMA Single-walled Opal (O) 5.17 83 76 - Double-walled Clear (H/H) 2.90 81 75 20 Double-walled Opal (O/O) 2.90 69 58 20 Triple-walled Clear (H/H/H) 1.70 73 65 22 Triple-walled Opal (O/H/O) 1.70 62 51 22 Four-walled Clear (H/H/H/H) 1.28 64 54 23 Four-walled Opal (H/H/O/H) 1.28 59 48 23 Polycarbonate Single-walled Clear (A) 5.17 88 83 - PC Single-walled Opal (D) 5.17 58 60 - Double-walled Clear (A/H) 2.90 79 72 20 Double-walled Clear (A/A) 2.90 77 69 20 Double-walled Opal (A/O) 2.90 73 63 20 Double-walled Opal (A/D) 2.90 51 50 20 Triple-walled Clear (A/H/H) 1.70 71 63 22 Triple-walled Opal (A/O/O) 1.70 61 48 22 Four-walled Clear (A/H/H/H) 1.28 64 52 23 Four-walled Opal (A/H/O/H) 1.28 59 46 23 Polycarbonate Single-walled Heatstop Opal (T) 5.17 49 59 - Heatstop PC Double-walled Clear (T/H) 2.90 44 51 20 Double-walled Opal (T/O) 2.90 41 45 20 Triple-walled Clear (T/H/H) 1.70 40 <td data-sheets-numberformat='{"1":2,"2":"0","3":1}' data-sheets-value='{"1":3,"3":44}' style="overflow:hidden;paddin | https://skylux.eu/en/products/skylux-160-ce-met-koepel-en-pvc-opstand-16-00-met-lm-motor-0750-x-1050-mm | https://skylux.eu/cdn/shop/files/Skylux-160deg-CE-met-koepel-en-pvc-opstand-1600-met-LM-motor-0750-x-1050-mm-RWA-systeem.jpg?v=1702979288&width=1600 | https://skylux.eu/cdn/shop/files/e5a82811-1bb0-48e4-a776-cacb59c7c092_374ae407-dabd-40b7-a026-1a0b2c909b27.jpg?v=1688550864&width=1600 | //skylux.eu/cdn/shop/files/E_MH_Mounting_instructions_Skylux_160_CE_LM.pdf?v=12406716259046007223 | //skylux.eu/cdn/shop/files/E_TD_Technical_File_Skylux_Skylux_160_CE_Electric.pdf?v=3667116872303399239 | <style type="text/css" id="isPasted"> <!--td { border: 1px solid #cccccc; } br { mso-data-placement: same-cell; } --> </style> <table border="1" cellpadding="0" cellspacing="0" dir="ltr" style="table-layout:fixed;font-size:10pt;font-family:Arial;border-collapse:collapse;border:none;"><tbody> <tr style="height:20px;"> <td style="overflow:hidden;padding:0px 3px 0px 3px;vertical-align:bottom;"></td> <td style="overflow:hidden;padding:0px 3px 0px 3px;vertical-align:bottom;"></td> <td style="overflow:hidden;padding:0px 3px 0px 3px;vertical-align:bottom;"></td> <td data-sheets-value='{"1":2,"2":"Ut-value"}' style="overflow:hidden;padding:0px 3px 0px 3px;vertical-align:bottom;font-weight:bold;text-align:center;">Ut-value</td> <td data-sheets-value='{"1":2,"2":"LT-value"}' style="overflow:hidden;padding:0px 3px 0px 3px;vertical-align:bottom;font-weight:bold;text-align:center;">LT-value</td> <td data-sheets-value='{"1":2,"2":"g-value"}' style="overflow:hidden;padding:0px 3px 0px 3px;vertical-align:bottom;font-weight:bold;text-align:center;">g-value</td> <td data-sheets-value='{"1":2,"2":"Rw-value "}' style="overflow:hidden;padding:0px 3px 0px 3px;vertical-align:bottom;font-weight:bold;text-align:center;">Rw-value </td> </tr> <tr style="height:20px;"> <td style="overflow:hidden;padding:0px 3px 0px 3px;vertical-align:bottom;"></td> <td style="overflow:hidden;padding:0px 3px 0px 3px;vertical-align:bottom;"></td> <td style="overflow:hidden;padding:0px 3px 0px 3px;vertical-align:bottom;"></td> <td data-sheets-numberformat='{"1":2,"2":"0.00","3":1}' data-sheets-value='{"1":2,"2":"EN 1873 : 2014"}' style="overflow:hidden;padding:0px 3px 0px 3px;vertical-align:bottom;text-align:center;">EN 1873 : 2014</td> <td data-sheets-numberformat='{"1":2,"2":"0","3":1}' data-sheets-value='{"1":2,"2":"EN ISO 13468 EN 16153 EN 410"}' style="overflow:hidden;padding:0px 3px 0px 3px;vertical-align:bottom;text-align:center;">EN ISO 13468 EN 16153 EN 410</td> <td data-sheets-numberformat='{"1":2,"2":"0","3":1}' data-sheets-value='{"1":2,"2":"EN 410"}' style="overflow:hidden;padding:0px 3px 0px 3px;vertical-align:bottom;text-align:center;">EN 410</td> <td data-sheets-value='{"1":2,"2":"EN ISO 140-3\t\t"}' style="overflow:hidden;padding:0px 3px 0px 3px;vertical-align:bottom;text-align:center;">EN ISO 140-3 </td> </tr> <tr style="height:20px;"> <td data-sheets-value='{"1":2,"2":"Material"}' style="border-bottom:1px solid #000000;overflow:hidden;padding:0px 3px 0px 3px;vertical-align:bottom;background-color:#000000;font-weight:bold;color:#ffffff;">Material</td> <td data-sheets-value='{"1":2,"2":"Walls"}' style="border-bottom:1px solid #000000;overflow:hidden;padding:0px 3px 0px 3px;vertical-align:bottom;background-color:#000000;font-weight:bold;color:#ffffff;">Walls</td> <td data-sheets-value='{"1":2,"2":"Shells"}' style="border-bottom:1px solid #000000;overflow:hidden;padding:0px 3px 0px 3px;vertical-align:bottom;background-color:#000000;font-weight:bold;color:#ffffff;">Shells</td> <td data-sheets-numberformat='{"1":2,"2":"0.00","3":1}' data-sheets-value='{"1":2,"2":"(W/m²K)\t"}' style="border-bottom:1px solid #000000;overflow:hidden;padding:0px 3px 0px 3px;vertical-align:bottom;background-color:#000000;font-weight:bold;color:#ffffff;text-align:center;">(W/m²K) </td> <td data-sheets-numberformat='{"1":2,"2":"0","3":1}' data-sheets-value='{"1":2,"2":"(%)"}' style="border-bottom:1px solid #000000;overflow:hidden;padding:0px 3px 0px 3px;vertical-align:bottom;background-color:#000000;font-weight:bold;color:#ffffff;text-align:center;">(%)</td> <td data-sheets-numberformat='{"1":2,"2":"0","3":1}' data-sheets-value='{"1":2,"2":"(%)"}' style="border-bottom:1px solid #000000;overflow:hidden;padding:0px 3px 0px 3px;vertical-align:bottom;background-color:#000000;font-weight:bold;color:#ffffff;text-align:center;">(%)</td> <td data-sheets-value='{"1":2,"2":"(dB)"}' style="border-bottom:1px solid #000000;overflow:hidden;padding:0px 3px 0px 3px;vertical-align:bottom;background-color:#000000;font-weight:bold;color:#ffffff;text-align:center;">(dB)</td> </tr> <tr style="height:20px;"> <td data-sheets-value='{"1":2,"2":"Acrylic"}' style="border-left:1px solid #000000;overflow:hidden;padding:0px 3px 0px 3px;vertical-align:bottom;font-weight:bold;">Acrylic</td> <td data-sheets-value='{"1":2,"2":"Single-walled"}' style="overflow:hidden;padding:0px 3px 0px 3px;vertical-align:bottom;font-weight:bold;">Single-walled</td> <td data-sheets-value='{"1":2,"2":"Clear (H)"}' style="border-right:1px solid #000000;overflow:hidden;padding:0px 3px 0px 3px;vertical-align:bottom;font-weight:bold;">Clear (H)</td> <td data-sheets-numberformat='{"1":2,"2":"0.00","3":1}' data-sheets-value='{"1":3,"3":5.17}' style="overflow:hidden;padding:0px 3px 0px 3px;vertical-align:bottom;text-align:center;">5.17</td> <td data-sheets-numberformat='{"1":2,"2":"0","3":1}' data-sheets-value='{"1":3,"3":90}' style="overflow:hidden;padding:0px 3px 0px 3px;vertical-align:bottom;text-align:center;">90</td> <td data-sheets-numberformat='{"1":2,"2":"0","3":1}' data-sheets-value='{"1":3,"3":87}' style="overflow:hidden;padding:0px 3px 0px 3px;vertical-align:bottom;text-align:center;">87</td> <td data-sheets-numberformat='{"1":2,"2":"0","3":1}' data-sheets-value='{"1":2,"2":"-"}' style="border-right:1px solid #000000;overflow:hidden;padding:0px 3px 0px 3px;vertical-align:bottom;text-align:center;">-</td> </tr> <tr style="height:20px;"> <td data-sheets-value='{"1":2,"2":"PMMA"}' style="border-left:1px solid #000000;overflow:hidden;padding:0px 3px 0px 3px;vertical-align:bottom;font-weight:bold;">PMMA</td> <td data-sheets-value='{"1":2,"2":"Single-walled"}' style="overflow:hidden;padding:0px 3px 0px 3px;vertical-align:bottom;font-weight:bold;">Single-walled</td> <td data-sheets-value='{"1":2,"2":"Opal (O)"}' style="border-right:1px solid #000000;overflow:hidden;padding:0px 3px 0px 3px;vertical-align:bottom;font-weight:bold;">Opal (O)</td> <td data-sheets-numberformat='{"1":2,"2":"0.00","3":1}' data-sheets-value='{"1":3,"3":5.17}' style="overflow:hidden;padding:0px 3px 0px 3px;vertical-align:bottom;text-align:center;">5.17</td> <td data-sheets-numberformat='{"1":2,"2":"0","3":1}' data-sheets-value='{"1":3,"3":83}' style="overflow:hidden;padding:0px 3px 0px 3px;vertical-align:bottom;text-align:center;">83</td> <td data-sheets-numberformat='{"1":2,"2":"0","3":1}' data-sheets-value='{"1":3,"3":76}' style="overflow:hidden;padding:0px 3px 0px 3px;vertical-align:bottom;text-align:center;">76</td> <td data-sheets-numberformat='{"1":2,"2":"0","3":1}' data-sheets-value='{"1":2,"2":"-"}' style="border-right:1px solid #000000;overflow:hidden;padding:0px 3px 0px 3px;vertical-align:bottom;text-align:center;">-</td> </tr> <tr style="height:20px;"> <td style="border-left:1px solid #000000;overflow:hidden;padding:0px 3px 0px 3px;vertical-align:bottom;font-weight:bold;"></td> <td data-sheets-value='{"1":2,"2":"Double-walled"}' style="overflow:hidden;padding:0px 3px 0px 3px;vertical-align:bottom;font-weight:bold;">Double-walled</td> <td data-sheets-value='{"1":2,"2":"Clear (H/H)"}' style="border-right:1px solid #000000;overflow:hidden;padding:0px 3px 0px 3px;vertical-align:bottom;font-weight:bold;">Clear (H/H)</td> <td data-sheets-numberformat='{"1":2,"2":"0.00","3":1}' data-sheets-value='{"1":3,"3":2.9}' style="overflow:hidden;padding:0px 3px 0px 3px;vertical-align:bottom;text-align:center;">2.90</td> <td data-sheets-numberformat='{"1":2,"2":"0","3":1}' data-sheets-value='{"1":3,"3":81}' style="overflow:hidden;padding:0px 3px 0px 3px;vertical-align:bottom;text-align:center;">81</td> <td data-sheets-numberformat='{"1":2,"2":"0","3":1}' data-sheets-value='{"1":3,"3":75}' style="overflow:hidden;padding:0px 3px 0px 3px;vertical-align:bottom;text-align:center;">75</td> <td data-sheets-numberformat='{"1":2,"2":"0","3":1}' data-sheets-value='{"1":3,"3":20}' style="border-right:1px solid #000000;overflow:hidden;padding:0px 3px 0px 3px;vertical-align:bottom;text-align:center;">20</td> </tr> <tr style="height:20px;"> <td style="border-left:1px solid #000000;overflow:hidden;padding:0px 3px 0px 3px;vertical-align:bottom;font-weight:bold;"></td> <td data-sheets-value='{"1":2,"2":"Double-walled"}' style="overflow:hidden;padding:0px 3px 0px 3px;vertical-align:bottom;font-weight:bold;">Double-walled</td> <td data-sheets-value='{"1":2,"2":"Opal (O/O)"}' style="border-right:1px solid #000000;overflow:hidden;padding:0px 3px 0px 3px;vertical-align:bottom;font-weight:bold;">Opal (O/O)</td> <td data-sheets-numberformat='{"1":2,"2":"0.00","3":1}' data-sheets-value='{"1":3,"3":2.9}' style="overflow:hidden;padding:0px 3px 0px 3px;vertical-align:bottom;text-align:center;">2.90</td> <td data-sheets-numberformat='{"1":2,"2":"0","3":1}' data-sheets-value='{"1":3,"3":69}' style="overflow:hidden;padding:0px 3px 0px 3px;vertical-align:bottom;text-align:center;">69</td> <td data-sheets-numberformat='{"1":2,"2":"0","3":1}' data-sheets-value='{"1":3,"3":58}' style="overflow:hidden;padding:0px 3px 0px 3px;vertical-align:bottom;text-align:center;">58</td> <td data-sheets-numberformat='{"1":2,"2":"0","3":1}' data-sheets-value='{"1":3,"3":20}' style="border-right:1px solid #000000;overflow:hidden;padding:0px 3px 0px 3px;vertical-align:bottom;text-align:center;">20</td> </tr> <tr style="height:20px;"> <td style="border-left:1px solid #000000;overflow:hidden;padding:0px 3px 0px 3px;vertical-align:bottom;font-weight:bold;"></td> <td data-sheets-value='{"1":2,"2":"Triple-walled"}' style="overflow:hidden;padding:0px 3px 0px 3px;vertical-align:bottom;font-weight:bold;">Triple-walled</td> <td data-sheets-value='{"1":2,"2":"Clear (H/H/H)"}' style="border-right:1px solid #000000;overflow:hidden;padding:0px 3px 0px 3px;vertical-align:bottom;font-weight:bold;">Clear (H/H/H)</td> <td data-sheets-numberformat='{"1":2,"2":"0.00","3":1}' data-sheets-value='{"1":3,"3":1.7}' style="overflow:hidden;padding:0px 3px 0px 3px;vertical-align:bottom;text-align:center;">1.70</td> <td data-sheets-numberformat='{"1":2,"2":"0","3":1}' data-sheets-value='{"1":3,"3":73}' style="overflow:hidden;padding:0px 3px 0px 3px;vertical-align:bottom;text-align:center;">73</td> <td data-sheets-numberformat='{"1":2,"2":"0","3":1}' data-sheets-value='{"1":3,"3":65}' style="overflow:hidden;padding:0px 3px 0px 3px;vertical-align:bottom;text-align:center;">65</td> <td data-sheets-numberformat='{"1":2,"2":"0","3":1}' data-sheets-value='{"1":3,"3":22}' style="border-right:1px solid #000000;overflow:hidden;padding:0px 3px 0px 3px;vertical-align:bottom;text-align:center;">22</td> </tr> <tr style="height:20px;"> <td style="border-left:1px solid #000000;overflow:hidden;padding:0px 3px 0px 3px;vertical-align:bottom;font-weight:bold;"></td> <td data-sheets-value='{"1":2,"2":"Triple-walled"}' style="overflow:hidden;padding:0px 3px 0px 3px;vertical-align:bottom;font-weight:bold;">Triple-walled</td> <td data-sheets-value='{"1":2,"2":"Opal (O/H/O)"}' style="border-right:1px solid #000000;overflow:hidden;padding:0px 3px 0px 3px;vertical-align:bottom;font-weight:bold;">Opal (O/H/O)</td> <td data-sheets-numberformat='{"1":2,"2":"0.00","3":1}' data-sheets-value='{"1":3,"3":1.7}' style="overflow:hidden;padding:0px 3px 0px 3px;vertical-align:bottom;text-align:center;">1.70</td> <td data-sheets-numberformat='{"1":2,"2":"0","3":1}' data-sheets-value='{"1":3,"3":62}' style="overflow:hidden;padding:0px 3px 0px 3px;vertical-align:bottom;text-align:center;">62</td> <td data-sheets-numberformat='{"1":2,"2":"0","3":1}' data-sheets-value='{"1":3,"3":51}' style="overflow:hidden;padding:0px 3px 0px 3px;vertical-align:bottom;text-align:center;">51</td> <td data-sheets-numberformat='{"1":2,"2":"0","3":1}' data-sheets-value='{"1":3,"3":22}' style="border-right:1px solid #000000;overflow:hidden;padding:0px 3px 0px 3px;vertical-align:bottom;text-align:center;">22</td> </tr> <tr style="height:20px;"> <td style="border-left:1px solid #000000;overflow:hidden;padding:0px 3px 0px 3px;vertical-align:bottom;font-weight:bold;"></td> <td data-sheets-value='{"1":2,"2":"Four-walled"}' style="overflow:hidden;padding:0px 3px 0px 3px;vertical-align:bottom;font-weight:bold;">Four-walled</td> <td data-sheets-value='{"1":2,"2":"Clear (H/H/H/H)"}' style="border-right:1px solid #000000;overflow:hidden;padding:0px 3px 0px 3px;vertical-align:bottom;font-weight:bold;">Clear (H/H/H/H)</td> <td data-sheets-numberformat='{"1":2,"2":"0.00","3":1}' data-sheets-value='{"1":3,"3":1.28}' style="overflow:hidden;padding:0px 3px 0px 3px;vertical-align:bottom;text-align:center;">1.28</td> <td data-sheets-numberformat='{"1":2,"2":"0","3":1}' data-sheets-value='{"1":3,"3":64}' style="overflow:hidden;padding:0px 3px 0px 3px;vertical-align:bottom;text-align:center;">64</td> <td data-sheets-numberformat='{"1":2,"2":"0","3":1}' data-sheets-value='{"1":3,"3":54}' style="overflow:hidden;padding:0px 3px 0px 3px;vertical-align:bottom;text-align:center;">54</td> <td data-sheets-numberformat='{"1":2,"2":"0","3":1}' data-sheets-value='{"1":3,"3":23}' style="border-right:1px solid #000000;overflow:hidden;padding:0px 3px 0px 3px;vertical-align:bottom;text-align:center;">23</td> </tr> <tr style="height:20px;"> <td style="border-bottom:1px solid #000000;border-left:1px solid #000000;overflow:hidden;padding:0px 3px 0px 3px;vertical-align:bottom;"></td> <td data-sheets-value='{"1":2,"2":"Four-walled"}' style="border-bottom:1px solid #000000;overflow:hidden;padding:0px 3px 0px 3px;vertical-align:bottom;font-weight:bold;">Four-walled</td> <td data-sheets-value='{"1":2,"2":"Opal (H/H/O/H)"}' style="border-right:1px solid #000000;border-bottom:1px solid #000000;overflow:hidden;padding:0px 3px 0px 3px;vertical-align:bottom;font-weight:bold;">Opal (H/H/O/H)</td> <td data-sheets-numberformat='{"1":2,"2":"0.00","3":1}' data-sheets-value='{"1":3,"3":1.28}' style="border-bottom:1px solid #000000;overflow:hidden;padding:0px 3px 0px 3px;vertical-align:bottom;text-align:center;">1.28</td> <td data-sheets-numberformat='{"1":2,"2":"0","3":1}' data-sheets-value='{"1":3,"3":59}' style="border-bottom:1px solid #000000;overflow:hidden;padding:0px 3px 0px 3px;vertical-align:bottom;text-align:center;">59</td> <td data-sheets-numberformat='{"1":2,"2":"0","3":1}' data-sheets-value='{"1":3,"3":48}' style="border-bottom:1px solid #000000;overflow:hidden;padding:0px 3px 0px 3px;vertical-align:bottom;text-align:center;">48</td> <td data-sheets-numberformat='{"1":2,"2":"0","3":1}' data-sheets-value='{"1":3,"3":23}' style="border-right:1px solid #000000;border-bottom:1px solid #000000;overflow:hidden;padding:0px 3px 0px 3px;vertical-align:bottom;text-align:center;">23</td> </tr> <tr style="height:20px;"> <td data-sheets-value='{"1":2,"2":"Polycarbonate "}' style="border-left:1px solid #000000;overflow:hidden;padding:0px 3px 0px 3px;vertical-align:bottom;font-weight:bold;">Polycarbonate </td> <td data-sheets-value='{"1":2,"2":"Single-walled"}' style="overflow:hidden;padding:0px 3px 0px 3px;vertical-align:bottom;font-weight:bold;">Single-walled</td> <td data-sheets-value='{"1":2,"2":"Clear (A)"}' style="border-right:1px solid #000000;overflow:hidden;padding:0px 3px 0px 3px;vertical-align:bottom;font-weight:bold;">Clear (A)</td> <td data-sheets-numberformat='{"1":2,"2":"0.00","3":1}' data-sheets-value='{"1":3,"3":5.17}' style="overflow:hidden;padding:0px 3px 0px 3px;vertical-align:bottom;text-align:center;">5.17</td> <td data-sheets-numberformat='{"1":2,"2":"0","3":1}' data-sheets-value='{"1":3,"3":88}' style="overflow:hidden;padding:0px 3px 0px 3px;vertical-align:bottom;text-align:center;">88</td> <td data-sheets-numberformat='{"1":2,"2":"0","3":1}' data-sheets-value='{"1":3,"3":83}' style="overflow:hidden;padding:0px 3px 0px 3px;vertical-align:bottom;text-align:center;">83</td> <td data-sheets-numberformat='{"1":2,"2":"0","3":1}' data-sheets-value='{"1":2,"2":"-"}' style="border-right:1px solid #000000;overflow:hidden;padding:0px 3px 0px 3px;vertical-align:bottom;text-align:center;">-</td> </tr> <tr style="height:20px;"> <td data-sheets-value='{"1":2,"2":"PC"}' style="border-left:1px solid #000000;overflow:hidden;padding:0px 3px 0px 3px;vertical-align:bottom;font-weight:bold;">PC</td> <td data-sheets-value='{"1":2,"2":"Single-walled"}' style="overflow:hidden;padding:0px 3px 0px 3px;vertical-align:bottom;font-weight:bold;">Single-walled</td> <td data-sheets-value='{"1":2,"2":"Opal (D)"}' style="border-right:1px solid #000000;overflow:hidden;padding:0px 3px 0px 3px;vertical-align:bottom;font-weight:bold;">Opal (D)</td> <td data-sheets-numberformat='{"1":2,"2":"0.00","3":1}' data-sheets-value='{"1":3,"3":5.17}' style="overflow:hidden;padding:0px 3px 0px 3px;vertical-align:bottom;text-align:center;">5.17</td> <td data-sheets-numberformat='{"1":2,"2":"0","3":1}' data-sheets-value='{"1":3,"3":58}' style="overflow:hidden;padding:0px 3px 0px 3px;vertical-align:bottom;text-align:center;">58</td> <td data-sheets-numberformat='{"1":2,"2":"0","3":1}' data-sheets-value='{"1":3,"3":60}' style="overflow:hidden;padding:0px 3px 0px 3px;vertical-align:bottom;text-align:center;">60</td> <td data-sheets-numberformat='{"1":2,"2":"0","3":1}' data-sheets-value='{"1":2,"2":"-"}' style="border-right:1px solid #000000;overflow:hidden;padding:0px 3px 0px 3px;vertical-align:bottom;text-align:center;">-</td> </tr> <tr style="height:20px;"> <td style="border-left:1px solid #000000;overflow:hidden;padding:0px 3px 0px 3px;vertical-align:bottom;font-weight:bold;"></td> <td data-sheets-value='{"1":2,"2":"Double-walled"}' style="overflow:hidden;padding:0px 3px 0px 3px;vertical-align:bottom;font-weight:bold;">Double-walled</td> <td data-sheets-value='{"1":2,"2":"Clear (A/H)"}' style="border-right:1px solid #000000;overflow:hidden;padding:0px 3px 0px 3px;vertical-align:bottom;font-weight:bold;">Clear (A/H)</td> <td data-sheets-numberformat='{"1":2,"2":"0.00","3":1}' data-sheets-value='{"1":3,"3":2.9}' style="overflow:hidden;padding:0px 3px 0px 3px;vertical-align:bottom;text-align:center;">2.90</td> <td data-sheets-numberformat='{"1":2,"2":"0","3":1}' data-sheets-value='{"1":3,"3":79}' style="overflow:hidden;padding:0px 3px 0px 3px;vertical-align:bottom;text-align:center;">79</td> <td data-sheets-numberformat='{"1":2,"2":"0","3":1}' data-sheets-value='{"1":3,"3":72}' style="overflow:hidden;padding:0px 3px 0px 3px;vertical-align:bottom;text-align:center;">72</td> <td data-sheets-numberformat='{"1":2,"2":"0","3":1}' data-sheets-value='{"1":3,"3":20}' style="border-right:1px solid #000000;overflow:hidden;padding:0px 3px 0px 3px;vertical-align:bottom;text-align:center;">20</td> </tr> <tr style="height:20px;"> <td style="border-left:1px solid #000000;overflow:hidden;padding:0px 3px 0px 3px;vertical-align:bottom;font-weight:bold;"></td> <td data-sheets-value='{"1":2,"2":"Double-walled"}' style="overflow:hidden;padding:0px 3px 0px 3px;vertical-align:bottom;font-weight:bold;">Double-walled</td> <td data-sheets-value='{"1":2,"2":"Clear (A/A)"}' style="border-right:1px solid #000000;overflow:hidden;padding:0px 3px 0px 3px;vertical-align:bottom;font-weight:bold;">Clear (A/A)</td> <td data-sheets-numberformat='{"1":2,"2":"0.00","3":1}' data-sheets-value='{"1":3,"3":2.9}' style="overflow:hidden;padding:0px 3px 0px 3px;vertical-align:bottom;text-align:center;">2.90</td> <td data-sheets-numberformat='{"1":2,"2":"0","3":1}' data-sheets-value='{"1":3,"3":77}' style="overflow:hidden;padding:0px 3px 0px 3px;vertical-align:bottom;text-align:center;">77</td> <td data-sheets-numberformat='{"1":2,"2":"0","3":1}' data-sheets-value='{"1":3,"3":69}' style="overflow:hidden;padding:0px 3px 0px 3px;vertical-align:bottom;text-align:center;">69</td> <td data-sheets-numberformat='{"1":2,"2":"0","3":1}' data-sheets-value='{"1":3,"3":20}' style="border-right:1px solid #000000;overflow:hidden;padding:0px 3px 0px 3px;vertical-align:bottom;text-align:center;">20</td> </tr> <tr style="height:20px;"> <td style="border-left:1px solid #000000;overflow:hidden;padding:0px 3px 0px 3px;vertical-align:bottom;font-weight:bold;"></td> <td data-sheets-value='{"1":2,"2":"Double-walled"}' style="overflow:hidden;padding:0px 3px 0px 3px;vertical-align:bottom;font-weight:bold;">Double-walled</td> <td data-sheets-value='{"1":2,"2":"Opal (A/O)"}' style="border-right:1px solid #000000;overflow:hidden;padding:0px 3px 0px 3px;vertical-align:bottom;font-weight:bold;">Opal (A/O)</td> <td data-sheets-numberformat='{"1":2,"2":"0.00","3":1}' data-sheets-value='{"1":3,"3":2.9}' style="overflow:hidden;padding:0px 3px 0px 3px;vertical-align:bottom;text-align:center;">2.90</td> <td data-sheets-numberformat='{"1":2,"2":"0","3":1}' data-sheets-value='{"1":3,"3":73}' style="overflow:hidden;padding:0px 3px 0px 3px;vertical-align:bottom;text-align:center;">73</td> <td data-sheets-numberformat='{"1":2,"2":"0","3":1}' data-sheets-value='{"1":3,"3":63}' style="overflow:hidden;padding:0px 3px 0px 3px;vertical-align:bottom;text-align:center;">63</td> <td data-sheets-numberformat='{"1":2,"2":"0","3":1}' data-sheets-value='{"1":3,"3":20}' style="border-right:1px solid #000000;overflow:hidden;padding:0px 3px 0px 3px;vertical-align:bottom;text-align:center;">20</td> </tr> <tr style="height:20px;"> <td style="border-left:1px solid #000000;overflow:hidden;padding:0px 3px 0px 3px;vertical-align:bottom;font-weight:bold;"></td> <td data-sheets-value='{"1":2,"2":"Double-walled"}' style="overflow:hidden;padding:0px 3px 0px 3px;vertical-align:bottom;font-weight:bold;">Double-walled</td> <td data-sheets-value='{"1":2,"2":"Opal (A/D)"}' style="border-right:1px solid #000000;overflow:hidden;padding:0px 3px 0px 3px;vertical-align:bottom;font-weight:bold;">Opal (A/D)</td> <td data-sheets-numberformat='{"1":2,"2":"0.00","3":1}' data-sheets-value='{"1":3,"3":2.9}' style="overflow:hidden;padding:0px 3px 0px 3px;vertical-align:bottom;text-align:center;">2.90</td> <td data-sheets-numberformat='{"1":2,"2":"0","3":1}' data-sheets-value='{"1":3,"3":51}' style="overflow:hidden;padding:0px 3px 0px 3px;vertical-align:bottom;text-align:center;">51</td> <td data-sheets-numberformat='{"1":2,"2":"0","3":1}' data-sheets-value='{"1":3,"3":50}' style="overflow:hidden;padding:0px 3px 0px 3px;vertical-align:bottom;text-align:center;">50</td> <td data-sheets-numberformat='{"1":2,"2":"0","3":1}' data-sheets-value='{"1":3,"3":20}' style="border-right:1px solid #000000;overflow:hidden;padding:0px 3px 0px 3px;vertical-align:bottom;text-align:center;">20</td> </tr> <tr style="height:20px;"> <td style="border-left:1px solid #000000;overflow:hidden;padding:0px 3px 0px 3px;vertical-align:bottom;font-weight:bold;"></td> <td data-sheets-value='{"1":2,"2":"Triple-walled"}' style="overflow:hidden;padding:0px 3px 0px 3px;vertical-align:bottom;font-weight:bold;">Triple-walled</td> <td data-sheets-value='{"1":2,"2":"Clear (A/H/H)"}' style="border-right:1px solid #000000;overflow:hidden;padding:0px 3px 0px 3px;vertical-align:bottom;font-weight:bold;">Clear (A/H/H)</td> <td data-sheets-numberformat='{"1":2,"2":"0.00","3":1}' data-sheets-value='{"1":3,"3":1.7}' style="overflow:hidden;padding:0px 3px 0px 3px;vertical-align:bottom;text-align:center;">1.70</td> <td data-sheets-numberformat='{"1":2,"2":"0","3":1}' data-sheets-value='{"1":3,"3":71}' style="overflow:hidden;padding:0px 3px 0px 3px;vertical-align:bottom;text-align:center;">71</td> <td data-sheets-numberformat='{"1":2,"2":"0","3":1}' data-sheets-value='{"1":3,"3":63}' style="overflow:hidden;padding:0px 3px 0px 3px;vertical-align:bottom;text-align:center;">63</td> <td data-sheets-numberformat='{"1":2,"2":"0","3":1}' data-sheets-value='{"1":3,"3":22}' style="border-right:1px solid #000000;overflow:hidden;padding:0px 3px 0px 3px;vertical-align:bottom;text-align:center;">22</td> </tr> <tr style="height:20px;"> <td style="border-left:1px solid #000000;overflow:hidden;padding:0px 3px 0px 3px;vertical-align:bottom;font-weight:bold;"></td> <td data-sheets-value='{"1":2,"2":"Triple-walled"}' style="overflow:hidden;padding:0px 3px 0px 3px;vertical-align:bottom;font-weight:bold;">Triple-walled</td> <td data-sheets-value='{"1":2,"2":"Opal (A/O/O)"}' style="border-right:1px solid #000000;overflow:hidden;padding:0px 3px 0px 3px;vertical-align:bottom;font-weight:bold;">Opal (A/O/O)</td> <td data-sheets-numberformat='{"1":2,"2":"0.00","3":1}' data-sheets-value='{"1":3,"3":1.7}' style="overflow:hidden;padding:0px 3px 0px 3px;vertical-align:bottom;text-align:center;">1.70</td> <td data-sheets-numberformat='{"1":2,"2":"0","3":1}' data-sheets-value='{"1":3,"3":61}' style="overflow:hidden;padding:0px 3px 0px 3px;vertical-align:bottom;text-align:center;">61</td> <td data-sheets-numberformat='{"1":2,"2":"0","3":1}' data-sheets-value='{"1":3,"3":48}' style="overflow:hidden;padding:0px 3px 0px 3px;vertical-align:bottom;text-align:center;">48</td> <td data-sheets-numberformat='{"1":2,"2":"0","3":1}' data-sheets-value='{"1":3,"3":22}' style="border-right:1px solid #000000;overflow:hidden;padding:0px 3px 0px 3px;vertical-align:bottom;text-align:center;">22</td> </tr> <tr style="height:20px;"> <td style="border-left:1px solid #000000;overflow:hidden;padding:0px 3px 0px 3px;vertical-align:bottom;font-weight:bold;"></td> <td data-sheets-value='{"1":2,"2":"Four-walled"}' style="overflow:hidden;padding:0px 3px 0px 3px;vertical-align:bottom;font-weight:bold;">Four-walled</td> <td data-sheets-value='{"1":2,"2":"Clear (A/H/H/H)"}' style="border-right:1px solid #000000;overflow:hidden;padding:0px 3px 0px 3px;vertical-align:bottom;font-weight:bold;">Clear (A/H/H/H)</td> <td data-sheets-numberformat='{"1":2,"2":"0.00","3":1}' data-sheets-value='{"1":3,"3":1.28}' style="overflow:hidden;padding:0px 3px 0px 3px;vertical-align:bottom;text-align:center;">1.28</td> <td data-sheets-numberformat='{"1":2,"2":"0","3":1}' data-sheets-value='{"1":3,"3":64}' style="overflow:hidden;padding:0px 3px 0px 3px;vertical-align:bottom;text-align:center;">64</td> <td data-sheets-numberformat='{"1":2,"2":"0","3":1}' data-sheets-value='{"1":3,"3":52}' style="overflow:hidden;padding:0px 3px 0px 3px;vertical-align:bottom;text-align:center;">52</td> <td data-sheets-numberformat='{"1":2,"2":"0","3":1}' data-sheets-value='{"1":3,"3":23}' style="border-right:1px solid #000000;overflow:hidden;padding:0px 3px 0px 3px;vertical-align:bottom;text-align:center;">23</td> </tr> <tr style="height:20px;"> <td style="border-bottom:1px solid #000000;border-left:1px solid #000000;overflow:hidden;padding:0px 3px 0px 3px;vertical-align:bottom;"></td> <td data-sheets-value='{"1":2,"2":"Four-walled"}' style="border-bottom:1px solid #000000;overflow:hidden;padding:0px 3px 0px 3px;vertical-align:bottom;font-weight:bold;">Four-walled</td> <td data-sheets-value='{"1":2,"2":"Opal (A/H/O/H)"}' style="border-right:1px solid #000000;border-bottom:1px solid #000000;overflow:hidden;padding:0px 3px 0px 3px;vertical-align:bottom;font-weight:bold;">Opal (A/H/O/H)</td> <td data-sheets-numberformat='{"1":2,"2":"0.00","3":1}' data-sheets-value='{"1":3,"3":1.28}' style="border-bottom:1px solid #000000;overflow:hidden;padding:0px 3px 0px 3px;vertical-align:bottom;text-align:center;">1.28</td> <td data-sheets-numberformat='{"1":2,"2":"0","3":1}' data-sheets-value='{"1":3,"3":59}' style="border-bottom:1px solid #000000;overflow:hidden;padding:0px 3px 0px 3px;vertical-align:bottom;text-align:center;">59</td> <td data-sheets-numberformat='{"1":2,"2":"0","3":1}' data-sheets-value='{"1":3,"3":46}' style="border-bottom:1px solid #000000;overflow:hidden;padding:0px 3px 0px 3px;vertical-align:bottom;text-align:center;">46</td> <td data-sheets-numberformat='{"1":2,"2":"0","3":1}' data-sheets-value='{"1":3,"3":23}' style="border-right:1px solid #000000;border-bottom:1px solid #000000;overflow:hidden;padding:0px 3px 0px 3px;vertical-align:bottom;text-align:center;">23</td> </tr> <tr style="height:20px;"> <td data-sheets-value='{"1":2,"2":"Polycarbonate"}' style="border-left:1px solid #000000;overflow:hidden;padding:0px 3px 0px 3px;vertical-align:bottom;font-weight:bold;">Polycarbonate</td> <td data-sheets-value='{"1":2,"2":"Single-walled"}' style="overflow:hidden;padding:0px 3px 0px 3px;vertical-align:bottom;font-weight:bold;">Single-walled</td> <td data-sheets-value='{"1":2,"2":"Heatstop Opal (T)"}' style="border-right:1px solid #000000;overflow:hidden;padding:0px 3px 0px 3px;vertical-align:bottom;font-weight:bold;">Heatstop Opal (T)</td> <td data-sheets-numberformat='{"1":2,"2":"0.00","3":1}' data-sheets-value='{"1":3,"3":5.17}' style="overflow:hidden;padding:0px 3px 0px 3px;vertical-align:bottom;text-align:center;">5.17</td> <td data-sheets-numberformat='{"1":2,"2":"0","3":1}' data-sheets-value='{"1":3,"3":49}' style="overflow:hidden;padding:0px 3px 0px 3px;vertical-align:bottom;text-align:center;">49</td> <td data-sheets-numberformat='{"1":2,"2":"0","3":1}' data-sheets-value='{"1":3,"3":59}' style="overflow:hidden;padding:0px 3px 0px 3px;vertical-align:bottom;text-align:center;">59</td> <td data-sheets-numberformat='{"1":2,"2":"0","3":1}' data-sheets-value='{"1":2,"2":"-"}' style="border-right:1px solid #000000;overflow:hidden;padding:0px 3px 0px 3px;vertical-align:bottom;text-align:center;">-</td> </tr> <tr style="height:20px;"> <td data-sheets-value='{"1":2,"2":"Heatstop PC"}' style="border-left:1px solid #000000;overflow:hidden;padding:0px 3px 0px 3px;vertical-align:bottom;font-weight:bold;">Heatstop PC</td> <td data-sheets-value='{"1":2,"2":"Double-walled"}' style="overflow:hidden;padding:0px 3px 0px 3px;vertical-align:bottom;font-weight:bold;">Double-walled</td> <td data-sheets-value='{"1":2,"2":"Clear (T/H)"}' style="border-right:1px solid #000000;overflow:hidden;padding:0px 3px 0px 3px;vertical-align:bottom;font-weight:bold;">Clear (T/H)</td> <td data-sheets-numberformat='{"1":2,"2":"0.00","3":1}' data-sheets-value='{"1":3,"3":2.9}' style="overflow:hidden;padding:0px 3px 0px 3px;vertical-align:bottom;text-align:center;">2.90</td> <td data-sheets-numberformat='{"1":2,"2":"0","3":1}' data-sheets-value='{"1":3,"3":44}' style="overflow:hidden;padding:0px 3px 0px 3px;vertical-align:bottom;text-align:center;">44</td> <td data-sheets-numberformat='{"1":2,"2":"0","3":1}' data-sheets-value='{"1":3,"3":51}' style="overflow:hidden;padding:0px 3px 0px 3px;vertical-align:bottom;text-align:center;">51</td> <td data-sheets-numberformat='{"1":2,"2":"0","3":1}' data-sheets-value='{"1":3,"3":20}' style="border-right:1px solid #000000;overflow:hidden;padding:0px 3px 0px 3px;vertical-align:bottom;text-align:center;">20</td> </tr> <tr style="height:20px;"> <td style="border-left:1px solid #000000;overflow:hidden;padding:0px 3px 0px 3px;vertical-align:bottom;font-weight:bold;"></td> <td data-sheets-value='{"1":2,"2":"Double-walled"}' style="overflow:hidden;padding:0px 3px 0px 3px;vertical-align:bottom;font-weight:bold;">Double-walled</td> <td data-sheets-value='{"1":2,"2":"Opal (T/O)"}' style="border-right:1px solid #000000;overflow:hidden;padding:0px 3px 0px 3px;vertical-align:bottom;font-weight:bold;">Opal (T/O)</td> <td data-sheets-numberformat='{"1":2,"2":"0.00","3":1}' data-sheets-value='{"1":3,"3":2.9}' style="overflow:hidden;padding:0px 3px 0px 3px;vertical-align:bottom;text-align:center;">2.90</td> <td data-sheets-numberformat='{"1":2,"2":"0","3":1}' data-sheets-value='{"1":3,"3":41}' style="overflow:hidden;padding:0px 3px 0px 3px;vertical-align:bottom;text-align:center;">41</td> <td data-sheets-numberformat='{"1":2,"2":"0","3":1}' data-sheets-value='{"1":3,"3":45}' style="overflow:hidden;padding:0px 3px 0px 3px;vertical-align:bottom;text-align:center;">45</td> <td data-sheets-numberformat='{"1":2,"2":"0","3":1}' data-sheets-value='{"1":3,"3":20}' style="border-right:1px solid #000000;overflow:hidden;padding:0px 3px 0px 3px;vertical-align:bottom;text-align:center;">20</td> </tr> <tr style="height:20px;"> <td style="border-left:1px solid #000000;overflow:hidden;padding:0px 3px 0px 3px;vertical-align:bottom;font-weight:bold;"></td> <td data-sheets-value='{"1":2,"2":"Triple-walled"}' style="overflow:hidden; | skylux-160-ce-met-koepel-en-pvc-opstand-16-00-met-lm-motor-0750-x-1050-mm | 8586021405005 | 46872329093453
Smoke and heat exhaust (SHEV) | SHE system | Skylux | Skylux 160° CE with skylight and PVC curb 16/00 with LM-actuator 0750 x 1250 mm |  | 35741 | 5412970357414 | 3327.5 | Yes | 30-45 | 50.42 | 750 x 1250 mm | 1250 | 750 |  | PVC 16/00 (16 cm high & roof opening = daylight size) | Rectangular | 5.17 W/m²K - 1.28 W/m²K | 87% - 32% | 90% - 32% | 20dB - 23dB | 160° CE (for industry) | skylight | without spoiler | E | Single actuator | Maximum four-walled skylight possible for this product | Ut-value LT-value g-value Rw-value EN 1873 : 2014 EN ISO 13468 EN 16153 EN 410 EN 410 EN ISO 140-3 Material Walls Shells (W/m²K) (%) (%) (dB) Acrylic Single-walled Clear (H) 5.17 90 87 - PMMA Single-walled Opal (O) 5.17 83 76 - Double-walled Clear (H/H) 2.90 81 75 20 Double-walled Opal (O/O) 2.90 69 58 20 Triple-walled Clear (H/H/H) 1.70 73 65 22 Triple-walled Opal (O/H/O) 1.70 62 51 22 Four-walled Clear (H/H/H/H) 1.28 64 54 23 Four-walled Opal (H/H/O/H) 1.28 59 48 23 Polycarbonate Single-walled Clear (A) 5.17 88 83 - PC Single-walled Opal (D) 5.17 58 60 - Double-walled Clear (A/H) 2.90 79 72 20 Double-walled Clear (A/A) 2.90 77 69 20 Double-walled Opal (A/O) 2.90 73 63 20 Double-walled Opal (A/D) 2.90 51 50 20 Triple-walled Clear (A/H/H) 1.70 71 63 22 Triple-walled Opal (A/O/O) 1.70 61 48 22 Four-walled Clear (A/H/H/H) 1.28 64 52 23 Four-walled Opal (A/H/O/H) 1.28 59 46 23 Polycarbonate Single-walled Heatstop Opal (T) 5.17 49 59 - Heatstop PC Double-walled Clear (T/H) 2.90 44 51 20 Double-walled Opal (T/O) 2.90 41 45 20 Triple-walled Clear (T/H/H) 1.70 40 <td data-sheets-numberformat='{"1":2,"2":"0","3":1}' data-sheets-value='{"1":3,"3":44}' style="overflow:hidden;paddin | https://skylux.eu/en/products/skylux-160-ce-met-koepel-en-pvc-opstand-16-00-met-lm-motor-0750-x-1250-mm | https://skylux.eu/cdn/shop/files/Skylux-160deg-CE-met-koepel-en-pvc-opstand-1600-met-LM-motor-0750-x-1250-mm-RWA-systeem.jpg?v=1702979293&width=1600 | https://skylux.eu/cdn/shop/files/e5a82811-1bb0-48e4-a776-cacb59c7c092_d962fd83-b663-4ad1-a4e0-f17b284c213c.jpg?v=1688550865&width=1600 | //skylux.eu/cdn/shop/files/E_MH_Mounting_instructions_Skylux_160_CE_LM.pdf?v=12406716259046007223 | //skylux.eu/cdn/shop/files/E_TD_Technical_File_Skylux_Skylux_160_CE_Electric.pdf?v=3667116872303399239 | <style type="text/css" id="isPasted"> <!--td { border: 1px solid #cccccc; } br { mso-data-placement: same-cell; } --> </style> <table border="1" cellpadding="0" cellspacing="0" dir="ltr" style="table-layout:fixed;font-size:10pt;font-family:Arial;border-collapse:collapse;border:none;"><tbody> <tr style="height:20px;"> <td style="overflow:hidden;padding:0px 3px 0px 3px;vertical-align:bottom;"></td> <td style="overflow:hidden;padding:0px 3px 0px 3px;vertical-align:bottom;"></td> <td style="overflow:hidden;padding:0px 3px 0px 3px;vertical-align:bottom;"></td> <td data-sheets-value='{"1":2,"2":"Ut-value"}' style="overflow:hidden;padding:0px 3px 0px 3px;vertical-align:bottom;font-weight:bold;text-align:center;">Ut-value</td> <td data-sheets-value='{"1":2,"2":"LT-value"}' style="overflow:hidden;padding:0px 3px 0px 3px;vertical-align:bottom;font-weight:bold;text-align:center;">LT-value</td> <td data-sheets-value='{"1":2,"2":"g-value"}' style="overflow:hidden;padding:0px 3px 0px 3px;vertical-align:bottom;font-weight:bold;text-align:center;">g-value</td> <td data-sheets-value='{"1":2,"2":"Rw-value "}' style="overflow:hidden;padding:0px 3px 0px 3px;vertical-align:bottom;font-weight:bold;text-align:center;">Rw-value </td> </tr> <tr style="height:20px;"> <td style="overflow:hidden;padding:0px 3px 0px 3px;vertical-align:bottom;"></td> <td style="overflow:hidden;padding:0px 3px 0px 3px;vertical-align:bottom;"></td> <td style="overflow:hidden;padding:0px 3px 0px 3px;vertical-align:bottom;"></td> <td data-sheets-numberformat='{"1":2,"2":"0.00","3":1}' data-sheets-value='{"1":2,"2":"EN 1873 : 2014"}' style="overflow:hidden;padding:0px 3px 0px 3px;vertical-align:bottom;text-align:center;">EN 1873 : 2014</td> <td data-sheets-numberformat='{"1":2,"2":"0","3":1}' data-sheets-value='{"1":2,"2":"EN ISO 13468 EN 16153 EN 410"}' style="overflow:hidden;padding:0px 3px 0px 3px;vertical-align:bottom;text-align:center;">EN ISO 13468 EN 16153 EN 410</td> <td data-sheets-numberformat='{"1":2,"2":"0","3":1}' data-sheets-value='{"1":2,"2":"EN 410"}' style="overflow:hidden;padding:0px 3px 0px 3px;vertical-align:bottom;text-align:center;">EN 410</td> <td data-sheets-value='{"1":2,"2":"EN ISO 140-3\t\t"}' style="overflow:hidden;padding:0px 3px 0px 3px;vertical-align:bottom;text-align:center;">EN ISO 140-3 </td> </tr> <tr style="height:20px;"> <td data-sheets-value='{"1":2,"2":"Material"}' style="border-bottom:1px solid #000000;overflow:hidden;padding:0px 3px 0px 3px;vertical-align:bottom;background-color:#000000;font-weight:bold;color:#ffffff;">Material</td> <td data-sheets-value='{"1":2,"2":"Walls"}' style="border-bottom:1px solid #000000;overflow:hidden;padding:0px 3px 0px 3px;vertical-align:bottom;background-color:#000000;font-weight:bold;color:#ffffff;">Walls</td> <td data-sheets-value='{"1":2,"2":"Shells"}' style="border-bottom:1px solid #000000;overflow:hidden;padding:0px 3px 0px 3px;vertical-align:bottom;background-color:#000000;font-weight:bold;color:#ffffff;">Shells</td> <td data-sheets-numberformat='{"1":2,"2":"0.00","3":1}' data-sheets-value='{"1":2,"2":"(W/m²K)\t"}' style="border-bottom:1px solid #000000;overflow:hidden;padding:0px 3px 0px 3px;vertical-align:bottom;background-color:#000000;font-weight:bold;color:#ffffff;text-align:center;">(W/m²K) </td> <td data-sheets-numberformat='{"1":2,"2":"0","3":1}' data-sheets-value='{"1":2,"2":"(%)"}' style="border-bottom:1px solid #000000;overflow:hidden;padding:0px 3px 0px 3px;vertical-align:bottom;background-color:#000000;font-weight:bold;color:#ffffff;text-align:center;">(%)</td> <td data-sheets-numberformat='{"1":2,"2":"0","3":1}' data-sheets-value='{"1":2,"2":"(%)"}' style="border-bottom:1px solid #000000;overflow:hidden;padding:0px 3px 0px 3px;vertical-align:bottom;background-color:#000000;font-weight:bold;color:#ffffff;text-align:center;">(%)</td> <td data-sheets-value='{"1":2,"2":"(dB)"}' style="border-bottom:1px solid #000000;overflow:hidden;padding:0px 3px 0px 3px;vertical-align:bottom;background-color:#000000;font-weight:bold;color:#ffffff;text-align:center;">(dB)</td> </tr> <tr style="height:20px;"> <td data-sheets-value='{"1":2,"2":"Acrylic"}' style="border-left:1px solid #000000;overflow:hidden;padding:0px 3px 0px 3px;vertical-align:bottom;font-weight:bold;">Acrylic</td> <td data-sheets-value='{"1":2,"2":"Single-walled"}' style="overflow:hidden;padding:0px 3px 0px 3px;vertical-align:bottom;font-weight:bold;">Single-walled</td> <td data-sheets-value='{"1":2,"2":"Clear (H)"}' style="border-right:1px solid #000000;overflow:hidden;padding:0px 3px 0px 3px;vertical-align:bottom;font-weight:bold;">Clear (H)</td> <td data-sheets-numberformat='{"1":2,"2":"0.00","3":1}' data-sheets-value='{"1":3,"3":5.17}' style="overflow:hidden;padding:0px 3px 0px 3px;vertical-align:bottom;text-align:center;">5.17</td> <td data-sheets-numberformat='{"1":2,"2":"0","3":1}' data-sheets-value='{"1":3,"3":90}' style="overflow:hidden;padding:0px 3px 0px 3px;vertical-align:bottom;text-align:center;">90</td> <td data-sheets-numberformat='{"1":2,"2":"0","3":1}' data-sheets-value='{"1":3,"3":87}' style="overflow:hidden;padding:0px 3px 0px 3px;vertical-align:bottom;text-align:center;">87</td> <td data-sheets-numberformat='{"1":2,"2":"0","3":1}' data-sheets-value='{"1":2,"2":"-"}' style="border-right:1px solid #000000;overflow:hidden;padding:0px 3px 0px 3px;vertical-align:bottom;text-align:center;">-</td> </tr> <tr style="height:20px;"> <td data-sheets-value='{"1":2,"2":"PMMA"}' style="border-left:1px solid #000000;overflow:hidden;padding:0px 3px 0px 3px;vertical-align:bottom;font-weight:bold;">PMMA</td> <td data-sheets-value='{"1":2,"2":"Single-walled"}' style="overflow:hidden;padding:0px 3px 0px 3px;vertical-align:bottom;font-weight:bold;">Single-walled</td> <td data-sheets-value='{"1":2,"2":"Opal (O)"}' style="border-right:1px solid #000000;overflow:hidden;padding:0px 3px 0px 3px;vertical-align:bottom;font-weight:bold;">Opal (O)</td> <td data-sheets-numberformat='{"1":2,"2":"0.00","3":1}' data-sheets-value='{"1":3,"3":5.17}' style="overflow:hidden;padding:0px 3px 0px 3px;vertical-align:bottom;text-align:center;">5.17</td> <td data-sheets-numberformat='{"1":2,"2":"0","3":1}' data-sheets-value='{"1":3,"3":83}' style="overflow:hidden;padding:0px 3px 0px 3px;vertical-align:bottom;text-align:center;">83</td> <td data-sheets-numberformat='{"1":2,"2":"0","3":1}' data-sheets-value='{"1":3,"3":76}' style="overflow:hidden;padding:0px 3px 0px 3px;vertical-align:bottom;text-align:center;">76</td> <td data-sheets-numberformat='{"1":2,"2":"0","3":1}' data-sheets-value='{"1":2,"2":"-"}' style="border-right:1px solid #000000;overflow:hidden;padding:0px 3px 0px 3px;vertical-align:bottom;text-align:center;">-</td> </tr> <tr style="height:20px;"> <td style="border-left:1px solid #000000;overflow:hidden;padding:0px 3px 0px 3px;vertical-align:bottom;font-weight:bold;"></td> <td data-sheets-value='{"1":2,"2":"Double-walled"}' style="overflow:hidden;padding:0px 3px 0px 3px;vertical-align:bottom;font-weight:bold;">Double-walled</td> <td data-sheets-value='{"1":2,"2":"Clear (H/H)"}' style="border-right:1px solid #000000;overflow:hidden;padding:0px 3px 0px 3px;vertical-align:bottom;font-weight:bold;">Clear (H/H)</td> <td data-sheets-numberformat='{"1":2,"2":"0.00","3":1}' data-sheets-value='{"1":3,"3":2.9}' style="overflow:hidden;padding:0px 3px 0px 3px;vertical-align:bottom;text-align:center;">2.90</td> <td data-sheets-numberformat='{"1":2,"2":"0","3":1}' data-sheets-value='{"1":3,"3":81}' style="overflow:hidden;padding:0px 3px 0px 3px;vertical-align:bottom;text-align:center;">81</td> <td data-sheets-numberformat='{"1":2,"2":"0","3":1}' data-sheets-value='{"1":3,"3":75}' style="overflow:hidden;padding:0px 3px 0px 3px;vertical-align:bottom;text-align:center;">75</td> <td data-sheets-numberformat='{"1":2,"2":"0","3":1}' data-sheets-value='{"1":3,"3":20}' style="border-right:1px solid #000000;overflow:hidden;padding:0px 3px 0px 3px;vertical-align:bottom;text-align:center;">20</td> </tr> <tr style="height:20px;"> <td style="border-left:1px solid #000000;overflow:hidden;padding:0px 3px 0px 3px;vertical-align:bottom;font-weight:bold;"></td> <td data-sheets-value='{"1":2,"2":"Double-walled"}' style="overflow:hidden;padding:0px 3px 0px 3px;vertical-align:bottom;font-weight:bold;">Double-walled</td> <td data-sheets-value='{"1":2,"2":"Opal (O/O)"}' style="border-right:1px solid #000000;overflow:hidden;padding:0px 3px 0px 3px;vertical-align:bottom;font-weight:bold;">Opal (O/O)</td> <td data-sheets-numberformat='{"1":2,"2":"0.00","3":1}' data-sheets-value='{"1":3,"3":2.9}' style="overflow:hidden;padding:0px 3px 0px 3px;vertical-align:bottom;text-align:center;">2.90</td> <td data-sheets-numberformat='{"1":2,"2":"0","3":1}' data-sheets-value='{"1":3,"3":69}' style="overflow:hidden;padding:0px 3px 0px 3px;vertical-align:bottom;text-align:center;">69</td> <td data-sheets-numberformat='{"1":2,"2":"0","3":1}' data-sheets-value='{"1":3,"3":58}' style="overflow:hidden;padding:0px 3px 0px 3px;vertical-align:bottom;text-align:center;">58</td> <td data-sheets-numberformat='{"1":2,"2":"0","3":1}' data-sheets-value='{"1":3,"3":20}' style="border-right:1px solid #000000;overflow:hidden;padding:0px 3px 0px 3px;vertical-align:bottom;text-align:center;">20</td> </tr> <tr style="height:20px;"> <td style="border-left:1px solid #000000;overflow:hidden;padding:0px 3px 0px 3px;vertical-align:bottom;font-weight:bold;"></td> <td data-sheets-value='{"1":2,"2":"Triple-walled"}' style="overflow:hidden;padding:0px 3px 0px 3px;vertical-align:bottom;font-weight:bold;">Triple-walled</td> <td data-sheets-value='{"1":2,"2":"Clear (H/H/H)"}' style="border-right:1px solid #000000;overflow:hidden;padding:0px 3px 0px 3px;vertical-align:bottom;font-weight:bold;">Clear (H/H/H)</td> <td data-sheets-numberformat='{"1":2,"2":"0.00","3":1}' data-sheets-value='{"1":3,"3":1.7}' style="overflow:hidden;padding:0px 3px 0px 3px;vertical-align:bottom;text-align:center;">1.70</td> <td data-sheets-numberformat='{"1":2,"2":"0","3":1}' data-sheets-value='{"1":3,"3":73}' style="overflow:hidden;padding:0px 3px 0px 3px;vertical-align:bottom;text-align:center;">73</td> <td data-sheets-numberformat='{"1":2,"2":"0","3":1}' data-sheets-value='{"1":3,"3":65}' style="overflow:hidden;padding:0px 3px 0px 3px;vertical-align:bottom;text-align:center;">65</td> <td data-sheets-numberformat='{"1":2,"2":"0","3":1}' data-sheets-value='{"1":3,"3":22}' style="border-right:1px solid #000000;overflow:hidden;padding:0px 3px 0px 3px;vertical-align:bottom;text-align:center;">22</td> </tr> <tr style="height:20px;"> <td style="border-left:1px solid #000000;overflow:hidden;padding:0px 3px 0px 3px;vertical-align:bottom;font-weight:bold;"></td> <td data-sheets-value='{"1":2,"2":"Triple-walled"}' style="overflow:hidden;padding:0px 3px 0px 3px;vertical-align:bottom;font-weight:bold;">Triple-walled</td> <td data-sheets-value='{"1":2,"2":"Opal (O/H/O)"}' style="border-right:1px solid #000000;overflow:hidden;padding:0px 3px 0px 3px;vertical-align:bottom;font-weight:bold;">Opal (O/H/O)</td> <td data-sheets-numberformat='{"1":2,"2":"0.00","3":1}' data-sheets-value='{"1":3,"3":1.7}' style="overflow:hidden;padding:0px 3px 0px 3px;vertical-align:bottom;text-align:center;">1.70</td> <td data-sheets-numberformat='{"1":2,"2":"0","3":1}' data-sheets-value='{"1":3,"3":62}' style="overflow:hidden;padding:0px 3px 0px 3px;vertical-align:bottom;text-align:center;">62</td> <td data-sheets-numberformat='{"1":2,"2":"0","3":1}' data-sheets-value='{"1":3,"3":51}' style="overflow:hidden;padding:0px 3px 0px 3px;vertical-align:bottom;text-align:center;">51</td> <td data-sheets-numberformat='{"1":2,"2":"0","3":1}' data-sheets-value='{"1":3,"3":22}' style="border-right:1px solid #000000;overflow:hidden;padding:0px 3px 0px 3px;vertical-align:bottom;text-align:center;">22</td> </tr> <tr style="height:20px;"> <td style="border-left:1px solid #000000;overflow:hidden;padding:0px 3px 0px 3px;vertical-align:bottom;font-weight:bold;"></td> <td data-sheets-value='{"1":2,"2":"Four-walled"}' style="overflow:hidden;padding:0px 3px 0px 3px;vertical-align:bottom;font-weight:bold;">Four-walled</td> <td data-sheets-value='{"1":2,"2":"Clear (H/H/H/H)"}' style="border-right:1px solid #000000;overflow:hidden;padding:0px 3px 0px 3px;vertical-align:bottom;font-weight:bold;">Clear (H/H/H/H)</td> <td data-sheets-numberformat='{"1":2,"2":"0.00","3":1}' data-sheets-value='{"1":3,"3":1.28}' style="overflow:hidden;padding:0px 3px 0px 3px;vertical-align:bottom;text-align:center;">1.28</td> <td data-sheets-numberformat='{"1":2,"2":"0","3":1}' data-sheets-value='{"1":3,"3":64}' style="overflow:hidden;padding:0px 3px 0px 3px;vertical-align:bottom;text-align:center;">64</td> <td data-sheets-numberformat='{"1":2,"2":"0","3":1}' data-sheets-value='{"1":3,"3":54}' style="overflow:hidden;padding:0px 3px 0px 3px;vertical-align:bottom;text-align:center;">54</td> <td data-sheets-numberformat='{"1":2,"2":"0","3":1}' data-sheets-value='{"1":3,"3":23}' style="border-right:1px solid #000000;overflow:hidden;padding:0px 3px 0px 3px;vertical-align:bottom;text-align:center;">23</td> </tr> <tr style="height:20px;"> <td style="border-bottom:1px solid #000000;border-left:1px solid #000000;overflow:hidden;padding:0px 3px 0px 3px;vertical-align:bottom;"></td> <td data-sheets-value='{"1":2,"2":"Four-walled"}' style="border-bottom:1px solid #000000;overflow:hidden;padding:0px 3px 0px 3px;vertical-align:bottom;font-weight:bold;">Four-walled</td> <td data-sheets-value='{"1":2,"2":"Opal (H/H/O/H)"}' style="border-right:1px solid #000000;border-bottom:1px solid #000000;overflow:hidden;padding:0px 3px 0px 3px;vertical-align:bottom;font-weight:bold;">Opal (H/H/O/H)</td> <td data-sheets-numberformat='{"1":2,"2":"0.00","3":1}' data-sheets-value='{"1":3,"3":1.28}' style="border-bottom:1px solid #000000;overflow:hidden;padding:0px 3px 0px 3px;vertical-align:bottom;text-align:center;">1.28</td> <td data-sheets-numberformat='{"1":2,"2":"0","3":1}' data-sheets-value='{"1":3,"3":59}' style="border-bottom:1px solid #000000;overflow:hidden;padding:0px 3px 0px 3px;vertical-align:bottom;text-align:center;">59</td> <td data-sheets-numberformat='{"1":2,"2":"0","3":1}' data-sheets-value='{"1":3,"3":48}' style="border-bottom:1px solid #000000;overflow:hidden;padding:0px 3px 0px 3px;vertical-align:bottom;text-align:center;">48</td> <td data-sheets-numberformat='{"1":2,"2":"0","3":1}' data-sheets-value='{"1":3,"3":23}' style="border-right:1px solid #000000;border-bottom:1px solid #000000;overflow:hidden;padding:0px 3px 0px 3px;vertical-align:bottom;text-align:center;">23</td> </tr> <tr style="height:20px;"> <td data-sheets-value='{"1":2,"2":"Polycarbonate "}' style="border-left:1px solid #000000;overflow:hidden;padding:0px 3px 0px 3px;vertical-align:bottom;font-weight:bold;">Polycarbonate </td> <td data-sheets-value='{"1":2,"2":"Single-walled"}' style="overflow:hidden;padding:0px 3px 0px 3px;vertical-align:bottom;font-weight:bold;">Single-walled</td> <td data-sheets-value='{"1":2,"2":"Clear (A)"}' style="border-right:1px solid #000000;overflow:hidden;padding:0px 3px 0px 3px;vertical-align:bottom;font-weight:bold;">Clear (A)</td> <td data-sheets-numberformat='{"1":2,"2":"0.00","3":1}' data-sheets-value='{"1":3,"3":5.17}' style="overflow:hidden;padding:0px 3px 0px 3px;vertical-align:bottom;text-align:center;">5.17</td> <td data-sheets-numberformat='{"1":2,"2":"0","3":1}' data-sheets-value='{"1":3,"3":88}' style="overflow:hidden;padding:0px 3px 0px 3px;vertical-align:bottom;text-align:center;">88</td> <td data-sheets-numberformat='{"1":2,"2":"0","3":1}' data-sheets-value='{"1":3,"3":83}' style="overflow:hidden;padding:0px 3px 0px 3px;vertical-align:bottom;text-align:center;">83</td> <td data-sheets-numberformat='{"1":2,"2":"0","3":1}' data-sheets-value='{"1":2,"2":"-"}' style="border-right:1px solid #000000;overflow:hidden;padding:0px 3px 0px 3px;vertical-align:bottom;text-align:center;">-</td> </tr> <tr style="height:20px;"> <td data-sheets-value='{"1":2,"2":"PC"}' style="border-left:1px solid #000000;overflow:hidden;padding:0px 3px 0px 3px;vertical-align:bottom;font-weight:bold;">PC</td> <td data-sheets-value='{"1":2,"2":"Single-walled"}' style="overflow:hidden;padding:0px 3px 0px 3px;vertical-align:bottom;font-weight:bold;">Single-walled</td> <td data-sheets-value='{"1":2,"2":"Opal (D)"}' style="border-right:1px solid #000000;overflow:hidden;padding:0px 3px 0px 3px;vertical-align:bottom;font-weight:bold;">Opal (D)</td> <td data-sheets-numberformat='{"1":2,"2":"0.00","3":1}' data-sheets-value='{"1":3,"3":5.17}' style="overflow:hidden;padding:0px 3px 0px 3px;vertical-align:bottom;text-align:center;">5.17</td> <td data-sheets-numberformat='{"1":2,"2":"0","3":1}' data-sheets-value='{"1":3,"3":58}' style="overflow:hidden;padding:0px 3px 0px 3px;vertical-align:bottom;text-align:center;">58</td> <td data-sheets-numberformat='{"1":2,"2":"0","3":1}' data-sheets-value='{"1":3,"3":60}' style="overflow:hidden;padding:0px 3px 0px 3px;vertical-align:bottom;text-align:center;">60</td> <td data-sheets-numberformat='{"1":2,"2":"0","3":1}' data-sheets-value='{"1":2,"2":"-"}' style="border-right:1px solid #000000;overflow:hidden;padding:0px 3px 0px 3px;vertical-align:bottom;text-align:center;">-</td> </tr> <tr style="height:20px;"> <td style="border-left:1px solid #000000;overflow:hidden;padding:0px 3px 0px 3px;vertical-align:bottom;font-weight:bold;"></td> <td data-sheets-value='{"1":2,"2":"Double-walled"}' style="overflow:hidden;padding:0px 3px 0px 3px;vertical-align:bottom;font-weight:bold;">Double-walled</td> <td data-sheets-value='{"1":2,"2":"Clear (A/H)"}' style="border-right:1px solid #000000;overflow:hidden;padding:0px 3px 0px 3px;vertical-align:bottom;font-weight:bold;">Clear (A/H)</td> <td data-sheets-numberformat='{"1":2,"2":"0.00","3":1}' data-sheets-value='{"1":3,"3":2.9}' style="overflow:hidden;padding:0px 3px 0px 3px;vertical-align:bottom;text-align:center;">2.90</td> <td data-sheets-numberformat='{"1":2,"2":"0","3":1}' data-sheets-value='{"1":3,"3":79}' style="overflow:hidden;padding:0px 3px 0px 3px;vertical-align:bottom;text-align:center;">79</td> <td data-sheets-numberformat='{"1":2,"2":"0","3":1}' data-sheets-value='{"1":3,"3":72}' style="overflow:hidden;padding:0px 3px 0px 3px;vertical-align:bottom;text-align:center;">72</td> <td data-sheets-numberformat='{"1":2,"2":"0","3":1}' data-sheets-value='{"1":3,"3":20}' style="border-right:1px solid #000000;overflow:hidden;padding:0px 3px 0px 3px;vertical-align:bottom;text-align:center;">20</td> </tr> <tr style="height:20px;"> <td style="border-left:1px solid #000000;overflow:hidden;padding:0px 3px 0px 3px;vertical-align:bottom;font-weight:bold;"></td> <td data-sheets-value='{"1":2,"2":"Double-walled"}' style="overflow:hidden;padding:0px 3px 0px 3px;vertical-align:bottom;font-weight:bold;">Double-walled</td> <td data-sheets-value='{"1":2,"2":"Clear (A/A)"}' style="border-right:1px solid #000000;overflow:hidden;padding:0px 3px 0px 3px;vertical-align:bottom;font-weight:bold;">Clear (A/A)</td> <td data-sheets-numberformat='{"1":2,"2":"0.00","3":1}' data-sheets-value='{"1":3,"3":2.9}' style="overflow:hidden;padding:0px 3px 0px 3px;vertical-align:bottom;text-align:center;">2.90</td> <td data-sheets-numberformat='{"1":2,"2":"0","3":1}' data-sheets-value='{"1":3,"3":77}' style="overflow:hidden;padding:0px 3px 0px 3px;vertical-align:bottom;text-align:center;">77</td> <td data-sheets-numberformat='{"1":2,"2":"0","3":1}' data-sheets-value='{"1":3,"3":69}' style="overflow:hidden;padding:0px 3px 0px 3px;vertical-align:bottom;text-align:center;">69</td> <td data-sheets-numberformat='{"1":2,"2":"0","3":1}' data-sheets-value='{"1":3,"3":20}' style="border-right:1px solid #000000;overflow:hidden;padding:0px 3px 0px 3px;vertical-align:bottom;text-align:center;">20</td> </tr> <tr style="height:20px;"> <td style="border-left:1px solid #000000;overflow:hidden;padding:0px 3px 0px 3px;vertical-align:bottom;font-weight:bold;"></td> <td data-sheets-value='{"1":2,"2":"Double-walled"}' style="overflow:hidden;padding:0px 3px 0px 3px;vertical-align:bottom;font-weight:bold;">Double-walled</td> <td data-sheets-value='{"1":2,"2":"Opal (A/O)"}' style="border-right:1px solid #000000;overflow:hidden;padding:0px 3px 0px 3px;vertical-align:bottom;font-weight:bold;">Opal (A/O)</td> <td data-sheets-numberformat='{"1":2,"2":"0.00","3":1}' data-sheets-value='{"1":3,"3":2.9}' style="overflow:hidden;padding:0px 3px 0px 3px;vertical-align:bottom;text-align:center;">2.90</td> <td data-sheets-numberformat='{"1":2,"2":"0","3":1}' data-sheets-value='{"1":3,"3":73}' style="overflow:hidden;padding:0px 3px 0px 3px;vertical-align:bottom;text-align:center;">73</td> <td data-sheets-numberformat='{"1":2,"2":"0","3":1}' data-sheets-value='{"1":3,"3":63}' style="overflow:hidden;padding:0px 3px 0px 3px;vertical-align:bottom;text-align:center;">63</td> <td data-sheets-numberformat='{"1":2,"2":"0","3":1}' data-sheets-value='{"1":3,"3":20}' style="border-right:1px solid #000000;overflow:hidden;padding:0px 3px 0px 3px;vertical-align:bottom;text-align:center;">20</td> </tr> <tr style="height:20px;"> <td style="border-left:1px solid #000000;overflow:hidden;padding:0px 3px 0px 3px;vertical-align:bottom;font-weight:bold;"></td> <td data-sheets-value='{"1":2,"2":"Double-walled"}' style="overflow:hidden;padding:0px 3px 0px 3px;vertical-align:bottom;font-weight:bold;">Double-walled</td> <td data-sheets-value='{"1":2,"2":"Opal (A/D)"}' style="border-right:1px solid #000000;overflow:hidden;padding:0px 3px 0px 3px;vertical-align:bottom;font-weight:bold;">Opal (A/D)</td> <td data-sheets-numberformat='{"1":2,"2":"0.00","3":1}' data-sheets-value='{"1":3,"3":2.9}' style="overflow:hidden;padding:0px 3px 0px 3px;vertical-align:bottom;text-align:center;">2.90</td> <td data-sheets-numberformat='{"1":2,"2":"0","3":1}' data-sheets-value='{"1":3,"3":51}' style="overflow:hidden;padding:0px 3px 0px 3px;vertical-align:bottom;text-align:center;">51</td> <td data-sheets-numberformat='{"1":2,"2":"0","3":1}' data-sheets-value='{"1":3,"3":50}' style="overflow:hidden;padding:0px 3px 0px 3px;vertical-align:bottom;text-align:center;">50</td> <td data-sheets-numberformat='{"1":2,"2":"0","3":1}' data-sheets-value='{"1":3,"3":20}' style="border-right:1px solid #000000;overflow:hidden;padding:0px 3px 0px 3px;vertical-align:bottom;text-align:center;">20</td> </tr> <tr style="height:20px;"> <td style="border-left:1px solid #000000;overflow:hidden;padding:0px 3px 0px 3px;vertical-align:bottom;font-weight:bold;"></td> <td data-sheets-value='{"1":2,"2":"Triple-walled"}' style="overflow:hidden;padding:0px 3px 0px 3px;vertical-align:bottom;font-weight:bold;">Triple-walled</td> <td data-sheets-value='{"1":2,"2":"Clear (A/H/H)"}' style="border-right:1px solid #000000;overflow:hidden;padding:0px 3px 0px 3px;vertical-align:bottom;font-weight:bold;">Clear (A/H/H)</td> <td data-sheets-numberformat='{"1":2,"2":"0.00","3":1}' data-sheets-value='{"1":3,"3":1.7}' style="overflow:hidden;padding:0px 3px 0px 3px;vertical-align:bottom;text-align:center;">1.70</td> <td data-sheets-numberformat='{"1":2,"2":"0","3":1}' data-sheets-value='{"1":3,"3":71}' style="overflow:hidden;padding:0px 3px 0px 3px;vertical-align:bottom;text-align:center;">71</td> <td data-sheets-numberformat='{"1":2,"2":"0","3":1}' data-sheets-value='{"1":3,"3":63}' style="overflow:hidden;padding:0px 3px 0px 3px;vertical-align:bottom;text-align:center;">63</td> <td data-sheets-numberformat='{"1":2,"2":"0","3":1}' data-sheets-value='{"1":3,"3":22}' style="border-right:1px solid #000000;overflow:hidden;padding:0px 3px 0px 3px;vertical-align:bottom;text-align:center;">22</td> </tr> <tr style="height:20px;"> <td style="border-left:1px solid #000000;overflow:hidden;padding:0px 3px 0px 3px;vertical-align:bottom;font-weight:bold;"></td> <td data-sheets-value='{"1":2,"2":"Triple-walled"}' style="overflow:hidden;padding:0px 3px 0px 3px;vertical-align:bottom;font-weight:bold;">Triple-walled</td> <td data-sheets-value='{"1":2,"2":"Opal (A/O/O)"}' style="border-right:1px solid #000000;overflow:hidden;padding:0px 3px 0px 3px;vertical-align:bottom;font-weight:bold;">Opal (A/O/O)</td> <td data-sheets-numberformat='{"1":2,"2":"0.00","3":1}' data-sheets-value='{"1":3,"3":1.7}' style="overflow:hidden;padding:0px 3px 0px 3px;vertical-align:bottom;text-align:center;">1.70</td> <td data-sheets-numberformat='{"1":2,"2":"0","3":1}' data-sheets-value='{"1":3,"3":61}' style="overflow:hidden;padding:0px 3px 0px 3px;vertical-align:bottom;text-align:center;">61</td> <td data-sheets-numberformat='{"1":2,"2":"0","3":1}' data-sheets-value='{"1":3,"3":48}' style="overflow:hidden;padding:0px 3px 0px 3px;vertical-align:bottom;text-align:center;">48</td> <td data-sheets-numberformat='{"1":2,"2":"0","3":1}' data-sheets-value='{"1":3,"3":22}' style="border-right:1px solid #000000;overflow:hidden;padding:0px 3px 0px 3px;vertical-align:bottom;text-align:center;">22</td> </tr> <tr style="height:20px;"> <td style="border-left:1px solid #000000;overflow:hidden;padding:0px 3px 0px 3px;vertical-align:bottom;font-weight:bold;"></td> <td data-sheets-value='{"1":2,"2":"Four-walled"}' style="overflow:hidden;padding:0px 3px 0px 3px;vertical-align:bottom;font-weight:bold;">Four-walled</td> <td data-sheets-value='{"1":2,"2":"Clear (A/H/H/H)"}' style="border-right:1px solid #000000;overflow:hidden;padding:0px 3px 0px 3px;vertical-align:bottom;font-weight:bold;">Clear (A/H/H/H)</td> <td data-sheets-numberformat='{"1":2,"2":"0.00","3":1}' data-sheets-value='{"1":3,"3":1.28}' style="overflow:hidden;padding:0px 3px 0px 3px;vertical-align:bottom;text-align:center;">1.28</td> <td data-sheets-numberformat='{"1":2,"2":"0","3":1}' data-sheets-value='{"1":3,"3":64}' style="overflow:hidden;padding:0px 3px 0px 3px;vertical-align:bottom;text-align:center;">64</td> <td data-sheets-numberformat='{"1":2,"2":"0","3":1}' data-sheets-value='{"1":3,"3":52}' style="overflow:hidden;padding:0px 3px 0px 3px;vertical-align:bottom;text-align:center;">52</td> <td data-sheets-numberformat='{"1":2,"2":"0","3":1}' data-sheets-value='{"1":3,"3":23}' style="border-right:1px solid #000000;overflow:hidden;padding:0px 3px 0px 3px;vertical-align:bottom;text-align:center;">23</td> </tr> <tr style="height:20px;"> <td style="border-bottom:1px solid #000000;border-left:1px solid #000000;overflow:hidden;padding:0px 3px 0px 3px;vertical-align:bottom;"></td> <td data-sheets-value='{"1":2,"2":"Four-walled"}' style="border-bottom:1px solid #000000;overflow:hidden;padding:0px 3px 0px 3px;vertical-align:bottom;font-weight:bold;">Four-walled</td> <td data-sheets-value='{"1":2,"2":"Opal (A/H/O/H)"}' style="border-right:1px solid #000000;border-bottom:1px solid #000000;overflow:hidden;padding:0px 3px 0px 3px;vertical-align:bottom;font-weight:bold;">Opal (A/H/O/H)</td> <td data-sheets-numberformat='{"1":2,"2":"0.00","3":1}' data-sheets-value='{"1":3,"3":1.28}' style="border-bottom:1px solid #000000;overflow:hidden;padding:0px 3px 0px 3px;vertical-align:bottom;text-align:center;">1.28</td> <td data-sheets-numberformat='{"1":2,"2":"0","3":1}' data-sheets-value='{"1":3,"3":59}' style="border-bottom:1px solid #000000;overflow:hidden;padding:0px 3px 0px 3px;vertical-align:bottom;text-align:center;">59</td> <td data-sheets-numberformat='{"1":2,"2":"0","3":1}' data-sheets-value='{"1":3,"3":46}' style="border-bottom:1px solid #000000;overflow:hidden;padding:0px 3px 0px 3px;vertical-align:bottom;text-align:center;">46</td> <td data-sheets-numberformat='{"1":2,"2":"0","3":1}' data-sheets-value='{"1":3,"3":23}' style="border-right:1px solid #000000;border-bottom:1px solid #000000;overflow:hidden;padding:0px 3px 0px 3px;vertical-align:bottom;text-align:center;">23</td> </tr> <tr style="height:20px;"> <td data-sheets-value='{"1":2,"2":"Polycarbonate"}' style="border-left:1px solid #000000;overflow:hidden;padding:0px 3px 0px 3px;vertical-align:bottom;font-weight:bold;">Polycarbonate</td> <td data-sheets-value='{"1":2,"2":"Single-walled"}' style="overflow:hidden;padding:0px 3px 0px 3px;vertical-align:bottom;font-weight:bold;">Single-walled</td> <td data-sheets-value='{"1":2,"2":"Heatstop Opal (T)"}' style="border-right:1px solid #000000;overflow:hidden;padding:0px 3px 0px 3px;vertical-align:bottom;font-weight:bold;">Heatstop Opal (T)</td> <td data-sheets-numberformat='{"1":2,"2":"0.00","3":1}' data-sheets-value='{"1":3,"3":5.17}' style="overflow:hidden;padding:0px 3px 0px 3px;vertical-align:bottom;text-align:center;">5.17</td> <td data-sheets-numberformat='{"1":2,"2":"0","3":1}' data-sheets-value='{"1":3,"3":49}' style="overflow:hidden;padding:0px 3px 0px 3px;vertical-align:bottom;text-align:center;">49</td> <td data-sheets-numberformat='{"1":2,"2":"0","3":1}' data-sheets-value='{"1":3,"3":59}' style="overflow:hidden;padding:0px 3px 0px 3px;vertical-align:bottom;text-align:center;">59</td> <td data-sheets-numberformat='{"1":2,"2":"0","3":1}' data-sheets-value='{"1":2,"2":"-"}' style="border-right:1px solid #000000;overflow:hidden;padding:0px 3px 0px 3px;vertical-align:bottom;text-align:center;">-</td> </tr> <tr style="height:20px;"> <td data-sheets-value='{"1":2,"2":"Heatstop PC"}' style="border-left:1px solid #000000;overflow:hidden;padding:0px 3px 0px 3px;vertical-align:bottom;font-weight:bold;">Heatstop PC</td> <td data-sheets-value='{"1":2,"2":"Double-walled"}' style="overflow:hidden;padding:0px 3px 0px 3px;vertical-align:bottom;font-weight:bold;">Double-walled</td> <td data-sheets-value='{"1":2,"2":"Clear (T/H)"}' style="border-right:1px solid #000000;overflow:hidden;padding:0px 3px 0px 3px;vertical-align:bottom;font-weight:bold;">Clear (T/H)</td> <td data-sheets-numberformat='{"1":2,"2":"0.00","3":1}' data-sheets-value='{"1":3,"3":2.9}' style="overflow:hidden;padding:0px 3px 0px 3px;vertical-align:bottom;text-align:center;">2.90</td> <td data-sheets-numberformat='{"1":2,"2":"0","3":1}' data-sheets-value='{"1":3,"3":44}' style="overflow:hidden;padding:0px 3px 0px 3px;vertical-align:bottom;text-align:center;">44</td> <td data-sheets-numberformat='{"1":2,"2":"0","3":1}' data-sheets-value='{"1":3,"3":51}' style="overflow:hidden;padding:0px 3px 0px 3px;vertical-align:bottom;text-align:center;">51</td> <td data-sheets-numberformat='{"1":2,"2":"0","3":1}' data-sheets-value='{"1":3,"3":20}' style="border-right:1px solid #000000;overflow:hidden;padding:0px 3px 0px 3px;vertical-align:bottom;text-align:center;">20</td> </tr> <tr style="height:20px;"> <td style="border-left:1px solid #000000;overflow:hidden;padding:0px 3px 0px 3px;vertical-align:bottom;font-weight:bold;"></td> <td data-sheets-value='{"1":2,"2":"Double-walled"}' style="overflow:hidden;padding:0px 3px 0px 3px;vertical-align:bottom;font-weight:bold;">Double-walled</td> <td data-sheets-value='{"1":2,"2":"Opal (T/O)"}' style="border-right:1px solid #000000;overflow:hidden;padding:0px 3px 0px 3px;vertical-align:bottom;font-weight:bold;">Opal (T/O)</td> <td data-sheets-numberformat='{"1":2,"2":"0.00","3":1}' data-sheets-value='{"1":3,"3":2.9}' style="overflow:hidden;padding:0px 3px 0px 3px;vertical-align:bottom;text-align:center;">2.90</td> <td data-sheets-numberformat='{"1":2,"2":"0","3":1}' data-sheets-value='{"1":3,"3":41}' style="overflow:hidden;padding:0px 3px 0px 3px;vertical-align:bottom;text-align:center;">41</td> <td data-sheets-numberformat='{"1":2,"2":"0","3":1}' data-sheets-value='{"1":3,"3":45}' style="overflow:hidden;padding:0px 3px 0px 3px;vertical-align:bottom;text-align:center;">45</td> <td data-sheets-numberformat='{"1":2,"2":"0","3":1}' data-sheets-value='{"1":3,"3":20}' style="border-right:1px solid #000000;overflow:hidden;padding:0px 3px 0px 3px;vertical-align:bottom;text-align:center;">20</td> </tr> <tr style="height:20px;"> <td style="border-left:1px solid #000000;overflow:hidden;padding:0px 3px 0px 3px;vertical-align:bottom;font-weight:bold;"></td> <td data-sheets-value='{"1":2,"2":"Triple-walled"}' style="overflow:hidden; | skylux-160-ce-met-koepel-en-pvc-opstand-16-00-met-lm-motor-0750-x-1250-mm | 8586021437773 | 46872329158989
Smoke and heat exhaust (SHEV) | SHE system | Skylux | Skylux 160° CE with skylight and PVC curb 16/00 with LM-actuator 0800 x 1100 mm |  | 50254 | 5412970502548 | 3281.55 | Yes | 30-45 | 49.46 | 800 x 1100 mm | 1100 | 800 |  | PVC 16/00 (16 cm high & roof opening = daylight size) | Rectangular | 5.17 W/m²K - 1.28 W/m²K | 87% - 32% | 90% - 32% | 20dB - 23dB | 160° CE (for industry) | skylight | without spoiler | E | Single actuator | Maximum four-walled skylight possible for this product | Ut-value LT-value g-value Rw-value EN 1873 : 2014 EN ISO 13468 EN 16153 EN 410 EN 410 EN ISO 140-3 Material Walls Shells (W/m²K) (%) (%) (dB) Acrylic Single-walled Clear (H) 5.17 90 87 - PMMA Single-walled Opal (O) 5.17 83 76 - Double-walled Clear (H/H) 2.90 81 75 20 Double-walled Opal (O/O) 2.90 69 58 20 Triple-walled Clear (H/H/H) 1.70 73 65 22 Triple-walled Opal (O/H/O) 1.70 62 51 22 Four-walled Clear (H/H/H/H) 1.28 64 54 23 Four-walled Opal (H/H/O/H) 1.28 59 48 23 Polycarbonate Single-walled Clear (A) 5.17 88 83 - PC Single-walled Opal (D) 5.17 58 60 - Double-walled Clear (A/H) 2.90 79 72 20 Double-walled Clear (A/A) 2.90 77 69 20 Double-walled Opal (A/O) 2.90 73 63 20 Double-walled Opal (A/D) 2.90 51 50 20 Triple-walled Clear (A/H/H) 1.70 71 63 22 Triple-walled Opal (A/O/O) 1.70 61 48 22 Four-walled Clear (A/H/H/H) 1.28 64 52 23 Four-walled Opal (A/H/O/H) 1.28 59 46 23 Polycarbonate Single-walled Heatstop Opal (T) 5.17 49 59 - Heatstop PC Double-walled Clear (T/H) 2.90 44 51 20 Double-walled Opal (T/O) 2.90 41 45 20 Triple-walled Clear (T/H/H) 1.70 40 <td data-sheets-numberformat='{"1":2,"2":"0","3":1}' data-sheets-value='{"1":3,"3":44}' style="overflow:hidden;paddin | https://skylux.eu/en/products/skylux-160-ce-met-koepel-en-pvc-opstand-16-00-met-lm-motor-0800-x-1100-mm | https://skylux.eu/cdn/shop/files/Skylux-160deg-CE-met-koepel-en-pvc-opstand-1600-met-LM-motor-0800-x-1100-mm-RWA-systeem.jpg?v=1702979298&width=1600 | https://skylux.eu/cdn/shop/files/e5a82811-1bb0-48e4-a776-cacb59c7c092_d11de8e2-9b19-409b-a015-116f00739c88.jpg?v=1688550866&width=1600 | //skylux.eu/cdn/shop/files/E_MH_Mounting_instructions_Skylux_160_CE_LM.pdf?v=12406716259046007223 | //skylux.eu/cdn/shop/files/E_TD_Technical_File_Skylux_Skylux_160_CE_Electric.pdf?v=3667116872303399239 | <style type="text/css" id="isPasted"> <!--td { border: 1px solid #cccccc; } br { mso-data-placement: same-cell; } --> </style> <table border="1" cellpadding="0" cellspacing="0" dir="ltr" style="table-layout:fixed;font-size:10pt;font-family:Arial;border-collapse:collapse;border:none;"><tbody> <tr style="height:20px;"> <td style="overflow:hidden;padding:0px 3px 0px 3px;vertical-align:bottom;"></td> <td style="overflow:hidden;padding:0px 3px 0px 3px;vertical-align:bottom;"></td> <td style="overflow:hidden;padding:0px 3px 0px 3px;vertical-align:bottom;"></td> <td data-sheets-value='{"1":2,"2":"Ut-value"}' style="overflow:hidden;padding:0px 3px 0px 3px;vertical-align:bottom;font-weight:bold;text-align:center;">Ut-value</td> <td data-sheets-value='{"1":2,"2":"LT-value"}' style="overflow:hidden;padding:0px 3px 0px 3px;vertical-align:bottom;font-weight:bold;text-align:center;">LT-value</td> <td data-sheets-value='{"1":2,"2":"g-value"}' style="overflow:hidden;padding:0px 3px 0px 3px;vertical-align:bottom;font-weight:bold;text-align:center;">g-value</td> <td data-sheets-value='{"1":2,"2":"Rw-value "}' style="overflow:hidden;padding:0px 3px 0px 3px;vertical-align:bottom;font-weight:bold;text-align:center;">Rw-value </td> </tr> <tr style="height:20px;"> <td style="overflow:hidden;padding:0px 3px 0px 3px;vertical-align:bottom;"></td> <td style="overflow:hidden;padding:0px 3px 0px 3px;vertical-align:bottom;"></td> <td style="overflow:hidden;padding:0px 3px 0px 3px;vertical-align:bottom;"></td> <td data-sheets-numberformat='{"1":2,"2":"0.00","3":1}' data-sheets-value='{"1":2,"2":"EN 1873 : 2014"}' style="overflow:hidden;padding:0px 3px 0px 3px;vertical-align:bottom;text-align:center;">EN 1873 : 2014</td> <td data-sheets-numberformat='{"1":2,"2":"0","3":1}' data-sheets-value='{"1":2,"2":"EN ISO 13468 EN 16153 EN 410"}' style="overflow:hidden;padding:0px 3px 0px 3px;vertical-align:bottom;text-align:center;">EN ISO 13468 EN 16153 EN 410</td> <td data-sheets-numberformat='{"1":2,"2":"0","3":1}' data-sheets-value='{"1":2,"2":"EN 410"}' style="overflow:hidden;padding:0px 3px 0px 3px;vertical-align:bottom;text-align:center;">EN 410</td> <td data-sheets-value='{"1":2,"2":"EN ISO 140-3\t\t"}' style="overflow:hidden;padding:0px 3px 0px 3px;vertical-align:bottom;text-align:center;">EN ISO 140-3 </td> </tr> <tr style="height:20px;"> <td data-sheets-value='{"1":2,"2":"Material"}' style="border-bottom:1px solid #000000;overflow:hidden;padding:0px 3px 0px 3px;vertical-align:bottom;background-color:#000000;font-weight:bold;color:#ffffff;">Material</td> <td data-sheets-value='{"1":2,"2":"Walls"}' style="border-bottom:1px solid #000000;overflow:hidden;padding:0px 3px 0px 3px;vertical-align:bottom;background-color:#000000;font-weight:bold;color:#ffffff;">Walls</td> <td data-sheets-value='{"1":2,"2":"Shells"}' style="border-bottom:1px solid #000000;overflow:hidden;padding:0px 3px 0px 3px;vertical-align:bottom;background-color:#000000;font-weight:bold;color:#ffffff;">Shells</td> <td data-sheets-numberformat='{"1":2,"2":"0.00","3":1}' data-sheets-value='{"1":2,"2":"(W/m²K)\t"}' style="border-bottom:1px solid #000000;overflow:hidden;padding:0px 3px 0px 3px;vertical-align:bottom;background-color:#000000;font-weight:bold;color:#ffffff;text-align:center;">(W/m²K) </td> <td data-sheets-numberformat='{"1":2,"2":"0","3":1}' data-sheets-value='{"1":2,"2":"(%)"}' style="border-bottom:1px solid #000000;overflow:hidden;padding:0px 3px 0px 3px;vertical-align:bottom;background-color:#000000;font-weight:bold;color:#ffffff;text-align:center;">(%)</td> <td data-sheets-numberformat='{"1":2,"2":"0","3":1}' data-sheets-value='{"1":2,"2":"(%)"}' style="border-bottom:1px solid #000000;overflow:hidden;padding:0px 3px 0px 3px;vertical-align:bottom;background-color:#000000;font-weight:bold;color:#ffffff;text-align:center;">(%)</td> <td data-sheets-value='{"1":2,"2":"(dB)"}' style="border-bottom:1px solid #000000;overflow:hidden;padding:0px 3px 0px 3px;vertical-align:bottom;background-color:#000000;font-weight:bold;color:#ffffff;text-align:center;">(dB)</td> </tr> <tr style="height:20px;"> <td data-sheets-value='{"1":2,"2":"Acrylic"}' style="border-left:1px solid #000000;overflow:hidden;padding:0px 3px 0px 3px;vertical-align:bottom;font-weight:bold;">Acrylic</td> <td data-sheets-value='{"1":2,"2":"Single-walled"}' style="overflow:hidden;padding:0px 3px 0px 3px;vertical-align:bottom;font-weight:bold;">Single-walled</td> <td data-sheets-value='{"1":2,"2":"Clear (H)"}' style="border-right:1px solid #000000;overflow:hidden;padding:0px 3px 0px 3px;vertical-align:bottom;font-weight:bold;">Clear (H)</td> <td data-sheets-numberformat='{"1":2,"2":"0.00","3":1}' data-sheets-value='{"1":3,"3":5.17}' style="overflow:hidden;padding:0px 3px 0px 3px;vertical-align:bottom;text-align:center;">5.17</td> <td data-sheets-numberformat='{"1":2,"2":"0","3":1}' data-sheets-value='{"1":3,"3":90}' style="overflow:hidden;padding:0px 3px 0px 3px;vertical-align:bottom;text-align:center;">90</td> <td data-sheets-numberformat='{"1":2,"2":"0","3":1}' data-sheets-value='{"1":3,"3":87}' style="overflow:hidden;padding:0px 3px 0px 3px;vertical-align:bottom;text-align:center;">87</td> <td data-sheets-numberformat='{"1":2,"2":"0","3":1}' data-sheets-value='{"1":2,"2":"-"}' style="border-right:1px solid #000000;overflow:hidden;padding:0px 3px 0px 3px;vertical-align:bottom;text-align:center;">-</td> </tr> <tr style="height:20px;"> <td data-sheets-value='{"1":2,"2":"PMMA"}' style="border-left:1px solid #000000;overflow:hidden;padding:0px 3px 0px 3px;vertical-align:bottom;font-weight:bold;">PMMA</td> <td data-sheets-value='{"1":2,"2":"Single-walled"}' style="overflow:hidden;padding:0px 3px 0px 3px;vertical-align:bottom;font-weight:bold;">Single-walled</td> <td data-sheets-value='{"1":2,"2":"Opal (O)"}' style="border-right:1px solid #000000;overflow:hidden;padding:0px 3px 0px 3px;vertical-align:bottom;font-weight:bold;">Opal (O)</td> <td data-sheets-numberformat='{"1":2,"2":"0.00","3":1}' data-sheets-value='{"1":3,"3":5.17}' style="overflow:hidden;padding:0px 3px 0px 3px;vertical-align:bottom;text-align:center;">5.17</td> <td data-sheets-numberformat='{"1":2,"2":"0","3":1}' data-sheets-value='{"1":3,"3":83}' style="overflow:hidden;padding:0px 3px 0px 3px;vertical-align:bottom;text-align:center;">83</td> <td data-sheets-numberformat='{"1":2,"2":"0","3":1}' data-sheets-value='{"1":3,"3":76}' style="overflow:hidden;padding:0px 3px 0px 3px;vertical-align:bottom;text-align:center;">76</td> <td data-sheets-numberformat='{"1":2,"2":"0","3":1}' data-sheets-value='{"1":2,"2":"-"}' style="border-right:1px solid #000000;overflow:hidden;padding:0px 3px 0px 3px;vertical-align:bottom;text-align:center;">-</td> </tr> <tr style="height:20px;"> <td style="border-left:1px solid #000000;overflow:hidden;padding:0px 3px 0px 3px;vertical-align:bottom;font-weight:bold;"></td> <td data-sheets-value='{"1":2,"2":"Double-walled"}' style="overflow:hidden;padding:0px 3px 0px 3px;vertical-align:bottom;font-weight:bold;">Double-walled</td> <td data-sheets-value='{"1":2,"2":"Clear (H/H)"}' style="border-right:1px solid #000000;overflow:hidden;padding:0px 3px 0px 3px;vertical-align:bottom;font-weight:bold;">Clear (H/H)</td> <td data-sheets-numberformat='{"1":2,"2":"0.00","3":1}' data-sheets-value='{"1":3,"3":2.9}' style="overflow:hidden;padding:0px 3px 0px 3px;vertical-align:bottom;text-align:center;">2.90</td> <td data-sheets-numberformat='{"1":2,"2":"0","3":1}' data-sheets-value='{"1":3,"3":81}' style="overflow:hidden;padding:0px 3px 0px 3px;vertical-align:bottom;text-align:center;">81</td> <td data-sheets-numberformat='{"1":2,"2":"0","3":1}' data-sheets-value='{"1":3,"3":75}' style="overflow:hidden;padding:0px 3px 0px 3px;vertical-align:bottom;text-align:center;">75</td> <td data-sheets-numberformat='{"1":2,"2":"0","3":1}' data-sheets-value='{"1":3,"3":20}' style="border-right:1px solid #000000;overflow:hidden;padding:0px 3px 0px 3px;vertical-align:bottom;text-align:center;">20</td> </tr> <tr style="height:20px;"> <td style="border-left:1px solid #000000;overflow:hidden;padding:0px 3px 0px 3px;vertical-align:bottom;font-weight:bold;"></td> <td data-sheets-value='{"1":2,"2":"Double-walled"}' style="overflow:hidden;padding:0px 3px 0px 3px;vertical-align:bottom;font-weight:bold;">Double-walled</td> <td data-sheets-value='{"1":2,"2":"Opal (O/O)"}' style="border-right:1px solid #000000;overflow:hidden;padding:0px 3px 0px 3px;vertical-align:bottom;font-weight:bold;">Opal (O/O)</td> <td data-sheets-numberformat='{"1":2,"2":"0.00","3":1}' data-sheets-value='{"1":3,"3":2.9}' style="overflow:hidden;padding:0px 3px 0px 3px;vertical-align:bottom;text-align:center;">2.90</td> <td data-sheets-numberformat='{"1":2,"2":"0","3":1}' data-sheets-value='{"1":3,"3":69}' style="overflow:hidden;padding:0px 3px 0px 3px;vertical-align:bottom;text-align:center;">69</td> <td data-sheets-numberformat='{"1":2,"2":"0","3":1}' data-sheets-value='{"1":3,"3":58}' style="overflow:hidden;padding:0px 3px 0px 3px;vertical-align:bottom;text-align:center;">58</td> <td data-sheets-numberformat='{"1":2,"2":"0","3":1}' data-sheets-value='{"1":3,"3":20}' style="border-right:1px solid #000000;overflow:hidden;padding:0px 3px 0px 3px;vertical-align:bottom;text-align:center;">20</td> </tr> <tr style="height:20px;"> <td style="border-left:1px solid #000000;overflow:hidden;padding:0px 3px 0px 3px;vertical-align:bottom;font-weight:bold;"></td> <td data-sheets-value='{"1":2,"2":"Triple-walled"}' style="overflow:hidden;padding:0px 3px 0px 3px;vertical-align:bottom;font-weight:bold;">Triple-walled</td> <td data-sheets-value='{"1":2,"2":"Clear (H/H/H)"}' style="border-right:1px solid #000000;overflow:hidden;padding:0px 3px 0px 3px;vertical-align:bottom;font-weight:bold;">Clear (H/H/H)</td> <td data-sheets-numberformat='{"1":2,"2":"0.00","3":1}' data-sheets-value='{"1":3,"3":1.7}' style="overflow:hidden;padding:0px 3px 0px 3px;vertical-align:bottom;text-align:center;">1.70</td> <td data-sheets-numberformat='{"1":2,"2":"0","3":1}' data-sheets-value='{"1":3,"3":73}' style="overflow:hidden;padding:0px 3px 0px 3px;vertical-align:bottom;text-align:center;">73</td> <td data-sheets-numberformat='{"1":2,"2":"0","3":1}' data-sheets-value='{"1":3,"3":65}' style="overflow:hidden;padding:0px 3px 0px 3px;vertical-align:bottom;text-align:center;">65</td> <td data-sheets-numberformat='{"1":2,"2":"0","3":1}' data-sheets-value='{"1":3,"3":22}' style="border-right:1px solid #000000;overflow:hidden;padding:0px 3px 0px 3px;vertical-align:bottom;text-align:center;">22</td> </tr> <tr style="height:20px;"> <td style="border-left:1px solid #000000;overflow:hidden;padding:0px 3px 0px 3px;vertical-align:bottom;font-weight:bold;"></td> <td data-sheets-value='{"1":2,"2":"Triple-walled"}' style="overflow:hidden;padding:0px 3px 0px 3px;vertical-align:bottom;font-weight:bold;">Triple-walled</td> <td data-sheets-value='{"1":2,"2":"Opal (O/H/O)"}' style="border-right:1px solid #000000;overflow:hidden;padding:0px 3px 0px 3px;vertical-align:bottom;font-weight:bold;">Opal (O/H/O)</td> <td data-sheets-numberformat='{"1":2,"2":"0.00","3":1}' data-sheets-value='{"1":3,"3":1.7}' style="overflow:hidden;padding:0px 3px 0px 3px;vertical-align:bottom;text-align:center;">1.70</td> <td data-sheets-numberformat='{"1":2,"2":"0","3":1}' data-sheets-value='{"1":3,"3":62}' style="overflow:hidden;padding:0px 3px 0px 3px;vertical-align:bottom;text-align:center;">62</td> <td data-sheets-numberformat='{"1":2,"2":"0","3":1}' data-sheets-value='{"1":3,"3":51}' style="overflow:hidden;padding:0px 3px 0px 3px;vertical-align:bottom;text-align:center;">51</td> <td data-sheets-numberformat='{"1":2,"2":"0","3":1}' data-sheets-value='{"1":3,"3":22}' style="border-right:1px solid #000000;overflow:hidden;padding:0px 3px 0px 3px;vertical-align:bottom;text-align:center;">22</td> </tr> <tr style="height:20px;"> <td style="border-left:1px solid #000000;overflow:hidden;padding:0px 3px 0px 3px;vertical-align:bottom;font-weight:bold;"></td> <td data-sheets-value='{"1":2,"2":"Four-walled"}' style="overflow:hidden;padding:0px 3px 0px 3px;vertical-align:bottom;font-weight:bold;">Four-walled</td> <td data-sheets-value='{"1":2,"2":"Clear (H/H/H/H)"}' style="border-right:1px solid #000000;overflow:hidden;padding:0px 3px 0px 3px;vertical-align:bottom;font-weight:bold;">Clear (H/H/H/H)</td> <td data-sheets-numberformat='{"1":2,"2":"0.00","3":1}' data-sheets-value='{"1":3,"3":1.28}' style="overflow:hidden;padding:0px 3px 0px 3px;vertical-align:bottom;text-align:center;">1.28</td> <td data-sheets-numberformat='{"1":2,"2":"0","3":1}' data-sheets-value='{"1":3,"3":64}' style="overflow:hidden;padding:0px 3px 0px 3px;vertical-align:bottom;text-align:center;">64</td> <td data-sheets-numberformat='{"1":2,"2":"0","3":1}' data-sheets-value='{"1":3,"3":54}' style="overflow:hidden;padding:0px 3px 0px 3px;vertical-align:bottom;text-align:center;">54</td> <td data-sheets-numberformat='{"1":2,"2":"0","3":1}' data-sheets-value='{"1":3,"3":23}' style="border-right:1px solid #000000;overflow:hidden;padding:0px 3px 0px 3px;vertical-align:bottom;text-align:center;">23</td> </tr> <tr style="height:20px;"> <td style="border-bottom:1px solid #000000;border-left:1px solid #000000;overflow:hidden;padding:0px 3px 0px 3px;vertical-align:bottom;"></td> <td data-sheets-value='{"1":2,"2":"Four-walled"}' style="border-bottom:1px solid #000000;overflow:hidden;padding:0px 3px 0px 3px;vertical-align:bottom;font-weight:bold;">Four-walled</td> <td data-sheets-value='{"1":2,"2":"Opal (H/H/O/H)"}' style="border-right:1px solid #000000;border-bottom:1px solid #000000;overflow:hidden;padding:0px 3px 0px 3px;vertical-align:bottom;font-weight:bold;">Opal (H/H/O/H)</td> <td data-sheets-numberformat='{"1":2,"2":"0.00","3":1}' data-sheets-value='{"1":3,"3":1.28}' style="border-bottom:1px solid #000000;overflow:hidden;padding:0px 3px 0px 3px;vertical-align:bottom;text-align:center;">1.28</td> <td data-sheets-numberformat='{"1":2,"2":"0","3":1}' data-sheets-value='{"1":3,"3":59}' style="border-bottom:1px solid #000000;overflow:hidden;padding:0px 3px 0px 3px;vertical-align:bottom;text-align:center;">59</td> <td data-sheets-numberformat='{"1":2,"2":"0","3":1}' data-sheets-value='{"1":3,"3":48}' style="border-bottom:1px solid #000000;overflow:hidden;padding:0px 3px 0px 3px;vertical-align:bottom;text-align:center;">48</td> <td data-sheets-numberformat='{"1":2,"2":"0","3":1}' data-sheets-value='{"1":3,"3":23}' style="border-right:1px solid #000000;border-bottom:1px solid #000000;overflow:hidden;padding:0px 3px 0px 3px;vertical-align:bottom;text-align:center;">23</td> </tr> <tr style="height:20px;"> <td data-sheets-value='{"1":2,"2":"Polycarbonate "}' style="border-left:1px solid #000000;overflow:hidden;padding:0px 3px 0px 3px;vertical-align:bottom;font-weight:bold;">Polycarbonate </td> <td data-sheets-value='{"1":2,"2":"Single-walled"}' style="overflow:hidden;padding:0px 3px 0px 3px;vertical-align:bottom;font-weight:bold;">Single-walled</td> <td data-sheets-value='{"1":2,"2":"Clear (A)"}' style="border-right:1px solid #000000;overflow:hidden;padding:0px 3px 0px 3px;vertical-align:bottom;font-weight:bold;">Clear (A)</td> <td data-sheets-numberformat='{"1":2,"2":"0.00","3":1}' data-sheets-value='{"1":3,"3":5.17}' style="overflow:hidden;padding:0px 3px 0px 3px;vertical-align:bottom;text-align:center;">5.17</td> <td data-sheets-numberformat='{"1":2,"2":"0","3":1}' data-sheets-value='{"1":3,"3":88}' style="overflow:hidden;padding:0px 3px 0px 3px;vertical-align:bottom;text-align:center;">88</td> <td data-sheets-numberformat='{"1":2,"2":"0","3":1}' data-sheets-value='{"1":3,"3":83}' style="overflow:hidden;padding:0px 3px 0px 3px;vertical-align:bottom;text-align:center;">83</td> <td data-sheets-numberformat='{"1":2,"2":"0","3":1}' data-sheets-value='{"1":2,"2":"-"}' style="border-right:1px solid #000000;overflow:hidden;padding:0px 3px 0px 3px;vertical-align:bottom;text-align:center;">-</td> </tr> <tr style="height:20px;"> <td data-sheets-value='{"1":2,"2":"PC"}' style="border-left:1px solid #000000;overflow:hidden;padding:0px 3px 0px 3px;vertical-align:bottom;font-weight:bold;">PC</td> <td data-sheets-value='{"1":2,"2":"Single-walled"}' style="overflow:hidden;padding:0px 3px 0px 3px;vertical-align:bottom;font-weight:bold;">Single-walled</td> <td data-sheets-value='{"1":2,"2":"Opal (D)"}' style="border-right:1px solid #000000;overflow:hidden;padding:0px 3px 0px 3px;vertical-align:bottom;font-weight:bold;">Opal (D)</td> <td data-sheets-numberformat='{"1":2,"2":"0.00","3":1}' data-sheets-value='{"1":3,"3":5.17}' style="overflow:hidden;padding:0px 3px 0px 3px;vertical-align:bottom;text-align:center;">5.17</td> <td data-sheets-numberformat='{"1":2,"2":"0","3":1}' data-sheets-value='{"1":3,"3":58}' style="overflow:hidden;padding:0px 3px 0px 3px;vertical-align:bottom;text-align:center;">58</td> <td data-sheets-numberformat='{"1":2,"2":"0","3":1}' data-sheets-value='{"1":3,"3":60}' style="overflow:hidden;padding:0px 3px 0px 3px;vertical-align:bottom;text-align:center;">60</td> <td data-sheets-numberformat='{"1":2,"2":"0","3":1}' data-sheets-value='{"1":2,"2":"-"}' style="border-right:1px solid #000000;overflow:hidden;padding:0px 3px 0px 3px;vertical-align:bottom;text-align:center;">-</td> </tr> <tr style="height:20px;"> <td style="border-left:1px solid #000000;overflow:hidden;padding:0px 3px 0px 3px;vertical-align:bottom;font-weight:bold;"></td> <td data-sheets-value='{"1":2,"2":"Double-walled"}' style="overflow:hidden;padding:0px 3px 0px 3px;vertical-align:bottom;font-weight:bold;">Double-walled</td> <td data-sheets-value='{"1":2,"2":"Clear (A/H)"}' style="border-right:1px solid #000000;overflow:hidden;padding:0px 3px 0px 3px;vertical-align:bottom;font-weight:bold;">Clear (A/H)</td> <td data-sheets-numberformat='{"1":2,"2":"0.00","3":1}' data-sheets-value='{"1":3,"3":2.9}' style="overflow:hidden;padding:0px 3px 0px 3px;vertical-align:bottom;text-align:center;">2.90</td> <td data-sheets-numberformat='{"1":2,"2":"0","3":1}' data-sheets-value='{"1":3,"3":79}' style="overflow:hidden;padding:0px 3px 0px 3px;vertical-align:bottom;text-align:center;">79</td> <td data-sheets-numberformat='{"1":2,"2":"0","3":1}' data-sheets-value='{"1":3,"3":72}' style="overflow:hidden;padding:0px 3px 0px 3px;vertical-align:bottom;text-align:center;">72</td> <td data-sheets-numberformat='{"1":2,"2":"0","3":1}' data-sheets-value='{"1":3,"3":20}' style="border-right:1px solid #000000;overflow:hidden;padding:0px 3px 0px 3px;vertical-align:bottom;text-align:center;">20</td> </tr> <tr style="height:20px;"> <td style="border-left:1px solid #000000;overflow:hidden;padding:0px 3px 0px 3px;vertical-align:bottom;font-weight:bold;"></td> <td data-sheets-value='{"1":2,"2":"Double-walled"}' style="overflow:hidden;padding:0px 3px 0px 3px;vertical-align:bottom;font-weight:bold;">Double-walled</td> <td data-sheets-value='{"1":2,"2":"Clear (A/A)"}' style="border-right:1px solid #000000;overflow:hidden;padding:0px 3px 0px 3px;vertical-align:bottom;font-weight:bold;">Clear (A/A)</td> <td data-sheets-numberformat='{"1":2,"2":"0.00","3":1}' data-sheets-value='{"1":3,"3":2.9}' style="overflow:hidden;padding:0px 3px 0px 3px;vertical-align:bottom;text-align:center;">2.90</td> <td data-sheets-numberformat='{"1":2,"2":"0","3":1}' data-sheets-value='{"1":3,"3":77}' style="overflow:hidden;padding:0px 3px 0px 3px;vertical-align:bottom;text-align:center;">77</td> <td data-sheets-numberformat='{"1":2,"2":"0","3":1}' data-sheets-value='{"1":3,"3":69}' style="overflow:hidden;padding:0px 3px 0px 3px;vertical-align:bottom;text-align:center;">69</td> <td data-sheets-numberformat='{"1":2,"2":"0","3":1}' data-sheets-value='{"1":3,"3":20}' style="border-right:1px solid #000000;overflow:hidden;padding:0px 3px 0px 3px;vertical-align:bottom;text-align:center;">20</td> </tr> <tr style="height:20px;"> <td style="border-left:1px solid #000000;overflow:hidden;padding:0px 3px 0px 3px;vertical-align:bottom;font-weight:bold;"></td> <td data-sheets-value='{"1":2,"2":"Double-walled"}' style="overflow:hidden;padding:0px 3px 0px 3px;vertical-align:bottom;font-weight:bold;">Double-walled</td> <td data-sheets-value='{"1":2,"2":"Opal (A/O)"}' style="border-right:1px solid #000000;overflow:hidden;padding:0px 3px 0px 3px;vertical-align:bottom;font-weight:bold;">Opal (A/O)</td> <td data-sheets-numberformat='{"1":2,"2":"0.00","3":1}' data-sheets-value='{"1":3,"3":2.9}' style="overflow:hidden;padding:0px 3px 0px 3px;vertical-align:bottom;text-align:center;">2.90</td> <td data-sheets-numberformat='{"1":2,"2":"0","3":1}' data-sheets-value='{"1":3,"3":73}' style="overflow:hidden;padding:0px 3px 0px 3px;vertical-align:bottom;text-align:center;">73</td> <td data-sheets-numberformat='{"1":2,"2":"0","3":1}' data-sheets-value='{"1":3,"3":63}' style="overflow:hidden;padding:0px 3px 0px 3px;vertical-align:bottom;text-align:center;">63</td> <td data-sheets-numberformat='{"1":2,"2":"0","3":1}' data-sheets-value='{"1":3,"3":20}' style="border-right:1px solid #000000;overflow:hidden;padding:0px 3px 0px 3px;vertical-align:bottom;text-align:center;">20</td> </tr> <tr style="height:20px;"> <td style="border-left:1px solid #000000;overflow:hidden;padding:0px 3px 0px 3px;vertical-align:bottom;font-weight:bold;"></td> <td data-sheets-value='{"1":2,"2":"Double-walled"}' style="overflow:hidden;padding:0px 3px 0px 3px;vertical-align:bottom;font-weight:bold;">Double-walled</td> <td data-sheets-value='{"1":2,"2":"Opal (A/D)"}' style="border-right:1px solid #000000;overflow:hidden;padding:0px 3px 0px 3px;vertical-align:bottom;font-weight:bold;">Opal (A/D)</td> <td data-sheets-numberformat='{"1":2,"2":"0.00","3":1}' data-sheets-value='{"1":3,"3":2.9}' style="overflow:hidden;padding:0px 3px 0px 3px;vertical-align:bottom;text-align:center;">2.90</td> <td data-sheets-numberformat='{"1":2,"2":"0","3":1}' data-sheets-value='{"1":3,"3":51}' style="overflow:hidden;padding:0px 3px 0px 3px;vertical-align:bottom;text-align:center;">51</td> <td data-sheets-numberformat='{"1":2,"2":"0","3":1}' data-sheets-value='{"1":3,"3":50}' style="overflow:hidden;padding:0px 3px 0px 3px;vertical-align:bottom;text-align:center;">50</td> <td data-sheets-numberformat='{"1":2,"2":"0","3":1}' data-sheets-value='{"1":3,"3":20}' style="border-right:1px solid #000000;overflow:hidden;padding:0px 3px 0px 3px;vertical-align:bottom;text-align:center;">20</td> </tr> <tr style="height:20px;"> <td style="border-left:1px solid #000000;overflow:hidden;padding:0px 3px 0px 3px;vertical-align:bottom;font-weight:bold;"></td> <td data-sheets-value='{"1":2,"2":"Triple-walled"}' style="overflow:hidden;padding:0px 3px 0px 3px;vertical-align:bottom;font-weight:bold;">Triple-walled</td> <td data-sheets-value='{"1":2,"2":"Clear (A/H/H)"}' style="border-right:1px solid #000000;overflow:hidden;padding:0px 3px 0px 3px;vertical-align:bottom;font-weight:bold;">Clear (A/H/H)</td> <td data-sheets-numberformat='{"1":2,"2":"0.00","3":1}' data-sheets-value='{"1":3,"3":1.7}' style="overflow:hidden;padding:0px 3px 0px 3px;vertical-align:bottom;text-align:center;">1.70</td> <td data-sheets-numberformat='{"1":2,"2":"0","3":1}' data-sheets-value='{"1":3,"3":71}' style="overflow:hidden;padding:0px 3px 0px 3px;vertical-align:bottom;text-align:center;">71</td> <td data-sheets-numberformat='{"1":2,"2":"0","3":1}' data-sheets-value='{"1":3,"3":63}' style="overflow:hidden;padding:0px 3px 0px 3px;vertical-align:bottom;text-align:center;">63</td> <td data-sheets-numberformat='{"1":2,"2":"0","3":1}' data-sheets-value='{"1":3,"3":22}' style="border-right:1px solid #000000;overflow:hidden;padding:0px 3px 0px 3px;vertical-align:bottom;text-align:center;">22</td> </tr> <tr style="height:20px;"> <td style="border-left:1px solid #000000;overflow:hidden;padding:0px 3px 0px 3px;vertical-align:bottom;font-weight:bold;"></td> <td data-sheets-value='{"1":2,"2":"Triple-walled"}' style="overflow:hidden;padding:0px 3px 0px 3px;vertical-align:bottom;font-weight:bold;">Triple-walled</td> <td data-sheets-value='{"1":2,"2":"Opal (A/O/O)"}' style="border-right:1px solid #000000;overflow:hidden;padding:0px 3px 0px 3px;vertical-align:bottom;font-weight:bold;">Opal (A/O/O)</td> <td data-sheets-numberformat='{"1":2,"2":"0.00","3":1}' data-sheets-value='{"1":3,"3":1.7}' style="overflow:hidden;padding:0px 3px 0px 3px;vertical-align:bottom;text-align:center;">1.70</td> <td data-sheets-numberformat='{"1":2,"2":"0","3":1}' data-sheets-value='{"1":3,"3":61}' style="overflow:hidden;padding:0px 3px 0px 3px;vertical-align:bottom;text-align:center;">61</td> <td data-sheets-numberformat='{"1":2,"2":"0","3":1}' data-sheets-value='{"1":3,"3":48}' style="overflow:hidden;padding:0px 3px 0px 3px;vertical-align:bottom;text-align:center;">48</td> <td data-sheets-numberformat='{"1":2,"2":"0","3":1}' data-sheets-value='{"1":3,"3":22}' style="border-right:1px solid #000000;overflow:hidden;padding:0px 3px 0px 3px;vertical-align:bottom;text-align:center;">22</td> </tr> <tr style="height:20px;"> <td style="border-left:1px solid #000000;overflow:hidden;padding:0px 3px 0px 3px;vertical-align:bottom;font-weight:bold;"></td> <td data-sheets-value='{"1":2,"2":"Four-walled"}' style="overflow:hidden;padding:0px 3px 0px 3px;vertical-align:bottom;font-weight:bold;">Four-walled</td> <td data-sheets-value='{"1":2,"2":"Clear (A/H/H/H)"}' style="border-right:1px solid #000000;overflow:hidden;padding:0px 3px 0px 3px;vertical-align:bottom;font-weight:bold;">Clear (A/H/H/H)</td> <td data-sheets-numberformat='{"1":2,"2":"0.00","3":1}' data-sheets-value='{"1":3,"3":1.28}' style="overflow:hidden;padding:0px 3px 0px 3px;vertical-align:bottom;text-align:center;">1.28</td> <td data-sheets-numberformat='{"1":2,"2":"0","3":1}' data-sheets-value='{"1":3,"3":64}' style="overflow:hidden;padding:0px 3px 0px 3px;vertical-align:bottom;text-align:center;">64</td> <td data-sheets-numberformat='{"1":2,"2":"0","3":1}' data-sheets-value='{"1":3,"3":52}' style="overflow:hidden;padding:0px 3px 0px 3px;vertical-align:bottom;text-align:center;">52</td> <td data-sheets-numberformat='{"1":2,"2":"0","3":1}' data-sheets-value='{"1":3,"3":23}' style="border-right:1px solid #000000;overflow:hidden;padding:0px 3px 0px 3px;vertical-align:bottom;text-align:center;">23</td> </tr> <tr style="height:20px;"> <td style="border-bottom:1px solid #000000;border-left:1px solid #000000;overflow:hidden;padding:0px 3px 0px 3px;vertical-align:bottom;"></td> <td data-sheets-value='{"1":2,"2":"Four-walled"}' style="border-bottom:1px solid #000000;overflow:hidden;padding:0px 3px 0px 3px;vertical-align:bottom;font-weight:bold;">Four-walled</td> <td data-sheets-value='{"1":2,"2":"Opal (A/H/O/H)"}' style="border-right:1px solid #000000;border-bottom:1px solid #000000;overflow:hidden;padding:0px 3px 0px 3px;vertical-align:bottom;font-weight:bold;">Opal (A/H/O/H)</td> <td data-sheets-numberformat='{"1":2,"2":"0.00","3":1}' data-sheets-value='{"1":3,"3":1.28}' style="border-bottom:1px solid #000000;overflow:hidden;padding:0px 3px 0px 3px;vertical-align:bottom;text-align:center;">1.28</td> <td data-sheets-numberformat='{"1":2,"2":"0","3":1}' data-sheets-value='{"1":3,"3":59}' style="border-bottom:1px solid #000000;overflow:hidden;padding:0px 3px 0px 3px;vertical-align:bottom;text-align:center;">59</td> <td data-sheets-numberformat='{"1":2,"2":"0","3":1}' data-sheets-value='{"1":3,"3":46}' style="border-bottom:1px solid #000000;overflow:hidden;padding:0px 3px 0px 3px;vertical-align:bottom;text-align:center;">46</td> <td data-sheets-numberformat='{"1":2,"2":"0","3":1}' data-sheets-value='{"1":3,"3":23}' style="border-right:1px solid #000000;border-bottom:1px solid #000000;overflow:hidden;padding:0px 3px 0px 3px;vertical-align:bottom;text-align:center;">23</td> </tr> <tr style="height:20px;"> <td data-sheets-value='{"1":2,"2":"Polycarbonate"}' style="border-left:1px solid #000000;overflow:hidden;padding:0px 3px 0px 3px;vertical-align:bottom;font-weight:bold;">Polycarbonate</td> <td data-sheets-value='{"1":2,"2":"Single-walled"}' style="overflow:hidden;padding:0px 3px 0px 3px;vertical-align:bottom;font-weight:bold;">Single-walled</td> <td data-sheets-value='{"1":2,"2":"Heatstop Opal (T)"}' style="border-right:1px solid #000000;overflow:hidden;padding:0px 3px 0px 3px;vertical-align:bottom;font-weight:bold;">Heatstop Opal (T)</td> <td data-sheets-numberformat='{"1":2,"2":"0.00","3":1}' data-sheets-value='{"1":3,"3":5.17}' style="overflow:hidden;padding:0px 3px 0px 3px;vertical-align:bottom;text-align:center;">5.17</td> <td data-sheets-numberformat='{"1":2,"2":"0","3":1}' data-sheets-value='{"1":3,"3":49}' style="overflow:hidden;padding:0px 3px 0px 3px;vertical-align:bottom;text-align:center;">49</td> <td data-sheets-numberformat='{"1":2,"2":"0","3":1}' data-sheets-value='{"1":3,"3":59}' style="overflow:hidden;padding:0px 3px 0px 3px;vertical-align:bottom;text-align:center;">59</td> <td data-sheets-numberformat='{"1":2,"2":"0","3":1}' data-sheets-value='{"1":2,"2":"-"}' style="border-right:1px solid #000000;overflow:hidden;padding:0px 3px 0px 3px;vertical-align:bottom;text-align:center;">-</td> </tr> <tr style="height:20px;"> <td data-sheets-value='{"1":2,"2":"Heatstop PC"}' style="border-left:1px solid #000000;overflow:hidden;padding:0px 3px 0px 3px;vertical-align:bottom;font-weight:bold;">Heatstop PC</td> <td data-sheets-value='{"1":2,"2":"Double-walled"}' style="overflow:hidden;padding:0px 3px 0px 3px;vertical-align:bottom;font-weight:bold;">Double-walled</td> <td data-sheets-value='{"1":2,"2":"Clear (T/H)"}' style="border-right:1px solid #000000;overflow:hidden;padding:0px 3px 0px 3px;vertical-align:bottom;font-weight:bold;">Clear (T/H)</td> <td data-sheets-numberformat='{"1":2,"2":"0.00","3":1}' data-sheets-value='{"1":3,"3":2.9}' style="overflow:hidden;padding:0px 3px 0px 3px;vertical-align:bottom;text-align:center;">2.90</td> <td data-sheets-numberformat='{"1":2,"2":"0","3":1}' data-sheets-value='{"1":3,"3":44}' style="overflow:hidden;padding:0px 3px 0px 3px;vertical-align:bottom;text-align:center;">44</td> <td data-sheets-numberformat='{"1":2,"2":"0","3":1}' data-sheets-value='{"1":3,"3":51}' style="overflow:hidden;padding:0px 3px 0px 3px;vertical-align:bottom;text-align:center;">51</td> <td data-sheets-numberformat='{"1":2,"2":"0","3":1}' data-sheets-value='{"1":3,"3":20}' style="border-right:1px solid #000000;overflow:hidden;padding:0px 3px 0px 3px;vertical-align:bottom;text-align:center;">20</td> </tr> <tr style="height:20px;"> <td style="border-left:1px solid #000000;overflow:hidden;padding:0px 3px 0px 3px;vertical-align:bottom;font-weight:bold;"></td> <td data-sheets-value='{"1":2,"2":"Double-walled"}' style="overflow:hidden;padding:0px 3px 0px 3px;vertical-align:bottom;font-weight:bold;">Double-walled</td> <td data-sheets-value='{"1":2,"2":"Opal (T/O)"}' style="border-right:1px solid #000000;overflow:hidden;padding:0px 3px 0px 3px;vertical-align:bottom;font-weight:bold;">Opal (T/O)</td> <td data-sheets-numberformat='{"1":2,"2":"0.00","3":1}' data-sheets-value='{"1":3,"3":2.9}' style="overflow:hidden;padding:0px 3px 0px 3px;vertical-align:bottom;text-align:center;">2.90</td> <td data-sheets-numberformat='{"1":2,"2":"0","3":1}' data-sheets-value='{"1":3,"3":41}' style="overflow:hidden;padding:0px 3px 0px 3px;vertical-align:bottom;text-align:center;">41</td> <td data-sheets-numberformat='{"1":2,"2":"0","3":1}' data-sheets-value='{"1":3,"3":45}' style="overflow:hidden;padding:0px 3px 0px 3px;vertical-align:bottom;text-align:center;">45</td> <td data-sheets-numberformat='{"1":2,"2":"0","3":1}' data-sheets-value='{"1":3,"3":20}' style="border-right:1px solid #000000;overflow:hidden;padding:0px 3px 0px 3px;vertical-align:bottom;text-align:center;">20</td> </tr> <tr style="height:20px;"> <td style="border-left:1px solid #000000;overflow:hidden;padding:0px 3px 0px 3px;vertical-align:bottom;font-weight:bold;"></td> <td data-sheets-value='{"1":2,"2":"Triple-walled"}' style="overflow:hidden; | skylux-160-ce-met-koepel-en-pvc-opstand-16-00-met-lm-motor-0800-x-1100-mm | 8586021470541 | 46872329224525
Smoke and heat exhaust (SHEV) | SHE system | Skylux | Skylux 160° CE with skylight and PVC curb 16/00 with LM-actuator 0800 x 1300 mm |  | 33490 | 5412970334903 | 3388 | Yes | 30-45 | 52.19 | 800 x 1300 mm | 1300 | 800 |  | PVC 16/00 (16 cm high & roof opening = daylight size) | Rectangular | 5.17 W/m²K - 1.28 W/m²K | 87% - 32% | 90% - 32% | 20dB - 23dB | 160° CE (for industry) | skylight | without spoiler | E | Single actuator | Maximum four-walled skylight possible for this product | Ut-value LT-value g-value Rw-value EN 1873 : 2014 EN ISO 13468 EN 16153 EN 410 EN 410 EN ISO 140-3 Material Walls Shells (W/m²K) (%) (%) (dB) Acrylic Single-walled Clear (H) 5.17 90 87 - PMMA Single-walled Opal (O) 5.17 83 76 - Double-walled Clear (H/H) 2.90 81 75 20 Double-walled Opal (O/O) 2.90 69 58 20 Triple-walled Clear (H/H/H) 1.70 73 65 22 Triple-walled Opal (O/H/O) 1.70 62 51 22 Four-walled Clear (H/H/H/H) 1.28 64 54 23 Four-walled Opal (H/H/O/H) 1.28 59 48 23 Polycarbonate Single-walled Clear (A) 5.17 88 83 - PC Single-walled Opal (D) 5.17 58 60 - Double-walled Clear (A/H) 2.90 79 72 20 Double-walled Clear (A/A) 2.90 77 69 20 Double-walled Opal (A/O) 2.90 73 63 20 Double-walled Opal (A/D) 2.90 51 50 20 Triple-walled Clear (A/H/H) 1.70 71 63 22 Triple-walled Opal (A/O/O) 1.70 61 48 22 Four-walled Clear (A/H/H/H) 1.28 64 52 23 Four-walled Opal (A/H/O/H) 1.28 59 46 23 Polycarbonate Single-walled Heatstop Opal (T) 5.17 49 59 - Heatstop PC Double-walled Clear (T/H) 2.90 44 51 20 Double-walled Opal (T/O) 2.90 41 45 20 Triple-walled Clear (T/H/H) 1.70 40 <td data-sheets-numberformat='{"1":2,"2":"0","3":1}' data-sheets-value='{"1":3,"3":44}' style="overflow:hidden;paddin | https://skylux.eu/en/products/skylux-160-ce-met-koepel-en-pvc-opstand-16-00-met-lm-motor-0800-x-1300-mm | https://skylux.eu/cdn/shop/files/Skylux-160deg-CE-met-koepel-en-pvc-opstand-1600-met-LM-motor-0800-x-1300-mm-RWA-systeem.jpg?v=1702979304&width=1600 | https://skylux.eu/cdn/shop/files/e5a82811-1bb0-48e4-a776-cacb59c7c092_32be8c1b-59b3-4c96-afca-e08c928f25e6.jpg?v=1688550867&width=1600 | //skylux.eu/cdn/shop/files/E_MH_Mounting_instructions_Skylux_160_CE_LM.pdf?v=12406716259046007223 | //skylux.eu/cdn/shop/files/E_TD_Technical_File_Skylux_Skylux_160_CE_Electric.pdf?v=3667116872303399239 | <style type="text/css" id="isPasted"> <!--td { border: 1px solid #cccccc; } br { mso-data-placement: same-cell; } --> </style> <table border="1" cellpadding="0" cellspacing="0" dir="ltr" style="table-layout:fixed;font-size:10pt;font-family:Arial;border-collapse:collapse;border:none;"><tbody> <tr style="height:20px;"> <td style="overflow:hidden;padding:0px 3px 0px 3px;vertical-align:bottom;"></td> <td style="overflow:hidden;padding:0px 3px 0px 3px;vertical-align:bottom;"></td> <td style="overflow:hidden;padding:0px 3px 0px 3px;vertical-align:bottom;"></td> <td data-sheets-value='{"1":2,"2":"Ut-value"}' style="overflow:hidden;padding:0px 3px 0px 3px;vertical-align:bottom;font-weight:bold;text-align:center;">Ut-value</td> <td data-sheets-value='{"1":2,"2":"LT-value"}' style="overflow:hidden;padding:0px 3px 0px 3px;vertical-align:bottom;font-weight:bold;text-align:center;">LT-value</td> <td data-sheets-value='{"1":2,"2":"g-value"}' style="overflow:hidden;padding:0px 3px 0px 3px;vertical-align:bottom;font-weight:bold;text-align:center;">g-value</td> <td data-sheets-value='{"1":2,"2":"Rw-value "}' style="overflow:hidden;padding:0px 3px 0px 3px;vertical-align:bottom;font-weight:bold;text-align:center;">Rw-value </td> </tr> <tr style="height:20px;"> <td style="overflow:hidden;padding:0px 3px 0px 3px;vertical-align:bottom;"></td> <td style="overflow:hidden;padding:0px 3px 0px 3px;vertical-align:bottom;"></td> <td style="overflow:hidden;padding:0px 3px 0px 3px;vertical-align:bottom;"></td> <td data-sheets-numberformat='{"1":2,"2":"0.00","3":1}' data-sheets-value='{"1":2,"2":"EN 1873 : 2014"}' style="overflow:hidden;padding:0px 3px 0px 3px;vertical-align:bottom;text-align:center;">EN 1873 : 2014</td> <td data-sheets-numberformat='{"1":2,"2":"0","3":1}' data-sheets-value='{"1":2,"2":"EN ISO 13468 EN 16153 EN 410"}' style="overflow:hidden;padding:0px 3px 0px 3px;vertical-align:bottom;text-align:center;">EN ISO 13468 EN 16153 EN 410</td> <td data-sheets-numberformat='{"1":2,"2":"0","3":1}' data-sheets-value='{"1":2,"2":"EN 410"}' style="overflow:hidden;padding:0px 3px 0px 3px;vertical-align:bottom;text-align:center;">EN 410</td> <td data-sheets-value='{"1":2,"2":"EN ISO 140-3\t\t"}' style="overflow:hidden;padding:0px 3px 0px 3px;vertical-align:bottom;text-align:center;">EN ISO 140-3 </td> </tr> <tr style="height:20px;"> <td data-sheets-value='{"1":2,"2":"Material"}' style="border-bottom:1px solid #000000;overflow:hidden;padding:0px 3px 0px 3px;vertical-align:bottom;background-color:#000000;font-weight:bold;color:#ffffff;">Material</td> <td data-sheets-value='{"1":2,"2":"Walls"}' style="border-bottom:1px solid #000000;overflow:hidden;padding:0px 3px 0px 3px;vertical-align:bottom;background-color:#000000;font-weight:bold;color:#ffffff;">Walls</td> <td data-sheets-value='{"1":2,"2":"Shells"}' style="border-bottom:1px solid #000000;overflow:hidden;padding:0px 3px 0px 3px;vertical-align:bottom;background-color:#000000;font-weight:bold;color:#ffffff;">Shells</td> <td data-sheets-numberformat='{"1":2,"2":"0.00","3":1}' data-sheets-value='{"1":2,"2":"(W/m²K)\t"}' style="border-bottom:1px solid #000000;overflow:hidden;padding:0px 3px 0px 3px;vertical-align:bottom;background-color:#000000;font-weight:bold;color:#ffffff;text-align:center;">(W/m²K) </td> <td data-sheets-numberformat='{"1":2,"2":"0","3":1}' data-sheets-value='{"1":2,"2":"(%)"}' style="border-bottom:1px solid #000000;overflow:hidden;padding:0px 3px 0px 3px;vertical-align:bottom;background-color:#000000;font-weight:bold;color:#ffffff;text-align:center;">(%)</td> <td data-sheets-numberformat='{"1":2,"2":"0","3":1}' data-sheets-value='{"1":2,"2":"(%)"}' style="border-bottom:1px solid #000000;overflow:hidden;padding:0px 3px 0px 3px;vertical-align:bottom;background-color:#000000;font-weight:bold;color:#ffffff;text-align:center;">(%)</td> <td data-sheets-value='{"1":2,"2":"(dB)"}' style="border-bottom:1px solid #000000;overflow:hidden;padding:0px 3px 0px 3px;vertical-align:bottom;background-color:#000000;font-weight:bold;color:#ffffff;text-align:center;">(dB)</td> </tr> <tr style="height:20px;"> <td data-sheets-value='{"1":2,"2":"Acrylic"}' style="border-left:1px solid #000000;overflow:hidden;padding:0px 3px 0px 3px;vertical-align:bottom;font-weight:bold;">Acrylic</td> <td data-sheets-value='{"1":2,"2":"Single-walled"}' style="overflow:hidden;padding:0px 3px 0px 3px;vertical-align:bottom;font-weight:bold;">Single-walled</td> <td data-sheets-value='{"1":2,"2":"Clear (H)"}' style="border-right:1px solid #000000;overflow:hidden;padding:0px 3px 0px 3px;vertical-align:bottom;font-weight:bold;">Clear (H)</td> <td data-sheets-numberformat='{"1":2,"2":"0.00","3":1}' data-sheets-value='{"1":3,"3":5.17}' style="overflow:hidden;padding:0px 3px 0px 3px;vertical-align:bottom;text-align:center;">5.17</td> <td data-sheets-numberformat='{"1":2,"2":"0","3":1}' data-sheets-value='{"1":3,"3":90}' style="overflow:hidden;padding:0px 3px 0px 3px;vertical-align:bottom;text-align:center;">90</td> <td data-sheets-numberformat='{"1":2,"2":"0","3":1}' data-sheets-value='{"1":3,"3":87}' style="overflow:hidden;padding:0px 3px 0px 3px;vertical-align:bottom;text-align:center;">87</td> <td data-sheets-numberformat='{"1":2,"2":"0","3":1}' data-sheets-value='{"1":2,"2":"-"}' style="border-right:1px solid #000000;overflow:hidden;padding:0px 3px 0px 3px;vertical-align:bottom;text-align:center;">-</td> </tr> <tr style="height:20px;"> <td data-sheets-value='{"1":2,"2":"PMMA"}' style="border-left:1px solid #000000;overflow:hidden;padding:0px 3px 0px 3px;vertical-align:bottom;font-weight:bold;">PMMA</td> <td data-sheets-value='{"1":2,"2":"Single-walled"}' style="overflow:hidden;padding:0px 3px 0px 3px;vertical-align:bottom;font-weight:bold;">Single-walled</td> <td data-sheets-value='{"1":2,"2":"Opal (O)"}' style="border-right:1px solid #000000;overflow:hidden;padding:0px 3px 0px 3px;vertical-align:bottom;font-weight:bold;">Opal (O)</td> <td data-sheets-numberformat='{"1":2,"2":"0.00","3":1}' data-sheets-value='{"1":3,"3":5.17}' style="overflow:hidden;padding:0px 3px 0px 3px;vertical-align:bottom;text-align:center;">5.17</td> <td data-sheets-numberformat='{"1":2,"2":"0","3":1}' data-sheets-value='{"1":3,"3":83}' style="overflow:hidden;padding:0px 3px 0px 3px;vertical-align:bottom;text-align:center;">83</td> <td data-sheets-numberformat='{"1":2,"2":"0","3":1}' data-sheets-value='{"1":3,"3":76}' style="overflow:hidden;padding:0px 3px 0px 3px;vertical-align:bottom;text-align:center;">76</td> <td data-sheets-numberformat='{"1":2,"2":"0","3":1}' data-sheets-value='{"1":2,"2":"-"}' style="border-right:1px solid #000000;overflow:hidden;padding:0px 3px 0px 3px;vertical-align:bottom;text-align:center;">-</td> </tr> <tr style="height:20px;"> <td style="border-left:1px solid #000000;overflow:hidden;padding:0px 3px 0px 3px;vertical-align:bottom;font-weight:bold;"></td> <td data-sheets-value='{"1":2,"2":"Double-walled"}' style="overflow:hidden;padding:0px 3px 0px 3px;vertical-align:bottom;font-weight:bold;">Double-walled</td> <td data-sheets-value='{"1":2,"2":"Clear (H/H)"}' style="border-right:1px solid #000000;overflow:hidden;padding:0px 3px 0px 3px;vertical-align:bottom;font-weight:bold;">Clear (H/H)</td> <td data-sheets-numberformat='{"1":2,"2":"0.00","3":1}' data-sheets-value='{"1":3,"3":2.9}' style="overflow:hidden;padding:0px 3px 0px 3px;vertical-align:bottom;text-align:center;">2.90</td> <td data-sheets-numberformat='{"1":2,"2":"0","3":1}' data-sheets-value='{"1":3,"3":81}' style="overflow:hidden;padding:0px 3px 0px 3px;vertical-align:bottom;text-align:center;">81</td> <td data-sheets-numberformat='{"1":2,"2":"0","3":1}' data-sheets-value='{"1":3,"3":75}' style="overflow:hidden;padding:0px 3px 0px 3px;vertical-align:bottom;text-align:center;">75</td> <td data-sheets-numberformat='{"1":2,"2":"0","3":1}' data-sheets-value='{"1":3,"3":20}' style="border-right:1px solid #000000;overflow:hidden;padding:0px 3px 0px 3px;vertical-align:bottom;text-align:center;">20</td> </tr> <tr style="height:20px;"> <td style="border-left:1px solid #000000;overflow:hidden;padding:0px 3px 0px 3px;vertical-align:bottom;font-weight:bold;"></td> <td data-sheets-value='{"1":2,"2":"Double-walled"}' style="overflow:hidden;padding:0px 3px 0px 3px;vertical-align:bottom;font-weight:bold;">Double-walled</td> <td data-sheets-value='{"1":2,"2":"Opal (O/O)"}' style="border-right:1px solid #000000;overflow:hidden;padding:0px 3px 0px 3px;vertical-align:bottom;font-weight:bold;">Opal (O/O)</td> <td data-sheets-numberformat='{"1":2,"2":"0.00","3":1}' data-sheets-value='{"1":3,"3":2.9}' style="overflow:hidden;padding:0px 3px 0px 3px;vertical-align:bottom;text-align:center;">2.90</td> <td data-sheets-numberformat='{"1":2,"2":"0","3":1}' data-sheets-value='{"1":3,"3":69}' style="overflow:hidden;padding:0px 3px 0px 3px;vertical-align:bottom;text-align:center;">69</td> <td data-sheets-numberformat='{"1":2,"2":"0","3":1}' data-sheets-value='{"1":3,"3":58}' style="overflow:hidden;padding:0px 3px 0px 3px;vertical-align:bottom;text-align:center;">58</td> <td data-sheets-numberformat='{"1":2,"2":"0","3":1}' data-sheets-value='{"1":3,"3":20}' style="border-right:1px solid #000000;overflow:hidden;padding:0px 3px 0px 3px;vertical-align:bottom;text-align:center;">20</td> </tr> <tr style="height:20px;"> <td style="border-left:1px solid #000000;overflow:hidden;padding:0px 3px 0px 3px;vertical-align:bottom;font-weight:bold;"></td> <td data-sheets-value='{"1":2,"2":"Triple-walled"}' style="overflow:hidden;padding:0px 3px 0px 3px;vertical-align:bottom;font-weight:bold;">Triple-walled</td> <td data-sheets-value='{"1":2,"2":"Clear (H/H/H)"}' style="border-right:1px solid #000000;overflow:hidden;padding:0px 3px 0px 3px;vertical-align:bottom;font-weight:bold;">Clear (H/H/H)</td> <td data-sheets-numberformat='{"1":2,"2":"0.00","3":1}' data-sheets-value='{"1":3,"3":1.7}' style="overflow:hidden;padding:0px 3px 0px 3px;vertical-align:bottom;text-align:center;">1.70</td> <td data-sheets-numberformat='{"1":2,"2":"0","3":1}' data-sheets-value='{"1":3,"3":73}' style="overflow:hidden;padding:0px 3px 0px 3px;vertical-align:bottom;text-align:center;">73</td> <td data-sheets-numberformat='{"1":2,"2":"0","3":1}' data-sheets-value='{"1":3,"3":65}' style="overflow:hidden;padding:0px 3px 0px 3px;vertical-align:bottom;text-align:center;">65</td> <td data-sheets-numberformat='{"1":2,"2":"0","3":1}' data-sheets-value='{"1":3,"3":22}' style="border-right:1px solid #000000;overflow:hidden;padding:0px 3px 0px 3px;vertical-align:bottom;text-align:center;">22</td> </tr> <tr style="height:20px;"> <td style="border-left:1px solid #000000;overflow:hidden;padding:0px 3px 0px 3px;vertical-align:bottom;font-weight:bold;"></td> <td data-sheets-value='{"1":2,"2":"Triple-walled"}' style="overflow:hidden;padding:0px 3px 0px 3px;vertical-align:bottom;font-weight:bold;">Triple-walled</td> <td data-sheets-value='{"1":2,"2":"Opal (O/H/O)"}' style="border-right:1px solid #000000;overflow:hidden;padding:0px 3px 0px 3px;vertical-align:bottom;font-weight:bold;">Opal (O/H/O)</td> <td data-sheets-numberformat='{"1":2,"2":"0.00","3":1}' data-sheets-value='{"1":3,"3":1.7}' style="overflow:hidden;padding:0px 3px 0px 3px;vertical-align:bottom;text-align:center;">1.70</td> <td data-sheets-numberformat='{"1":2,"2":"0","3":1}' data-sheets-value='{"1":3,"3":62}' style="overflow:hidden;padding:0px 3px 0px 3px;vertical-align:bottom;text-align:center;">62</td> <td data-sheets-numberformat='{"1":2,"2":"0","3":1}' data-sheets-value='{"1":3,"3":51}' style="overflow:hidden;padding:0px 3px 0px 3px;vertical-align:bottom;text-align:center;">51</td> <td data-sheets-numberformat='{"1":2,"2":"0","3":1}' data-sheets-value='{"1":3,"3":22}' style="border-right:1px solid #000000;overflow:hidden;padding:0px 3px 0px 3px;vertical-align:bottom;text-align:center;">22</td> </tr> <tr style="height:20px;"> <td style="border-left:1px solid #000000;overflow:hidden;padding:0px 3px 0px 3px;vertical-align:bottom;font-weight:bold;"></td> <td data-sheets-value='{"1":2,"2":"Four-walled"}' style="overflow:hidden;padding:0px 3px 0px 3px;vertical-align:bottom;font-weight:bold;">Four-walled</td> <td data-sheets-value='{"1":2,"2":"Clear (H/H/H/H)"}' style="border-right:1px solid #000000;overflow:hidden;padding:0px 3px 0px 3px;vertical-align:bottom;font-weight:bold;">Clear (H/H/H/H)</td> <td data-sheets-numberformat='{"1":2,"2":"0.00","3":1}' data-sheets-value='{"1":3,"3":1.28}' style="overflow:hidden;padding:0px 3px 0px 3px;vertical-align:bottom;text-align:center;">1.28</td> <td data-sheets-numberformat='{"1":2,"2":"0","3":1}' data-sheets-value='{"1":3,"3":64}' style="overflow:hidden;padding:0px 3px 0px 3px;vertical-align:bottom;text-align:center;">64</td> <td data-sheets-numberformat='{"1":2,"2":"0","3":1}' data-sheets-value='{"1":3,"3":54}' style="overflow:hidden;padding:0px 3px 0px 3px;vertical-align:bottom;text-align:center;">54</td> <td data-sheets-numberformat='{"1":2,"2":"0","3":1}' data-sheets-value='{"1":3,"3":23}' style="border-right:1px solid #000000;overflow:hidden;padding:0px 3px 0px 3px;vertical-align:bottom;text-align:center;">23</td> </tr> <tr style="height:20px;"> <td style="border-bottom:1px solid #000000;border-left:1px solid #000000;overflow:hidden;padding:0px 3px 0px 3px;vertical-align:bottom;"></td> <td data-sheets-value='{"1":2,"2":"Four-walled"}' style="border-bottom:1px solid #000000;overflow:hidden;padding:0px 3px 0px 3px;vertical-align:bottom;font-weight:bold;">Four-walled</td> <td data-sheets-value='{"1":2,"2":"Opal (H/H/O/H)"}' style="border-right:1px solid #000000;border-bottom:1px solid #000000;overflow:hidden;padding:0px 3px 0px 3px;vertical-align:bottom;font-weight:bold;">Opal (H/H/O/H)</td> <td data-sheets-numberformat='{"1":2,"2":"0.00","3":1}' data-sheets-value='{"1":3,"3":1.28}' style="border-bottom:1px solid #000000;overflow:hidden;padding:0px 3px 0px 3px;vertical-align:bottom;text-align:center;">1.28</td> <td data-sheets-numberformat='{"1":2,"2":"0","3":1}' data-sheets-value='{"1":3,"3":59}' style="border-bottom:1px solid #000000;overflow:hidden;padding:0px 3px 0px 3px;vertical-align:bottom;text-align:center;">59</td> <td data-sheets-numberformat='{"1":2,"2":"0","3":1}' data-sheets-value='{"1":3,"3":48}' style="border-bottom:1px solid #000000;overflow:hidden;padding:0px 3px 0px 3px;vertical-align:bottom;text-align:center;">48</td> <td data-sheets-numberformat='{"1":2,"2":"0","3":1}' data-sheets-value='{"1":3,"3":23}' style="border-right:1px solid #000000;border-bottom:1px solid #000000;overflow:hidden;padding:0px 3px 0px 3px;vertical-align:bottom;text-align:center;">23</td> </tr> <tr style="height:20px;"> <td data-sheets-value='{"1":2,"2":"Polycarbonate "}' style="border-left:1px solid #000000;overflow:hidden;padding:0px 3px 0px 3px;vertical-align:bottom;font-weight:bold;">Polycarbonate </td> <td data-sheets-value='{"1":2,"2":"Single-walled"}' style="overflow:hidden;padding:0px 3px 0px 3px;vertical-align:bottom;font-weight:bold;">Single-walled</td> <td data-sheets-value='{"1":2,"2":"Clear (A)"}' style="border-right:1px solid #000000;overflow:hidden;padding:0px 3px 0px 3px;vertical-align:bottom;font-weight:bold;">Clear (A)</td> <td data-sheets-numberformat='{"1":2,"2":"0.00","3":1}' data-sheets-value='{"1":3,"3":5.17}' style="overflow:hidden;padding:0px 3px 0px 3px;vertical-align:bottom;text-align:center;">5.17</td> <td data-sheets-numberformat='{"1":2,"2":"0","3":1}' data-sheets-value='{"1":3,"3":88}' style="overflow:hidden;padding:0px 3px 0px 3px;vertical-align:bottom;text-align:center;">88</td> <td data-sheets-numberformat='{"1":2,"2":"0","3":1}' data-sheets-value='{"1":3,"3":83}' style="overflow:hidden;padding:0px 3px 0px 3px;vertical-align:bottom;text-align:center;">83</td> <td data-sheets-numberformat='{"1":2,"2":"0","3":1}' data-sheets-value='{"1":2,"2":"-"}' style="border-right:1px solid #000000;overflow:hidden;padding:0px 3px 0px 3px;vertical-align:bottom;text-align:center;">-</td> </tr> <tr style="height:20px;"> <td data-sheets-value='{"1":2,"2":"PC"}' style="border-left:1px solid #000000;overflow:hidden;padding:0px 3px 0px 3px;vertical-align:bottom;font-weight:bold;">PC</td> <td data-sheets-value='{"1":2,"2":"Single-walled"}' style="overflow:hidden;padding:0px 3px 0px 3px;vertical-align:bottom;font-weight:bold;">Single-walled</td> <td data-sheets-value='{"1":2,"2":"Opal (D)"}' style="border-right:1px solid #000000;overflow:hidden;padding:0px 3px 0px 3px;vertical-align:bottom;font-weight:bold;">Opal (D)</td> <td data-sheets-numberformat='{"1":2,"2":"0.00","3":1}' data-sheets-value='{"1":3,"3":5.17}' style="overflow:hidden;padding:0px 3px 0px 3px;vertical-align:bottom;text-align:center;">5.17</td> <td data-sheets-numberformat='{"1":2,"2":"0","3":1}' data-sheets-value='{"1":3,"3":58}' style="overflow:hidden;padding:0px 3px 0px 3px;vertical-align:bottom;text-align:center;">58</td> <td data-sheets-numberformat='{"1":2,"2":"0","3":1}' data-sheets-value='{"1":3,"3":60}' style="overflow:hidden;padding:0px 3px 0px 3px;vertical-align:bottom;text-align:center;">60</td> <td data-sheets-numberformat='{"1":2,"2":"0","3":1}' data-sheets-value='{"1":2,"2":"-"}' style="border-right:1px solid #000000;overflow:hidden;padding:0px 3px 0px 3px;vertical-align:bottom;text-align:center;">-</td> </tr> <tr style="height:20px;"> <td style="border-left:1px solid #000000;overflow:hidden;padding:0px 3px 0px 3px;vertical-align:bottom;font-weight:bold;"></td> <td data-sheets-value='{"1":2,"2":"Double-walled"}' style="overflow:hidden;padding:0px 3px 0px 3px;vertical-align:bottom;font-weight:bold;">Double-walled</td> <td data-sheets-value='{"1":2,"2":"Clear (A/H)"}' style="border-right:1px solid #000000;overflow:hidden;padding:0px 3px 0px 3px;vertical-align:bottom;font-weight:bold;">Clear (A/H)</td> <td data-sheets-numberformat='{"1":2,"2":"0.00","3":1}' data-sheets-value='{"1":3,"3":2.9}' style="overflow:hidden;padding:0px 3px 0px 3px;vertical-align:bottom;text-align:center;">2.90</td> <td data-sheets-numberformat='{"1":2,"2":"0","3":1}' data-sheets-value='{"1":3,"3":79}' style="overflow:hidden;padding:0px 3px 0px 3px;vertical-align:bottom;text-align:center;">79</td> <td data-sheets-numberformat='{"1":2,"2":"0","3":1}' data-sheets-value='{"1":3,"3":72}' style="overflow:hidden;padding:0px 3px 0px 3px;vertical-align:bottom;text-align:center;">72</td> <td data-sheets-numberformat='{"1":2,"2":"0","3":1}' data-sheets-value='{"1":3,"3":20}' style="border-right:1px solid #000000;overflow:hidden;padding:0px 3px 0px 3px;vertical-align:bottom;text-align:center;">20</td> </tr> <tr style="height:20px;"> <td style="border-left:1px solid #000000;overflow:hidden;padding:0px 3px 0px 3px;vertical-align:bottom;font-weight:bold;"></td> <td data-sheets-value='{"1":2,"2":"Double-walled"}' style="overflow:hidden;padding:0px 3px 0px 3px;vertical-align:bottom;font-weight:bold;">Double-walled</td> <td data-sheets-value='{"1":2,"2":"Clear (A/A)"}' style="border-right:1px solid #000000;overflow:hidden;padding:0px 3px 0px 3px;vertical-align:bottom;font-weight:bold;">Clear (A/A)</td> <td data-sheets-numberformat='{"1":2,"2":"0.00","3":1}' data-sheets-value='{"1":3,"3":2.9}' style="overflow:hidden;padding:0px 3px 0px 3px;vertical-align:bottom;text-align:center;">2.90</td> <td data-sheets-numberformat='{"1":2,"2":"0","3":1}' data-sheets-value='{"1":3,"3":77}' style="overflow:hidden;padding:0px 3px 0px 3px;vertical-align:bottom;text-align:center;">77</td> <td data-sheets-numberformat='{"1":2,"2":"0","3":1}' data-sheets-value='{"1":3,"3":69}' style="overflow:hidden;padding:0px 3px 0px 3px;vertical-align:bottom;text-align:center;">69</td> <td data-sheets-numberformat='{"1":2,"2":"0","3":1}' data-sheets-value='{"1":3,"3":20}' style="border-right:1px solid #000000;overflow:hidden;padding:0px 3px 0px 3px;vertical-align:bottom;text-align:center;">20</td> </tr> <tr style="height:20px;"> <td style="border-left:1px solid #000000;overflow:hidden;padding:0px 3px 0px 3px;vertical-align:bottom;font-weight:bold;"></td> <td data-sheets-value='{"1":2,"2":"Double-walled"}' style="overflow:hidden;padding:0px 3px 0px 3px;vertical-align:bottom;font-weight:bold;">Double-walled</td> <td data-sheets-value='{"1":2,"2":"Opal (A/O)"}' style="border-right:1px solid #000000;overflow:hidden;padding:0px 3px 0px 3px;vertical-align:bottom;font-weight:bold;">Opal (A/O)</td> <td data-sheets-numberformat='{"1":2,"2":"0.00","3":1}' data-sheets-value='{"1":3,"3":2.9}' style="overflow:hidden;padding:0px 3px 0px 3px;vertical-align:bottom;text-align:center;">2.90</td> <td data-sheets-numberformat='{"1":2,"2":"0","3":1}' data-sheets-value='{"1":3,"3":73}' style="overflow:hidden;padding:0px 3px 0px 3px;vertical-align:bottom;text-align:center;">73</td> <td data-sheets-numberformat='{"1":2,"2":"0","3":1}' data-sheets-value='{"1":3,"3":63}' style="overflow:hidden;padding:0px 3px 0px 3px;vertical-align:bottom;text-align:center;">63</td> <td data-sheets-numberformat='{"1":2,"2":"0","3":1}' data-sheets-value='{"1":3,"3":20}' style="border-right:1px solid #000000;overflow:hidden;padding:0px 3px 0px 3px;vertical-align:bottom;text-align:center;">20</td> </tr> <tr style="height:20px;"> <td style="border-left:1px solid #000000;overflow:hidden;padding:0px 3px 0px 3px;vertical-align:bottom;font-weight:bold;"></td> <td data-sheets-value='{"1":2,"2":"Double-walled"}' style="overflow:hidden;padding:0px 3px 0px 3px;vertical-align:bottom;font-weight:bold;">Double-walled</td> <td data-sheets-value='{"1":2,"2":"Opal (A/D)"}' style="border-right:1px solid #000000;overflow:hidden;padding:0px 3px 0px 3px;vertical-align:bottom;font-weight:bold;">Opal (A/D)</td> <td data-sheets-numberformat='{"1":2,"2":"0.00","3":1}' data-sheets-value='{"1":3,"3":2.9}' style="overflow:hidden;padding:0px 3px 0px 3px;vertical-align:bottom;text-align:center;">2.90</td> <td data-sheets-numberformat='{"1":2,"2":"0","3":1}' data-sheets-value='{"1":3,"3":51}' style="overflow:hidden;padding:0px 3px 0px 3px;vertical-align:bottom;text-align:center;">51</td> <td data-sheets-numberformat='{"1":2,"2":"0","3":1}' data-sheets-value='{"1":3,"3":50}' style="overflow:hidden;padding:0px 3px 0px 3px;vertical-align:bottom;text-align:center;">50</td> <td data-sheets-numberformat='{"1":2,"2":"0","3":1}' data-sheets-value='{"1":3,"3":20}' style="border-right:1px solid #000000;overflow:hidden;padding:0px 3px 0px 3px;vertical-align:bottom;text-align:center;">20</td> </tr> <tr style="height:20px;"> <td style="border-left:1px solid #000000;overflow:hidden;padding:0px 3px 0px 3px;vertical-align:bottom;font-weight:bold;"></td> <td data-sheets-value='{"1":2,"2":"Triple-walled"}' style="overflow:hidden;padding:0px 3px 0px 3px;vertical-align:bottom;font-weight:bold;">Triple-walled</td> <td data-sheets-value='{"1":2,"2":"Clear (A/H/H)"}' style="border-right:1px solid #000000;overflow:hidden;padding:0px 3px 0px 3px;vertical-align:bottom;font-weight:bold;">Clear (A/H/H)</td> <td data-sheets-numberformat='{"1":2,"2":"0.00","3":1}' data-sheets-value='{"1":3,"3":1.7}' style="overflow:hidden;padding:0px 3px 0px 3px;vertical-align:bottom;text-align:center;">1.70</td> <td data-sheets-numberformat='{"1":2,"2":"0","3":1}' data-sheets-value='{"1":3,"3":71}' style="overflow:hidden;padding:0px 3px 0px 3px;vertical-align:bottom;text-align:center;">71</td> <td data-sheets-numberformat='{"1":2,"2":"0","3":1}' data-sheets-value='{"1":3,"3":63}' style="overflow:hidden;padding:0px 3px 0px 3px;vertical-align:bottom;text-align:center;">63</td> <td data-sheets-numberformat='{"1":2,"2":"0","3":1}' data-sheets-value='{"1":3,"3":22}' style="border-right:1px solid #000000;overflow:hidden;padding:0px 3px 0px 3px;vertical-align:bottom;text-align:center;">22</td> </tr> <tr style="height:20px;"> <td style="border-left:1px solid #000000;overflow:hidden;padding:0px 3px 0px 3px;vertical-align:bottom;font-weight:bold;"></td> <td data-sheets-value='{"1":2,"2":"Triple-walled"}' style="overflow:hidden;padding:0px 3px 0px 3px;vertical-align:bottom;font-weight:bold;">Triple-walled</td> <td data-sheets-value='{"1":2,"2":"Opal (A/O/O)"}' style="border-right:1px solid #000000;overflow:hidden;padding:0px 3px 0px 3px;vertical-align:bottom;font-weight:bold;">Opal (A/O/O)</td> <td data-sheets-numberformat='{"1":2,"2":"0.00","3":1}' data-sheets-value='{"1":3,"3":1.7}' style="overflow:hidden;padding:0px 3px 0px 3px;vertical-align:bottom;text-align:center;">1.70</td> <td data-sheets-numberformat='{"1":2,"2":"0","3":1}' data-sheets-value='{"1":3,"3":61}' style="overflow:hidden;padding:0px 3px 0px 3px;vertical-align:bottom;text-align:center;">61</td> <td data-sheets-numberformat='{"1":2,"2":"0","3":1}' data-sheets-value='{"1":3,"3":48}' style="overflow:hidden;padding:0px 3px 0px 3px;vertical-align:bottom;text-align:center;">48</td> <td data-sheets-numberformat='{"1":2,"2":"0","3":1}' data-sheets-value='{"1":3,"3":22}' style="border-right:1px solid #000000;overflow:hidden;padding:0px 3px 0px 3px;vertical-align:bottom;text-align:center;">22</td> </tr> <tr style="height:20px;"> <td style="border-left:1px solid #000000;overflow:hidden;padding:0px 3px 0px 3px;vertical-align:bottom;font-weight:bold;"></td> <td data-sheets-value='{"1":2,"2":"Four-walled"}' style="overflow:hidden;padding:0px 3px 0px 3px;vertical-align:bottom;font-weight:bold;">Four-walled</td> <td data-sheets-value='{"1":2,"2":"Clear (A/H/H/H)"}' style="border-right:1px solid #000000;overflow:hidden;padding:0px 3px 0px 3px;vertical-align:bottom;font-weight:bold;">Clear (A/H/H/H)</td> <td data-sheets-numberformat='{"1":2,"2":"0.00","3":1}' data-sheets-value='{"1":3,"3":1.28}' style="overflow:hidden;padding:0px 3px 0px 3px;vertical-align:bottom;text-align:center;">1.28</td> <td data-sheets-numberformat='{"1":2,"2":"0","3":1}' data-sheets-value='{"1":3,"3":64}' style="overflow:hidden;padding:0px 3px 0px 3px;vertical-align:bottom;text-align:center;">64</td> <td data-sheets-numberformat='{"1":2,"2":"0","3":1}' data-sheets-value='{"1":3,"3":52}' style="overflow:hidden;padding:0px 3px 0px 3px;vertical-align:bottom;text-align:center;">52</td> <td data-sheets-numberformat='{"1":2,"2":"0","3":1}' data-sheets-value='{"1":3,"3":23}' style="border-right:1px solid #000000;overflow:hidden;padding:0px 3px 0px 3px;vertical-align:bottom;text-align:center;">23</td> </tr> <tr style="height:20px;"> <td style="border-bottom:1px solid #000000;border-left:1px solid #000000;overflow:hidden;padding:0px 3px 0px 3px;vertical-align:bottom;"></td> <td data-sheets-value='{"1":2,"2":"Four-walled"}' style="border-bottom:1px solid #000000;overflow:hidden;padding:0px 3px 0px 3px;vertical-align:bottom;font-weight:bold;">Four-walled</td> <td data-sheets-value='{"1":2,"2":"Opal (A/H/O/H)"}' style="border-right:1px solid #000000;border-bottom:1px solid #000000;overflow:hidden;padding:0px 3px 0px 3px;vertical-align:bottom;font-weight:bold;">Opal (A/H/O/H)</td> <td data-sheets-numberformat='{"1":2,"2":"0.00","3":1}' data-sheets-value='{"1":3,"3":1.28}' style="border-bottom:1px solid #000000;overflow:hidden;padding:0px 3px 0px 3px;vertical-align:bottom;text-align:center;">1.28</td> <td data-sheets-numberformat='{"1":2,"2":"0","3":1}' data-sheets-value='{"1":3,"3":59}' style="border-bottom:1px solid #000000;overflow:hidden;padding:0px 3px 0px 3px;vertical-align:bottom;text-align:center;">59</td> <td data-sheets-numberformat='{"1":2,"2":"0","3":1}' data-sheets-value='{"1":3,"3":46}' style="border-bottom:1px solid #000000;overflow:hidden;padding:0px 3px 0px 3px;vertical-align:bottom;text-align:center;">46</td> <td data-sheets-numberformat='{"1":2,"2":"0","3":1}' data-sheets-value='{"1":3,"3":23}' style="border-right:1px solid #000000;border-bottom:1px solid #000000;overflow:hidden;padding:0px 3px 0px 3px;vertical-align:bottom;text-align:center;">23</td> </tr> <tr style="height:20px;"> <td data-sheets-value='{"1":2,"2":"Polycarbonate"}' style="border-left:1px solid #000000;overflow:hidden;padding:0px 3px 0px 3px;vertical-align:bottom;font-weight:bold;">Polycarbonate</td> <td data-sheets-value='{"1":2,"2":"Single-walled"}' style="overflow:hidden;padding:0px 3px 0px 3px;vertical-align:bottom;font-weight:bold;">Single-walled</td> <td data-sheets-value='{"1":2,"2":"Heatstop Opal (T)"}' style="border-right:1px solid #000000;overflow:hidden;padding:0px 3px 0px 3px;vertical-align:bottom;font-weight:bold;">Heatstop Opal (T)</td> <td data-sheets-numberformat='{"1":2,"2":"0.00","3":1}' data-sheets-value='{"1":3,"3":5.17}' style="overflow:hidden;padding:0px 3px 0px 3px;vertical-align:bottom;text-align:center;">5.17</td> <td data-sheets-numberformat='{"1":2,"2":"0","3":1}' data-sheets-value='{"1":3,"3":49}' style="overflow:hidden;padding:0px 3px 0px 3px;vertical-align:bottom;text-align:center;">49</td> <td data-sheets-numberformat='{"1":2,"2":"0","3":1}' data-sheets-value='{"1":3,"3":59}' style="overflow:hidden;padding:0px 3px 0px 3px;vertical-align:bottom;text-align:center;">59</td> <td data-sheets-numberformat='{"1":2,"2":"0","3":1}' data-sheets-value='{"1":2,"2":"-"}' style="border-right:1px solid #000000;overflow:hidden;padding:0px 3px 0px 3px;vertical-align:bottom;text-align:center;">-</td> </tr> <tr style="height:20px;"> <td data-sheets-value='{"1":2,"2":"Heatstop PC"}' style="border-left:1px solid #000000;overflow:hidden;padding:0px 3px 0px 3px;vertical-align:bottom;font-weight:bold;">Heatstop PC</td> <td data-sheets-value='{"1":2,"2":"Double-walled"}' style="overflow:hidden;padding:0px 3px 0px 3px;vertical-align:bottom;font-weight:bold;">Double-walled</td> <td data-sheets-value='{"1":2,"2":"Clear (T/H)"}' style="border-right:1px solid #000000;overflow:hidden;padding:0px 3px 0px 3px;vertical-align:bottom;font-weight:bold;">Clear (T/H)</td> <td data-sheets-numberformat='{"1":2,"2":"0.00","3":1}' data-sheets-value='{"1":3,"3":2.9}' style="overflow:hidden;padding:0px 3px 0px 3px;vertical-align:bottom;text-align:center;">2.90</td> <td data-sheets-numberformat='{"1":2,"2":"0","3":1}' data-sheets-value='{"1":3,"3":44}' style="overflow:hidden;padding:0px 3px 0px 3px;vertical-align:bottom;text-align:center;">44</td> <td data-sheets-numberformat='{"1":2,"2":"0","3":1}' data-sheets-value='{"1":3,"3":51}' style="overflow:hidden;padding:0px 3px 0px 3px;vertical-align:bottom;text-align:center;">51</td> <td data-sheets-numberformat='{"1":2,"2":"0","3":1}' data-sheets-value='{"1":3,"3":20}' style="border-right:1px solid #000000;overflow:hidden;padding:0px 3px 0px 3px;vertical-align:bottom;text-align:center;">20</td> </tr> <tr style="height:20px;"> <td style="border-left:1px solid #000000;overflow:hidden;padding:0px 3px 0px 3px;vertical-align:bottom;font-weight:bold;"></td> <td data-sheets-value='{"1":2,"2":"Double-walled"}' style="overflow:hidden;padding:0px 3px 0px 3px;vertical-align:bottom;font-weight:bold;">Double-walled</td> <td data-sheets-value='{"1":2,"2":"Opal (T/O)"}' style="border-right:1px solid #000000;overflow:hidden;padding:0px 3px 0px 3px;vertical-align:bottom;font-weight:bold;">Opal (T/O)</td> <td data-sheets-numberformat='{"1":2,"2":"0.00","3":1}' data-sheets-value='{"1":3,"3":2.9}' style="overflow:hidden;padding:0px 3px 0px 3px;vertical-align:bottom;text-align:center;">2.90</td> <td data-sheets-numberformat='{"1":2,"2":"0","3":1}' data-sheets-value='{"1":3,"3":41}' style="overflow:hidden;padding:0px 3px 0px 3px;vertical-align:bottom;text-align:center;">41</td> <td data-sheets-numberformat='{"1":2,"2":"0","3":1}' data-sheets-value='{"1":3,"3":45}' style="overflow:hidden;padding:0px 3px 0px 3px;vertical-align:bottom;text-align:center;">45</td> <td data-sheets-numberformat='{"1":2,"2":"0","3":1}' data-sheets-value='{"1":3,"3":20}' style="border-right:1px solid #000000;overflow:hidden;padding:0px 3px 0px 3px;vertical-align:bottom;text-align:center;">20</td> </tr> <tr style="height:20px;"> <td style="border-left:1px solid #000000;overflow:hidden;padding:0px 3px 0px 3px;vertical-align:bottom;font-weight:bold;"></td> <td data-sheets-value='{"1":2,"2":"Triple-walled"}' style="overflow:hidden; | skylux-160-ce-met-koepel-en-pvc-opstand-16-00-met-lm-motor-0800-x-1300-mm | 8586021536077 | 46872329322829
Smoke and heat exhaust (SHEV) | SHE system | Skylux | Skylux 160° CE with skylight and PVC curb 16/00 with LM-actuator 0800 x 1400 mm |  | 34918 | 5412970349181 | 3550.15 | Yes | 30-45 | 50.4 | 800 x 1400 mm | 1400 | 800 |  | PVC 16/00 (16 cm high & roof opening = daylight size) | Rectangular | 5.17 W/m²K - 1.28 W/m²K | 87% - 32% | 90% - 32% | 20dB - 23dB | 160° CE (for industry) | skylight | without spoiler | E | Single actuator | Maximum four-walled skylight possible for this product | Ut-value LT-value g-value Rw-value EN 1873 : 2014 EN ISO 13468 EN 16153 EN 410 EN 410 EN ISO 140-3 Material Walls Shells (W/m²K) (%) (%) (dB) Acrylic Single-walled Clear (H) 5.17 90 87 - PMMA Single-walled Opal (O) 5.17 83 76 - Double-walled Clear (H/H) 2.90 81 75 20 Double-walled Opal (O/O) 2.90 69 58 20 Triple-walled Clear (H/H/H) 1.70 73 65 22 Triple-walled Opal (O/H/O) 1.70 62 51 22 Four-walled Clear (H/H/H/H) 1.28 64 54 23 Four-walled Opal (H/H/O/H) 1.28 59 48 23 Polycarbonate Single-walled Clear (A) 5.17 88 83 - PC Single-walled Opal (D) 5.17 58 60 - Double-walled Clear (A/H) 2.90 79 72 20 Double-walled Clear (A/A) 2.90 77 69 20 Double-walled Opal (A/O) 2.90 73 63 20 Double-walled Opal (A/D) 2.90 51 50 20 Triple-walled Clear (A/H/H) 1.70 71 63 22 Triple-walled Opal (A/O/O) 1.70 61 48 22 Four-walled Clear (A/H/H/H) 1.28 64 52 23 Four-walled Opal (A/H/O/H) 1.28 59 46 23 Polycarbonate Single-walled Heatstop Opal (T) 5.17 49 59 - Heatstop PC Double-walled Clear (T/H) 2.90 44 51 20 Double-walled Opal (T/O) 2.90 41 45 20 Triple-walled Clear (T/H/H) 1.70 40 <td data-sheets-numberformat='{"1":2,"2":"0","3":1}' data-sheets-value='{"1":3,"3":44}' style="overflow:hidden;paddin | https://skylux.eu/en/products/skylux-160-ce-met-koepel-en-pvc-opstand-16-00-met-lm-motor-0800-x-1400-mm | https://skylux.eu/cdn/shop/files/Skylux-160deg-CE-met-koepel-en-pvc-opstand-1600-met-LM-motor-0800-x-1400-mm-RWA-systeem.jpg?v=1702979309&width=1600 | https://skylux.eu/cdn/shop/files/e5a82811-1bb0-48e4-a776-cacb59c7c092_18548f45-08be-4318-bb18-583d9a898579.jpg?v=1688550868&width=1600 | //skylux.eu/cdn/shop/files/E_MH_Mounting_instructions_Skylux_160_CE_LM.pdf?v=12406716259046007223 | //skylux.eu/cdn/shop/files/E_TD_Technical_File_Skylux_Skylux_160_CE_Electric.pdf?v=3667116872303399239 | <style type="text/css" id="isPasted"> <!--td { border: 1px solid #cccccc; } br { mso-data-placement: same-cell; } --> </style> <table border="1" cellpadding="0" cellspacing="0" dir="ltr" style="table-layout:fixed;font-size:10pt;font-family:Arial;border-collapse:collapse;border:none;"><tbody> <tr style="height:20px;"> <td style="overflow:hidden;padding:0px 3px 0px 3px;vertical-align:bottom;"></td> <td style="overflow:hidden;padding:0px 3px 0px 3px;vertical-align:bottom;"></td> <td style="overflow:hidden;padding:0px 3px 0px 3px;vertical-align:bottom;"></td> <td data-sheets-value='{"1":2,"2":"Ut-value"}' style="overflow:hidden;padding:0px 3px 0px 3px;vertical-align:bottom;font-weight:bold;text-align:center;">Ut-value</td> <td data-sheets-value='{"1":2,"2":"LT-value"}' style="overflow:hidden;padding:0px 3px 0px 3px;vertical-align:bottom;font-weight:bold;text-align:center;">LT-value</td> <td data-sheets-value='{"1":2,"2":"g-value"}' style="overflow:hidden;padding:0px 3px 0px 3px;vertical-align:bottom;font-weight:bold;text-align:center;">g-value</td> <td data-sheets-value='{"1":2,"2":"Rw-value "}' style="overflow:hidden;padding:0px 3px 0px 3px;vertical-align:bottom;font-weight:bold;text-align:center;">Rw-value </td> </tr> <tr style="height:20px;"> <td style="overflow:hidden;padding:0px 3px 0px 3px;vertical-align:bottom;"></td> <td style="overflow:hidden;padding:0px 3px 0px 3px;vertical-align:bottom;"></td> <td style="overflow:hidden;padding:0px 3px 0px 3px;vertical-align:bottom;"></td> <td data-sheets-numberformat='{"1":2,"2":"0.00","3":1}' data-sheets-value='{"1":2,"2":"EN 1873 : 2014"}' style="overflow:hidden;padding:0px 3px 0px 3px;vertical-align:bottom;text-align:center;">EN 1873 : 2014</td> <td data-sheets-numberformat='{"1":2,"2":"0","3":1}' data-sheets-value='{"1":2,"2":"EN ISO 13468 EN 16153 EN 410"}' style="overflow:hidden;padding:0px 3px 0px 3px;vertical-align:bottom;text-align:center;">EN ISO 13468 EN 16153 EN 410</td> <td data-sheets-numberformat='{"1":2,"2":"0","3":1}' data-sheets-value='{"1":2,"2":"EN 410"}' style="overflow:hidden;padding:0px 3px 0px 3px;vertical-align:bottom;text-align:center;">EN 410</td> <td data-sheets-value='{"1":2,"2":"EN ISO 140-3\t\t"}' style="overflow:hidden;padding:0px 3px 0px 3px;vertical-align:bottom;text-align:center;">EN ISO 140-3 </td> </tr> <tr style="height:20px;"> <td data-sheets-value='{"1":2,"2":"Material"}' style="border-bottom:1px solid #000000;overflow:hidden;padding:0px 3px 0px 3px;vertical-align:bottom;background-color:#000000;font-weight:bold;color:#ffffff;">Material</td> <td data-sheets-value='{"1":2,"2":"Walls"}' style="border-bottom:1px solid #000000;overflow:hidden;padding:0px 3px 0px 3px;vertical-align:bottom;background-color:#000000;font-weight:bold;color:#ffffff;">Walls</td> <td data-sheets-value='{"1":2,"2":"Shells"}' style="border-bottom:1px solid #000000;overflow:hidden;padding:0px 3px 0px 3px;vertical-align:bottom;background-color:#000000;font-weight:bold;color:#ffffff;">Shells</td> <td data-sheets-numberformat='{"1":2,"2":"0.00","3":1}' data-sheets-value='{"1":2,"2":"(W/m²K)\t"}' style="border-bottom:1px solid #000000;overflow:hidden;padding:0px 3px 0px 3px;vertical-align:bottom;background-color:#000000;font-weight:bold;color:#ffffff;text-align:center;">(W/m²K) </td> <td data-sheets-numberformat='{"1":2,"2":"0","3":1}' data-sheets-value='{"1":2,"2":"(%)"}' style="border-bottom:1px solid #000000;overflow:hidden;padding:0px 3px 0px 3px;vertical-align:bottom;background-color:#000000;font-weight:bold;color:#ffffff;text-align:center;">(%)</td> <td data-sheets-numberformat='{"1":2,"2":"0","3":1}' data-sheets-value='{"1":2,"2":"(%)"}' style="border-bottom:1px solid #000000;overflow:hidden;padding:0px 3px 0px 3px;vertical-align:bottom;background-color:#000000;font-weight:bold;color:#ffffff;text-align:center;">(%)</td> <td data-sheets-value='{"1":2,"2":"(dB)"}' style="border-bottom:1px solid #000000;overflow:hidden;padding:0px 3px 0px 3px;vertical-align:bottom;background-color:#000000;font-weight:bold;color:#ffffff;text-align:center;">(dB)</td> </tr> <tr style="height:20px;"> <td data-sheets-value='{"1":2,"2":"Acrylic"}' style="border-left:1px solid #000000;overflow:hidden;padding:0px 3px 0px 3px;vertical-align:bottom;font-weight:bold;">Acrylic</td> <td data-sheets-value='{"1":2,"2":"Single-walled"}' style="overflow:hidden;padding:0px 3px 0px 3px;vertical-align:bottom;font-weight:bold;">Single-walled</td> <td data-sheets-value='{"1":2,"2":"Clear (H)"}' style="border-right:1px solid #000000;overflow:hidden;padding:0px 3px 0px 3px;vertical-align:bottom;font-weight:bold;">Clear (H)</td> <td data-sheets-numberformat='{"1":2,"2":"0.00","3":1}' data-sheets-value='{"1":3,"3":5.17}' style="overflow:hidden;padding:0px 3px 0px 3px;vertical-align:bottom;text-align:center;">5.17</td> <td data-sheets-numberformat='{"1":2,"2":"0","3":1}' data-sheets-value='{"1":3,"3":90}' style="overflow:hidden;padding:0px 3px 0px 3px;vertical-align:bottom;text-align:center;">90</td> <td data-sheets-numberformat='{"1":2,"2":"0","3":1}' data-sheets-value='{"1":3,"3":87}' style="overflow:hidden;padding:0px 3px 0px 3px;vertical-align:bottom;text-align:center;">87</td> <td data-sheets-numberformat='{"1":2,"2":"0","3":1}' data-sheets-value='{"1":2,"2":"-"}' style="border-right:1px solid #000000;overflow:hidden;padding:0px 3px 0px 3px;vertical-align:bottom;text-align:center;">-</td> </tr> <tr style="height:20px;"> <td data-sheets-value='{"1":2,"2":"PMMA"}' style="border-left:1px solid #000000;overflow:hidden;padding:0px 3px 0px 3px;vertical-align:bottom;font-weight:bold;">PMMA</td> <td data-sheets-value='{"1":2,"2":"Single-walled"}' style="overflow:hidden;padding:0px 3px 0px 3px;vertical-align:bottom;font-weight:bold;">Single-walled</td> <td data-sheets-value='{"1":2,"2":"Opal (O)"}' style="border-right:1px solid #000000;overflow:hidden;padding:0px 3px 0px 3px;vertical-align:bottom;font-weight:bold;">Opal (O)</td> <td data-sheets-numberformat='{"1":2,"2":"0.00","3":1}' data-sheets-value='{"1":3,"3":5.17}' style="overflow:hidden;padding:0px 3px 0px 3px;vertical-align:bottom;text-align:center;">5.17</td> <td data-sheets-numberformat='{"1":2,"2":"0","3":1}' data-sheets-value='{"1":3,"3":83}' style="overflow:hidden;padding:0px 3px 0px 3px;vertical-align:bottom;text-align:center;">83</td> <td data-sheets-numberformat='{"1":2,"2":"0","3":1}' data-sheets-value='{"1":3,"3":76}' style="overflow:hidden;padding:0px 3px 0px 3px;vertical-align:bottom;text-align:center;">76</td> <td data-sheets-numberformat='{"1":2,"2":"0","3":1}' data-sheets-value='{"1":2,"2":"-"}' style="border-right:1px solid #000000;overflow:hidden;padding:0px 3px 0px 3px;vertical-align:bottom;text-align:center;">-</td> </tr> <tr style="height:20px;"> <td style="border-left:1px solid #000000;overflow:hidden;padding:0px 3px 0px 3px;vertical-align:bottom;font-weight:bold;"></td> <td data-sheets-value='{"1":2,"2":"Double-walled"}' style="overflow:hidden;padding:0px 3px 0px 3px;vertical-align:bottom;font-weight:bold;">Double-walled</td> <td data-sheets-value='{"1":2,"2":"Clear (H/H)"}' style="border-right:1px solid #000000;overflow:hidden;padding:0px 3px 0px 3px;vertical-align:bottom;font-weight:bold;">Clear (H/H)</td> <td data-sheets-numberformat='{"1":2,"2":"0.00","3":1}' data-sheets-value='{"1":3,"3":2.9}' style="overflow:hidden;padding:0px 3px 0px 3px;vertical-align:bottom;text-align:center;">2.90</td> <td data-sheets-numberformat='{"1":2,"2":"0","3":1}' data-sheets-value='{"1":3,"3":81}' style="overflow:hidden;padding:0px 3px 0px 3px;vertical-align:bottom;text-align:center;">81</td> <td data-sheets-numberformat='{"1":2,"2":"0","3":1}' data-sheets-value='{"1":3,"3":75}' style="overflow:hidden;padding:0px 3px 0px 3px;vertical-align:bottom;text-align:center;">75</td> <td data-sheets-numberformat='{"1":2,"2":"0","3":1}' data-sheets-value='{"1":3,"3":20}' style="border-right:1px solid #000000;overflow:hidden;padding:0px 3px 0px 3px;vertical-align:bottom;text-align:center;">20</td> </tr> <tr style="height:20px;"> <td style="border-left:1px solid #000000;overflow:hidden;padding:0px 3px 0px 3px;vertical-align:bottom;font-weight:bold;"></td> <td data-sheets-value='{"1":2,"2":"Double-walled"}' style="overflow:hidden;padding:0px 3px 0px 3px;vertical-align:bottom;font-weight:bold;">Double-walled</td> <td data-sheets-value='{"1":2,"2":"Opal (O/O)"}' style="border-right:1px solid #000000;overflow:hidden;padding:0px 3px 0px 3px;vertical-align:bottom;font-weight:bold;">Opal (O/O)</td> <td data-sheets-numberformat='{"1":2,"2":"0.00","3":1}' data-sheets-value='{"1":3,"3":2.9}' style="overflow:hidden;padding:0px 3px 0px 3px;vertical-align:bottom;text-align:center;">2.90</td> <td data-sheets-numberformat='{"1":2,"2":"0","3":1}' data-sheets-value='{"1":3,"3":69}' style="overflow:hidden;padding:0px 3px 0px 3px;vertical-align:bottom;text-align:center;">69</td> <td data-sheets-numberformat='{"1":2,"2":"0","3":1}' data-sheets-value='{"1":3,"3":58}' style="overflow:hidden;padding:0px 3px 0px 3px;vertical-align:bottom;text-align:center;">58</td> <td data-sheets-numberformat='{"1":2,"2":"0","3":1}' data-sheets-value='{"1":3,"3":20}' style="border-right:1px solid #000000;overflow:hidden;padding:0px 3px 0px 3px;vertical-align:bottom;text-align:center;">20</td> </tr> <tr style="height:20px;"> <td style="border-left:1px solid #000000;overflow:hidden;padding:0px 3px 0px 3px;vertical-align:bottom;font-weight:bold;"></td> <td data-sheets-value='{"1":2,"2":"Triple-walled"}' style="overflow:hidden;padding:0px 3px 0px 3px;vertical-align:bottom;font-weight:bold;">Triple-walled</td> <td data-sheets-value='{"1":2,"2":"Clear (H/H/H)"}' style="border-right:1px solid #000000;overflow:hidden;padding:0px 3px 0px 3px;vertical-align:bottom;font-weight:bold;">Clear (H/H/H)</td> <td data-sheets-numberformat='{"1":2,"2":"0.00","3":1}' data-sheets-value='{"1":3,"3":1.7}' style="overflow:hidden;padding:0px 3px 0px 3px;vertical-align:bottom;text-align:center;">1.70</td> <td data-sheets-numberformat='{"1":2,"2":"0","3":1}' data-sheets-value='{"1":3,"3":73}' style="overflow:hidden;padding:0px 3px 0px 3px;vertical-align:bottom;text-align:center;">73</td> <td data-sheets-numberformat='{"1":2,"2":"0","3":1}' data-sheets-value='{"1":3,"3":65}' style="overflow:hidden;padding:0px 3px 0px 3px;vertical-align:bottom;text-align:center;">65</td> <td data-sheets-numberformat='{"1":2,"2":"0","3":1}' data-sheets-value='{"1":3,"3":22}' style="border-right:1px solid #000000;overflow:hidden;padding:0px 3px 0px 3px;vertical-align:bottom;text-align:center;">22</td> </tr> <tr style="height:20px;"> <td style="border-left:1px solid #000000;overflow:hidden;padding:0px 3px 0px 3px;vertical-align:bottom;font-weight:bold;"></td> <td data-sheets-value='{"1":2,"2":"Triple-walled"}' style="overflow:hidden;padding:0px 3px 0px 3px;vertical-align:bottom;font-weight:bold;">Triple-walled</td> <td data-sheets-value='{"1":2,"2":"Opal (O/H/O)"}' style="border-right:1px solid #000000;overflow:hidden;padding:0px 3px 0px 3px;vertical-align:bottom;font-weight:bold;">Opal (O/H/O)</td> <td data-sheets-numberformat='{"1":2,"2":"0.00","3":1}' data-sheets-value='{"1":3,"3":1.7}' style="overflow:hidden;padding:0px 3px 0px 3px;vertical-align:bottom;text-align:center;">1.70</td> <td data-sheets-numberformat='{"1":2,"2":"0","3":1}' data-sheets-value='{"1":3,"3":62}' style="overflow:hidden;padding:0px 3px 0px 3px;vertical-align:bottom;text-align:center;">62</td> <td data-sheets-numberformat='{"1":2,"2":"0","3":1}' data-sheets-value='{"1":3,"3":51}' style="overflow:hidden;padding:0px 3px 0px 3px;vertical-align:bottom;text-align:center;">51</td> <td data-sheets-numberformat='{"1":2,"2":"0","3":1}' data-sheets-value='{"1":3,"3":22}' style="border-right:1px solid #000000;overflow:hidden;padding:0px 3px 0px 3px;vertical-align:bottom;text-align:center;">22</td> </tr> <tr style="height:20px;"> <td style="border-left:1px solid #000000;overflow:hidden;padding:0px 3px 0px 3px;vertical-align:bottom;font-weight:bold;"></td> <td data-sheets-value='{"1":2,"2":"Four-walled"}' style="overflow:hidden;padding:0px 3px 0px 3px;vertical-align:bottom;font-weight:bold;">Four-walled</td> <td data-sheets-value='{"1":2,"2":"Clear (H/H/H/H)"}' style="border-right:1px solid #000000;overflow:hidden;padding:0px 3px 0px 3px;vertical-align:bottom;font-weight:bold;">Clear (H/H/H/H)</td> <td data-sheets-numberformat='{"1":2,"2":"0.00","3":1}' data-sheets-value='{"1":3,"3":1.28}' style="overflow:hidden;padding:0px 3px 0px 3px;vertical-align:bottom;text-align:center;">1.28</td> <td data-sheets-numberformat='{"1":2,"2":"0","3":1}' data-sheets-value='{"1":3,"3":64}' style="overflow:hidden;padding:0px 3px 0px 3px;vertical-align:bottom;text-align:center;">64</td> <td data-sheets-numberformat='{"1":2,"2":"0","3":1}' data-sheets-value='{"1":3,"3":54}' style="overflow:hidden;padding:0px 3px 0px 3px;vertical-align:bottom;text-align:center;">54</td> <td data-sheets-numberformat='{"1":2,"2":"0","3":1}' data-sheets-value='{"1":3,"3":23}' style="border-right:1px solid #000000;overflow:hidden;padding:0px 3px 0px 3px;vertical-align:bottom;text-align:center;">23</td> </tr> <tr style="height:20px;"> <td style="border-bottom:1px solid #000000;border-left:1px solid #000000;overflow:hidden;padding:0px 3px 0px 3px;vertical-align:bottom;"></td> <td data-sheets-value='{"1":2,"2":"Four-walled"}' style="border-bottom:1px solid #000000;overflow:hidden;padding:0px 3px 0px 3px;vertical-align:bottom;font-weight:bold;">Four-walled</td> <td data-sheets-value='{"1":2,"2":"Opal (H/H/O/H)"}' style="border-right:1px solid #000000;border-bottom:1px solid #000000;overflow:hidden;padding:0px 3px 0px 3px;vertical-align:bottom;font-weight:bold;">Opal (H/H/O/H)</td> <td data-sheets-numberformat='{"1":2,"2":"0.00","3":1}' data-sheets-value='{"1":3,"3":1.28}' style="border-bottom:1px solid #000000;overflow:hidden;padding:0px 3px 0px 3px;vertical-align:bottom;text-align:center;">1.28</td> <td data-sheets-numberformat='{"1":2,"2":"0","3":1}' data-sheets-value='{"1":3,"3":59}' style="border-bottom:1px solid #000000;overflow:hidden;padding:0px 3px 0px 3px;vertical-align:bottom;text-align:center;">59</td> <td data-sheets-numberformat='{"1":2,"2":"0","3":1}' data-sheets-value='{"1":3,"3":48}' style="border-bottom:1px solid #000000;overflow:hidden;padding:0px 3px 0px 3px;vertical-align:bottom;text-align:center;">48</td> <td data-sheets-numberformat='{"1":2,"2":"0","3":1}' data-sheets-value='{"1":3,"3":23}' style="border-right:1px solid #000000;border-bottom:1px solid #000000;overflow:hidden;padding:0px 3px 0px 3px;vertical-align:bottom;text-align:center;">23</td> </tr> <tr style="height:20px;"> <td data-sheets-value='{"1":2,"2":"Polycarbonate "}' style="border-left:1px solid #000000;overflow:hidden;padding:0px 3px 0px 3px;vertical-align:bottom;font-weight:bold;">Polycarbonate </td> <td data-sheets-value='{"1":2,"2":"Single-walled"}' style="overflow:hidden;padding:0px 3px 0px 3px;vertical-align:bottom;font-weight:bold;">Single-walled</td> <td data-sheets-value='{"1":2,"2":"Clear (A)"}' style="border-right:1px solid #000000;overflow:hidden;padding:0px 3px 0px 3px;vertical-align:bottom;font-weight:bold;">Clear (A)</td> <td data-sheets-numberformat='{"1":2,"2":"0.00","3":1}' data-sheets-value='{"1":3,"3":5.17}' style="overflow:hidden;padding:0px 3px 0px 3px;vertical-align:bottom;text-align:center;">5.17</td> <td data-sheets-numberformat='{"1":2,"2":"0","3":1}' data-sheets-value='{"1":3,"3":88}' style="overflow:hidden;padding:0px 3px 0px 3px;vertical-align:bottom;text-align:center;">88</td> <td data-sheets-numberformat='{"1":2,"2":"0","3":1}' data-sheets-value='{"1":3,"3":83}' style="overflow:hidden;padding:0px 3px 0px 3px;vertical-align:bottom;text-align:center;">83</td> <td data-sheets-numberformat='{"1":2,"2":"0","3":1}' data-sheets-value='{"1":2,"2":"-"}' style="border-right:1px solid #000000;overflow:hidden;padding:0px 3px 0px 3px;vertical-align:bottom;text-align:center;">-</td> </tr> <tr style="height:20px;"> <td data-sheets-value='{"1":2,"2":"PC"}' style="border-left:1px solid #000000;overflow:hidden;padding:0px 3px 0px 3px;vertical-align:bottom;font-weight:bold;">PC</td> <td data-sheets-value='{"1":2,"2":"Single-walled"}' style="overflow:hidden;padding:0px 3px 0px 3px;vertical-align:bottom;font-weight:bold;">Single-walled</td> <td data-sheets-value='{"1":2,"2":"Opal (D)"}' style="border-right:1px solid #000000;overflow:hidden;padding:0px 3px 0px 3px;vertical-align:bottom;font-weight:bold;">Opal (D)</td> <td data-sheets-numberformat='{"1":2,"2":"0.00","3":1}' data-sheets-value='{"1":3,"3":5.17}' style="overflow:hidden;padding:0px 3px 0px 3px;vertical-align:bottom;text-align:center;">5.17</td> <td data-sheets-numberformat='{"1":2,"2":"0","3":1}' data-sheets-value='{"1":3,"3":58}' style="overflow:hidden;padding:0px 3px 0px 3px;vertical-align:bottom;text-align:center;">58</td> <td data-sheets-numberformat='{"1":2,"2":"0","3":1}' data-sheets-value='{"1":3,"3":60}' style="overflow:hidden;padding:0px 3px 0px 3px;vertical-align:bottom;text-align:center;">60</td> <td data-sheets-numberformat='{"1":2,"2":"0","3":1}' data-sheets-value='{"1":2,"2":"-"}' style="border-right:1px solid #000000;overflow:hidden;padding:0px 3px 0px 3px;vertical-align:bottom;text-align:center;">-</td> </tr> <tr style="height:20px;"> <td style="border-left:1px solid #000000;overflow:hidden;padding:0px 3px 0px 3px;vertical-align:bottom;font-weight:bold;"></td> <td data-sheets-value='{"1":2,"2":"Double-walled"}' style="overflow:hidden;padding:0px 3px 0px 3px;vertical-align:bottom;font-weight:bold;">Double-walled</td> <td data-sheets-value='{"1":2,"2":"Clear (A/H)"}' style="border-right:1px solid #000000;overflow:hidden;padding:0px 3px 0px 3px;vertical-align:bottom;font-weight:bold;">Clear (A/H)</td> <td data-sheets-numberformat='{"1":2,"2":"0.00","3":1}' data-sheets-value='{"1":3,"3":2.9}' style="overflow:hidden;padding:0px 3px 0px 3px;vertical-align:bottom;text-align:center;">2.90</td> <td data-sheets-numberformat='{"1":2,"2":"0","3":1}' data-sheets-value='{"1":3,"3":79}' style="overflow:hidden;padding:0px 3px 0px 3px;vertical-align:bottom;text-align:center;">79</td> <td data-sheets-numberformat='{"1":2,"2":"0","3":1}' data-sheets-value='{"1":3,"3":72}' style="overflow:hidden;padding:0px 3px 0px 3px;vertical-align:bottom;text-align:center;">72</td> <td data-sheets-numberformat='{"1":2,"2":"0","3":1}' data-sheets-value='{"1":3,"3":20}' style="border-right:1px solid #000000;overflow:hidden;padding:0px 3px 0px 3px;vertical-align:bottom;text-align:center;">20</td> </tr> <tr style="height:20px;"> <td style="border-left:1px solid #000000;overflow:hidden;padding:0px 3px 0px 3px;vertical-align:bottom;font-weight:bold;"></td> <td data-sheets-value='{"1":2,"2":"Double-walled"}' style="overflow:hidden;padding:0px 3px 0px 3px;vertical-align:bottom;font-weight:bold;">Double-walled</td> <td data-sheets-value='{"1":2,"2":"Clear (A/A)"}' style="border-right:1px solid #000000;overflow:hidden;padding:0px 3px 0px 3px;vertical-align:bottom;font-weight:bold;">Clear (A/A)</td> <td data-sheets-numberformat='{"1":2,"2":"0.00","3":1}' data-sheets-value='{"1":3,"3":2.9}' style="overflow:hidden;padding:0px 3px 0px 3px;vertical-align:bottom;text-align:center;">2.90</td> <td data-sheets-numberformat='{"1":2,"2":"0","3":1}' data-sheets-value='{"1":3,"3":77}' style="overflow:hidden;padding:0px 3px 0px 3px;vertical-align:bottom;text-align:center;">77</td> <td data-sheets-numberformat='{"1":2,"2":"0","3":1}' data-sheets-value='{"1":3,"3":69}' style="overflow:hidden;padding:0px 3px 0px 3px;vertical-align:bottom;text-align:center;">69</td> <td data-sheets-numberformat='{"1":2,"2":"0","3":1}' data-sheets-value='{"1":3,"3":20}' style="border-right:1px solid #000000;overflow:hidden;padding:0px 3px 0px 3px;vertical-align:bottom;text-align:center;">20</td> </tr> <tr style="height:20px;"> <td style="border-left:1px solid #000000;overflow:hidden;padding:0px 3px 0px 3px;vertical-align:bottom;font-weight:bold;"></td> <td data-sheets-value='{"1":2,"2":"Double-walled"}' style="overflow:hidden;padding:0px 3px 0px 3px;vertical-align:bottom;font-weight:bold;">Double-walled</td> <td data-sheets-value='{"1":2,"2":"Opal (A/O)"}' style="border-right:1px solid #000000;overflow:hidden;padding:0px 3px 0px 3px;vertical-align:bottom;font-weight:bold;">Opal (A/O)</td> <td data-sheets-numberformat='{"1":2,"2":"0.00","3":1}' data-sheets-value='{"1":3,"3":2.9}' style="overflow:hidden;padding:0px 3px 0px 3px;vertical-align:bottom;text-align:center;">2.90</td> <td data-sheets-numberformat='{"1":2,"2":"0","3":1}' data-sheets-value='{"1":3,"3":73}' style="overflow:hidden;padding:0px 3px 0px 3px;vertical-align:bottom;text-align:center;">73</td> <td data-sheets-numberformat='{"1":2,"2":"0","3":1}' data-sheets-value='{"1":3,"3":63}' style="overflow:hidden;padding:0px 3px 0px 3px;vertical-align:bottom;text-align:center;">63</td> <td data-sheets-numberformat='{"1":2,"2":"0","3":1}' data-sheets-value='{"1":3,"3":20}' style="border-right:1px solid #000000;overflow:hidden;padding:0px 3px 0px 3px;vertical-align:bottom;text-align:center;">20</td> </tr> <tr style="height:20px;"> <td style="border-left:1px solid #000000;overflow:hidden;padding:0px 3px 0px 3px;vertical-align:bottom;font-weight:bold;"></td> <td data-sheets-value='{"1":2,"2":"Double-walled"}' style="overflow:hidden;padding:0px 3px 0px 3px;vertical-align:bottom;font-weight:bold;">Double-walled</td> <td data-sheets-value='{"1":2,"2":"Opal (A/D)"}' style="border-right:1px solid #000000;overflow:hidden;padding:0px 3px 0px 3px;vertical-align:bottom;font-weight:bold;">Opal (A/D)</td> <td data-sheets-numberformat='{"1":2,"2":"0.00","3":1}' data-sheets-value='{"1":3,"3":2.9}' style="overflow:hidden;padding:0px 3px 0px 3px;vertical-align:bottom;text-align:center;">2.90</td> <td data-sheets-numberformat='{"1":2,"2":"0","3":1}' data-sheets-value='{"1":3,"3":51}' style="overflow:hidden;padding:0px 3px 0px 3px;vertical-align:bottom;text-align:center;">51</td> <td data-sheets-numberformat='{"1":2,"2":"0","3":1}' data-sheets-value='{"1":3,"3":50}' style="overflow:hidden;padding:0px 3px 0px 3px;vertical-align:bottom;text-align:center;">50</td> <td data-sheets-numberformat='{"1":2,"2":"0","3":1}' data-sheets-value='{"1":3,"3":20}' style="border-right:1px solid #000000;overflow:hidden;padding:0px 3px 0px 3px;vertical-align:bottom;text-align:center;">20</td> </tr> <tr style="height:20px;"> <td style="border-left:1px solid #000000;overflow:hidden;padding:0px 3px 0px 3px;vertical-align:bottom;font-weight:bold;"></td> <td data-sheets-value='{"1":2,"2":"Triple-walled"}' style="overflow:hidden;padding:0px 3px 0px 3px;vertical-align:bottom;font-weight:bold;">Triple-walled</td> <td data-sheets-value='{"1":2,"2":"Clear (A/H/H)"}' style="border-right:1px solid #000000;overflow:hidden;padding:0px 3px 0px 3px;vertical-align:bottom;font-weight:bold;">Clear (A/H/H)</td> <td data-sheets-numberformat='{"1":2,"2":"0.00","3":1}' data-sheets-value='{"1":3,"3":1.7}' style="overflow:hidden;padding:0px 3px 0px 3px;vertical-align:bottom;text-align:center;">1.70</td> <td data-sheets-numberformat='{"1":2,"2":"0","3":1}' data-sheets-value='{"1":3,"3":71}' style="overflow:hidden;padding:0px 3px 0px 3px;vertical-align:bottom;text-align:center;">71</td> <td data-sheets-numberformat='{"1":2,"2":"0","3":1}' data-sheets-value='{"1":3,"3":63}' style="overflow:hidden;padding:0px 3px 0px 3px;vertical-align:bottom;text-align:center;">63</td> <td data-sheets-numberformat='{"1":2,"2":"0","3":1}' data-sheets-value='{"1":3,"3":22}' style="border-right:1px solid #000000;overflow:hidden;padding:0px 3px 0px 3px;vertical-align:bottom;text-align:center;">22</td> </tr> <tr style="height:20px;"> <td style="border-left:1px solid #000000;overflow:hidden;padding:0px 3px 0px 3px;vertical-align:bottom;font-weight:bold;"></td> <td data-sheets-value='{"1":2,"2":"Triple-walled"}' style="overflow:hidden;padding:0px 3px 0px 3px;vertical-align:bottom;font-weight:bold;">Triple-walled</td> <td data-sheets-value='{"1":2,"2":"Opal (A/O/O)"}' style="border-right:1px solid #000000;overflow:hidden;padding:0px 3px 0px 3px;vertical-align:bottom;font-weight:bold;">Opal (A/O/O)</td> <td data-sheets-numberformat='{"1":2,"2":"0.00","3":1}' data-sheets-value='{"1":3,"3":1.7}' style="overflow:hidden;padding:0px 3px 0px 3px;vertical-align:bottom;text-align:center;">1.70</td> <td data-sheets-numberformat='{"1":2,"2":"0","3":1}' data-sheets-value='{"1":3,"3":61}' style="overflow:hidden;padding:0px 3px 0px 3px;vertical-align:bottom;text-align:center;">61</td> <td data-sheets-numberformat='{"1":2,"2":"0","3":1}' data-sheets-value='{"1":3,"3":48}' style="overflow:hidden;padding:0px 3px 0px 3px;vertical-align:bottom;text-align:center;">48</td> <td data-sheets-numberformat='{"1":2,"2":"0","3":1}' data-sheets-value='{"1":3,"3":22}' style="border-right:1px solid #000000;overflow:hidden;padding:0px 3px 0px 3px;vertical-align:bottom;text-align:center;">22</td> </tr> <tr style="height:20px;"> <td style="border-left:1px solid #000000;overflow:hidden;padding:0px 3px 0px 3px;vertical-align:bottom;font-weight:bold;"></td> <td data-sheets-value='{"1":2,"2":"Four-walled"}' style="overflow:hidden;padding:0px 3px 0px 3px;vertical-align:bottom;font-weight:bold;">Four-walled</td> <td data-sheets-value='{"1":2,"2":"Clear (A/H/H/H)"}' style="border-right:1px solid #000000;overflow:hidden;padding:0px 3px 0px 3px;vertical-align:bottom;font-weight:bold;">Clear (A/H/H/H)</td> <td data-sheets-numberformat='{"1":2,"2":"0.00","3":1}' data-sheets-value='{"1":3,"3":1.28}' style="overflow:hidden;padding:0px 3px 0px 3px;vertical-align:bottom;text-align:center;">1.28</td> <td data-sheets-numberformat='{"1":2,"2":"0","3":1}' data-sheets-value='{"1":3,"3":64}' style="overflow:hidden;padding:0px 3px 0px 3px;vertical-align:bottom;text-align:center;">64</td> <td data-sheets-numberformat='{"1":2,"2":"0","3":1}' data-sheets-value='{"1":3,"3":52}' style="overflow:hidden;padding:0px 3px 0px 3px;vertical-align:bottom;text-align:center;">52</td> <td data-sheets-numberformat='{"1":2,"2":"0","3":1}' data-sheets-value='{"1":3,"3":23}' style="border-right:1px solid #000000;overflow:hidden;padding:0px 3px 0px 3px;vertical-align:bottom;text-align:center;">23</td> </tr> <tr style="height:20px;"> <td style="border-bottom:1px solid #000000;border-left:1px solid #000000;overflow:hidden;padding:0px 3px 0px 3px;vertical-align:bottom;"></td> <td data-sheets-value='{"1":2,"2":"Four-walled"}' style="border-bottom:1px solid #000000;overflow:hidden;padding:0px 3px 0px 3px;vertical-align:bottom;font-weight:bold;">Four-walled</td> <td data-sheets-value='{"1":2,"2":"Opal (A/H/O/H)"}' style="border-right:1px solid #000000;border-bottom:1px solid #000000;overflow:hidden;padding:0px 3px 0px 3px;vertical-align:bottom;font-weight:bold;">Opal (A/H/O/H)</td> <td data-sheets-numberformat='{"1":2,"2":"0.00","3":1}' data-sheets-value='{"1":3,"3":1.28}' style="border-bottom:1px solid #000000;overflow:hidden;padding:0px 3px 0px 3px;vertical-align:bottom;text-align:center;">1.28</td> <td data-sheets-numberformat='{"1":2,"2":"0","3":1}' data-sheets-value='{"1":3,"3":59}' style="border-bottom:1px solid #000000;overflow:hidden;padding:0px 3px 0px 3px;vertical-align:bottom;text-align:center;">59</td> <td data-sheets-numberformat='{"1":2,"2":"0","3":1}' data-sheets-value='{"1":3,"3":46}' style="border-bottom:1px solid #000000;overflow:hidden;padding:0px 3px 0px 3px;vertical-align:bottom;text-align:center;">46</td> <td data-sheets-numberformat='{"1":2,"2":"0","3":1}' data-sheets-value='{"1":3,"3":23}' style="border-right:1px solid #000000;border-bottom:1px solid #000000;overflow:hidden;padding:0px 3px 0px 3px;vertical-align:bottom;text-align:center;">23</td> </tr> <tr style="height:20px;"> <td data-sheets-value='{"1":2,"2":"Polycarbonate"}' style="border-left:1px solid #000000;overflow:hidden;padding:0px 3px 0px 3px;vertical-align:bottom;font-weight:bold;">Polycarbonate</td> <td data-sheets-value='{"1":2,"2":"Single-walled"}' style="overflow:hidden;padding:0px 3px 0px 3px;vertical-align:bottom;font-weight:bold;">Single-walled</td> <td data-sheets-value='{"1":2,"2":"Heatstop Opal (T)"}' style="border-right:1px solid #000000;overflow:hidden;padding:0px 3px 0px 3px;vertical-align:bottom;font-weight:bold;">Heatstop Opal (T)</td> <td data-sheets-numberformat='{"1":2,"2":"0.00","3":1}' data-sheets-value='{"1":3,"3":5.17}' style="overflow:hidden;padding:0px 3px 0px 3px;vertical-align:bottom;text-align:center;">5.17</td> <td data-sheets-numberformat='{"1":2,"2":"0","3":1}' data-sheets-value='{"1":3,"3":49}' style="overflow:hidden;padding:0px 3px 0px 3px;vertical-align:bottom;text-align:center;">49</td> <td data-sheets-numberformat='{"1":2,"2":"0","3":1}' data-sheets-value='{"1":3,"3":59}' style="overflow:hidden;padding:0px 3px 0px 3px;vertical-align:bottom;text-align:center;">59</td> <td data-sheets-numberformat='{"1":2,"2":"0","3":1}' data-sheets-value='{"1":2,"2":"-"}' style="border-right:1px solid #000000;overflow:hidden;padding:0px 3px 0px 3px;vertical-align:bottom;text-align:center;">-</td> </tr> <tr style="height:20px;"> <td data-sheets-value='{"1":2,"2":"Heatstop PC"}' style="border-left:1px solid #000000;overflow:hidden;padding:0px 3px 0px 3px;vertical-align:bottom;font-weight:bold;">Heatstop PC</td> <td data-sheets-value='{"1":2,"2":"Double-walled"}' style="overflow:hidden;padding:0px 3px 0px 3px;vertical-align:bottom;font-weight:bold;">Double-walled</td> <td data-sheets-value='{"1":2,"2":"Clear (T/H)"}' style="border-right:1px solid #000000;overflow:hidden;padding:0px 3px 0px 3px;vertical-align:bottom;font-weight:bold;">Clear (T/H)</td> <td data-sheets-numberformat='{"1":2,"2":"0.00","3":1}' data-sheets-value='{"1":3,"3":2.9}' style="overflow:hidden;padding:0px 3px 0px 3px;vertical-align:bottom;text-align:center;">2.90</td> <td data-sheets-numberformat='{"1":2,"2":"0","3":1}' data-sheets-value='{"1":3,"3":44}' style="overflow:hidden;padding:0px 3px 0px 3px;vertical-align:bottom;text-align:center;">44</td> <td data-sheets-numberformat='{"1":2,"2":"0","3":1}' data-sheets-value='{"1":3,"3":51}' style="overflow:hidden;padding:0px 3px 0px 3px;vertical-align:bottom;text-align:center;">51</td> <td data-sheets-numberformat='{"1":2,"2":"0","3":1}' data-sheets-value='{"1":3,"3":20}' style="border-right:1px solid #000000;overflow:hidden;padding:0px 3px 0px 3px;vertical-align:bottom;text-align:center;">20</td> </tr> <tr style="height:20px;"> <td style="border-left:1px solid #000000;overflow:hidden;padding:0px 3px 0px 3px;vertical-align:bottom;font-weight:bold;"></td> <td data-sheets-value='{"1":2,"2":"Double-walled"}' style="overflow:hidden;padding:0px 3px 0px 3px;vertical-align:bottom;font-weight:bold;">Double-walled</td> <td data-sheets-value='{"1":2,"2":"Opal (T/O)"}' style="border-right:1px solid #000000;overflow:hidden;padding:0px 3px 0px 3px;vertical-align:bottom;font-weight:bold;">Opal (T/O)</td> <td data-sheets-numberformat='{"1":2,"2":"0.00","3":1}' data-sheets-value='{"1":3,"3":2.9}' style="overflow:hidden;padding:0px 3px 0px 3px;vertical-align:bottom;text-align:center;">2.90</td> <td data-sheets-numberformat='{"1":2,"2":"0","3":1}' data-sheets-value='{"1":3,"3":41}' style="overflow:hidden;padding:0px 3px 0px 3px;vertical-align:bottom;text-align:center;">41</td> <td data-sheets-numberformat='{"1":2,"2":"0","3":1}' data-sheets-value='{"1":3,"3":45}' style="overflow:hidden;padding:0px 3px 0px 3px;vertical-align:bottom;text-align:center;">45</td> <td data-sheets-numberformat='{"1":2,"2":"0","3":1}' data-sheets-value='{"1":3,"3":20}' style="border-right:1px solid #000000;overflow:hidden;padding:0px 3px 0px 3px;vertical-align:bottom;text-align:center;">20</td> </tr> <tr style="height:20px;"> <td style="border-left:1px solid #000000;overflow:hidden;padding:0px 3px 0px 3px;vertical-align:bottom;font-weight:bold;"></td> <td data-sheets-value='{"1":2,"2":"Triple-walled"}' style="overflow:hidden; | skylux-160-ce-met-koepel-en-pvc-opstand-16-00-met-lm-motor-0800-x-1400-mm | 8586021568845 | 46872329388365
Smoke and heat exhaust (SHEV) | SHE system | Skylux | Skylux 160° CE with skylight and PVC curb 16/00 with LM-actuator 0900 x 1200 mm |  | 33958 | 5412970339588 | 3404.95 | Yes | 30-45 | 52.33 | 900 x 1200 mm | 1200 | 900 |  | PVC 16/00 (16 cm high & roof opening = daylight size) | Rectangular | 5.17 W/m²K - 1.28 W/m²K | 87% - 32% | 90% - 32% | 20dB - 23dB | 160° CE (for industry) | skylight | without spoiler | E | Single actuator | Maximum four-walled skylight possible for this product | Ut-value LT-value g-value Rw-value EN 1873 : 2014 EN ISO 13468 EN 16153 EN 410 EN 410 EN ISO 140-3 Material Walls Shells (W/m²K) (%) (%) (dB) Acrylic Single-walled Clear (H) 5.17 90 87 - PMMA Single-walled Opal (O) 5.17 83 76 - Double-walled Clear (H/H) 2.90 81 75 20 Double-walled Opal (O/O) 2.90 69 58 20 Triple-walled Clear (H/H/H) 1.70 73 65 22 Triple-walled Opal (O/H/O) 1.70 62 51 22 Four-walled Clear (H/H/H/H) 1.28 64 54 23 Four-walled Opal (H/H/O/H) 1.28 59 48 23 Polycarbonate Single-walled Clear (A) 5.17 88 83 - PC Single-walled Opal (D) 5.17 58 60 - Double-walled Clear (A/H) 2.90 79 72 20 Double-walled Clear (A/A) 2.90 77 69 20 Double-walled Opal (A/O) 2.90 73 63 20 Double-walled Opal (A/D) 2.90 51 50 20 Triple-walled Clear (A/H/H) 1.70 71 63 22 Triple-walled Opal (A/O/O) 1.70 61 48 22 Four-walled Clear (A/H/H/H) 1.28 64 52 23 Four-walled Opal (A/H/O/H) 1.28 59 46 23 Polycarbonate Single-walled Heatstop Opal (T) 5.17 49 59 - Heatstop PC Double-walled Clear (T/H) 2.90 44 51 20 Double-walled Opal (T/O) 2.90 41 45 20 Triple-walled Clear (T/H/H) 1.70 40 <td data-sheets-numberformat='{"1":2,"2":"0","3":1}' data-sheets-value='{"1":3,"3":44}' style="overflow:hidden;paddin | https://skylux.eu/en/products/skylux-160-ce-met-koepel-en-pvc-opstand-16-00-met-lm-motor-0900-x-1200-mm | https://skylux.eu/cdn/shop/files/Skylux-160deg-CE-met-koepel-en-pvc-opstand-1600-met-LM-motor-0900-x-1200-mm-RWA-systeem.jpg?v=1702979314&width=1600 | https://skylux.eu/cdn/shop/files/e5a82811-1bb0-48e4-a776-cacb59c7c092_ff96de3f-60a0-4d17-af6d-f0a287abbffd.jpg?v=1688550869&width=1600 | //skylux.eu/cdn/shop/files/E_MH_Mounting_instructions_Skylux_160_CE_LM.pdf?v=12406716259046007223 | //skylux.eu/cdn/shop/files/E_TD_Technical_File_Skylux_Skylux_160_CE_Electric.pdf?v=3667116872303399239 | <style type="text/css" id="isPasted"> <!--td { border: 1px solid #cccccc; } br { mso-data-placement: same-cell; } --> </style> <table border="1" cellpadding="0" cellspacing="0" dir="ltr" style="table-layout:fixed;font-size:10pt;font-family:Arial;border-collapse:collapse;border:none;"><tbody> <tr style="height:20px;"> <td style="overflow:hidden;padding:0px 3px 0px 3px;vertical-align:bottom;"></td> <td style="overflow:hidden;padding:0px 3px 0px 3px;vertical-align:bottom;"></td> <td style="overflow:hidden;padding:0px 3px 0px 3px;vertical-align:bottom;"></td> <td data-sheets-value='{"1":2,"2":"Ut-value"}' style="overflow:hidden;padding:0px 3px 0px 3px;vertical-align:bottom;font-weight:bold;text-align:center;">Ut-value</td> <td data-sheets-value='{"1":2,"2":"LT-value"}' style="overflow:hidden;padding:0px 3px 0px 3px;vertical-align:bottom;font-weight:bold;text-align:center;">LT-value</td> <td data-sheets-value='{"1":2,"2":"g-value"}' style="overflow:hidden;padding:0px 3px 0px 3px;vertical-align:bottom;font-weight:bold;text-align:center;">g-value</td> <td data-sheets-value='{"1":2,"2":"Rw-value "}' style="overflow:hidden;padding:0px 3px 0px 3px;vertical-align:bottom;font-weight:bold;text-align:center;">Rw-value </td> </tr> <tr style="height:20px;"> <td style="overflow:hidden;padding:0px 3px 0px 3px;vertical-align:bottom;"></td> <td style="overflow:hidden;padding:0px 3px 0px 3px;vertical-align:bottom;"></td> <td style="overflow:hidden;padding:0px 3px 0px 3px;vertical-align:bottom;"></td> <td data-sheets-numberformat='{"1":2,"2":"0.00","3":1}' data-sheets-value='{"1":2,"2":"EN 1873 : 2014"}' style="overflow:hidden;padding:0px 3px 0px 3px;vertical-align:bottom;text-align:center;">EN 1873 : 2014</td> <td data-sheets-numberformat='{"1":2,"2":"0","3":1}' data-sheets-value='{"1":2,"2":"EN ISO 13468 EN 16153 EN 410"}' style="overflow:hidden;padding:0px 3px 0px 3px;vertical-align:bottom;text-align:center;">EN ISO 13468 EN 16153 EN 410</td> <td data-sheets-numberformat='{"1":2,"2":"0","3":1}' data-sheets-value='{"1":2,"2":"EN 410"}' style="overflow:hidden;padding:0px 3px 0px 3px;vertical-align:bottom;text-align:center;">EN 410</td> <td data-sheets-value='{"1":2,"2":"EN ISO 140-3\t\t"}' style="overflow:hidden;padding:0px 3px 0px 3px;vertical-align:bottom;text-align:center;">EN ISO 140-3 </td> </tr> <tr style="height:20px;"> <td data-sheets-value='{"1":2,"2":"Material"}' style="border-bottom:1px solid #000000;overflow:hidden;padding:0px 3px 0px 3px;vertical-align:bottom;background-color:#000000;font-weight:bold;color:#ffffff;">Material</td> <td data-sheets-value='{"1":2,"2":"Walls"}' style="border-bottom:1px solid #000000;overflow:hidden;padding:0px 3px 0px 3px;vertical-align:bottom;background-color:#000000;font-weight:bold;color:#ffffff;">Walls</td> <td data-sheets-value='{"1":2,"2":"Shells"}' style="border-bottom:1px solid #000000;overflow:hidden;padding:0px 3px 0px 3px;vertical-align:bottom;background-color:#000000;font-weight:bold;color:#ffffff;">Shells</td> <td data-sheets-numberformat='{"1":2,"2":"0.00","3":1}' data-sheets-value='{"1":2,"2":"(W/m²K)\t"}' style="border-bottom:1px solid #000000;overflow:hidden;padding:0px 3px 0px 3px;vertical-align:bottom;background-color:#000000;font-weight:bold;color:#ffffff;text-align:center;">(W/m²K) </td> <td data-sheets-numberformat='{"1":2,"2":"0","3":1}' data-sheets-value='{"1":2,"2":"(%)"}' style="border-bottom:1px solid #000000;overflow:hidden;padding:0px 3px 0px 3px;vertical-align:bottom;background-color:#000000;font-weight:bold;color:#ffffff;text-align:center;">(%)</td> <td data-sheets-numberformat='{"1":2,"2":"0","3":1}' data-sheets-value='{"1":2,"2":"(%)"}' style="border-bottom:1px solid #000000;overflow:hidden;padding:0px 3px 0px 3px;vertical-align:bottom;background-color:#000000;font-weight:bold;color:#ffffff;text-align:center;">(%)</td> <td data-sheets-value='{"1":2,"2":"(dB)"}' style="border-bottom:1px solid #000000;overflow:hidden;padding:0px 3px 0px 3px;vertical-align:bottom;background-color:#000000;font-weight:bold;color:#ffffff;text-align:center;">(dB)</td> </tr> <tr style="height:20px;"> <td data-sheets-value='{"1":2,"2":"Acrylic"}' style="border-left:1px solid #000000;overflow:hidden;padding:0px 3px 0px 3px;vertical-align:bottom;font-weight:bold;">Acrylic</td> <td data-sheets-value='{"1":2,"2":"Single-walled"}' style="overflow:hidden;padding:0px 3px 0px 3px;vertical-align:bottom;font-weight:bold;">Single-walled</td> <td data-sheets-value='{"1":2,"2":"Clear (H)"}' style="border-right:1px solid #000000;overflow:hidden;padding:0px 3px 0px 3px;vertical-align:bottom;font-weight:bold;">Clear (H)</td> <td data-sheets-numberformat='{"1":2,"2":"0.00","3":1}' data-sheets-value='{"1":3,"3":5.17}' style="overflow:hidden;padding:0px 3px 0px 3px;vertical-align:bottom;text-align:center;">5.17</td> <td data-sheets-numberformat='{"1":2,"2":"0","3":1}' data-sheets-value='{"1":3,"3":90}' style="overflow:hidden;padding:0px 3px 0px 3px;vertical-align:bottom;text-align:center;">90</td> <td data-sheets-numberformat='{"1":2,"2":"0","3":1}' data-sheets-value='{"1":3,"3":87}' style="overflow:hidden;padding:0px 3px 0px 3px;vertical-align:bottom;text-align:center;">87</td> <td data-sheets-numberformat='{"1":2,"2":"0","3":1}' data-sheets-value='{"1":2,"2":"-"}' style="border-right:1px solid #000000;overflow:hidden;padding:0px 3px 0px 3px;vertical-align:bottom;text-align:center;">-</td> </tr> <tr style="height:20px;"> <td data-sheets-value='{"1":2,"2":"PMMA"}' style="border-left:1px solid #000000;overflow:hidden;padding:0px 3px 0px 3px;vertical-align:bottom;font-weight:bold;">PMMA</td> <td data-sheets-value='{"1":2,"2":"Single-walled"}' style="overflow:hidden;padding:0px 3px 0px 3px;vertical-align:bottom;font-weight:bold;">Single-walled</td> <td data-sheets-value='{"1":2,"2":"Opal (O)"}' style="border-right:1px solid #000000;overflow:hidden;padding:0px 3px 0px 3px;vertical-align:bottom;font-weight:bold;">Opal (O)</td> <td data-sheets-numberformat='{"1":2,"2":"0.00","3":1}' data-sheets-value='{"1":3,"3":5.17}' style="overflow:hidden;padding:0px 3px 0px 3px;vertical-align:bottom;text-align:center;">5.17</td> <td data-sheets-numberformat='{"1":2,"2":"0","3":1}' data-sheets-value='{"1":3,"3":83}' style="overflow:hidden;padding:0px 3px 0px 3px;vertical-align:bottom;text-align:center;">83</td> <td data-sheets-numberformat='{"1":2,"2":"0","3":1}' data-sheets-value='{"1":3,"3":76}' style="overflow:hidden;padding:0px 3px 0px 3px;vertical-align:bottom;text-align:center;">76</td> <td data-sheets-numberformat='{"1":2,"2":"0","3":1}' data-sheets-value='{"1":2,"2":"-"}' style="border-right:1px solid #000000;overflow:hidden;padding:0px 3px 0px 3px;vertical-align:bottom;text-align:center;">-</td> </tr> <tr style="height:20px;"> <td style="border-left:1px solid #000000;overflow:hidden;padding:0px 3px 0px 3px;vertical-align:bottom;font-weight:bold;"></td> <td data-sheets-value='{"1":2,"2":"Double-walled"}' style="overflow:hidden;padding:0px 3px 0px 3px;vertical-align:bottom;font-weight:bold;">Double-walled</td> <td data-sheets-value='{"1":2,"2":"Clear (H/H)"}' style="border-right:1px solid #000000;overflow:hidden;padding:0px 3px 0px 3px;vertical-align:bottom;font-weight:bold;">Clear (H/H)</td> <td data-sheets-numberformat='{"1":2,"2":"0.00","3":1}' data-sheets-value='{"1":3,"3":2.9}' style="overflow:hidden;padding:0px 3px 0px 3px;vertical-align:bottom;text-align:center;">2.90</td> <td data-sheets-numberformat='{"1":2,"2":"0","3":1}' data-sheets-value='{"1":3,"3":81}' style="overflow:hidden;padding:0px 3px 0px 3px;vertical-align:bottom;text-align:center;">81</td> <td data-sheets-numberformat='{"1":2,"2":"0","3":1}' data-sheets-value='{"1":3,"3":75}' style="overflow:hidden;padding:0px 3px 0px 3px;vertical-align:bottom;text-align:center;">75</td> <td data-sheets-numberformat='{"1":2,"2":"0","3":1}' data-sheets-value='{"1":3,"3":20}' style="border-right:1px solid #000000;overflow:hidden;padding:0px 3px 0px 3px;vertical-align:bottom;text-align:center;">20</td> </tr> <tr style="height:20px;"> <td style="border-left:1px solid #000000;overflow:hidden;padding:0px 3px 0px 3px;vertical-align:bottom;font-weight:bold;"></td> <td data-sheets-value='{"1":2,"2":"Double-walled"}' style="overflow:hidden;padding:0px 3px 0px 3px;vertical-align:bottom;font-weight:bold;">Double-walled</td> <td data-sheets-value='{"1":2,"2":"Opal (O/O)"}' style="border-right:1px solid #000000;overflow:hidden;padding:0px 3px 0px 3px;vertical-align:bottom;font-weight:bold;">Opal (O/O)</td> <td data-sheets-numberformat='{"1":2,"2":"0.00","3":1}' data-sheets-value='{"1":3,"3":2.9}' style="overflow:hidden;padding:0px 3px 0px 3px;vertical-align:bottom;text-align:center;">2.90</td> <td data-sheets-numberformat='{"1":2,"2":"0","3":1}' data-sheets-value='{"1":3,"3":69}' style="overflow:hidden;padding:0px 3px 0px 3px;vertical-align:bottom;text-align:center;">69</td> <td data-sheets-numberformat='{"1":2,"2":"0","3":1}' data-sheets-value='{"1":3,"3":58}' style="overflow:hidden;padding:0px 3px 0px 3px;vertical-align:bottom;text-align:center;">58</td> <td data-sheets-numberformat='{"1":2,"2":"0","3":1}' data-sheets-value='{"1":3,"3":20}' style="border-right:1px solid #000000;overflow:hidden;padding:0px 3px 0px 3px;vertical-align:bottom;text-align:center;">20</td> </tr> <tr style="height:20px;"> <td style="border-left:1px solid #000000;overflow:hidden;padding:0px 3px 0px 3px;vertical-align:bottom;font-weight:bold;"></td> <td data-sheets-value='{"1":2,"2":"Triple-walled"}' style="overflow:hidden;padding:0px 3px 0px 3px;vertical-align:bottom;font-weight:bold;">Triple-walled</td> <td data-sheets-value='{"1":2,"2":"Clear (H/H/H)"}' style="border-right:1px solid #000000;overflow:hidden;padding:0px 3px 0px 3px;vertical-align:bottom;font-weight:bold;">Clear (H/H/H)</td> <td data-sheets-numberformat='{"1":2,"2":"0.00","3":1}' data-sheets-value='{"1":3,"3":1.7}' style="overflow:hidden;padding:0px 3px 0px 3px;vertical-align:bottom;text-align:center;">1.70</td> <td data-sheets-numberformat='{"1":2,"2":"0","3":1}' data-sheets-value='{"1":3,"3":73}' style="overflow:hidden;padding:0px 3px 0px 3px;vertical-align:bottom;text-align:center;">73</td> <td data-sheets-numberformat='{"1":2,"2":"0","3":1}' data-sheets-value='{"1":3,"3":65}' style="overflow:hidden;padding:0px 3px 0px 3px;vertical-align:bottom;text-align:center;">65</td> <td data-sheets-numberformat='{"1":2,"2":"0","3":1}' data-sheets-value='{"1":3,"3":22}' style="border-right:1px solid #000000;overflow:hidden;padding:0px 3px 0px 3px;vertical-align:bottom;text-align:center;">22</td> </tr> <tr style="height:20px;"> <td style="border-left:1px solid #000000;overflow:hidden;padding:0px 3px 0px 3px;vertical-align:bottom;font-weight:bold;"></td> <td data-sheets-value='{"1":2,"2":"Triple-walled"}' style="overflow:hidden;padding:0px 3px 0px 3px;vertical-align:bottom;font-weight:bold;">Triple-walled</td> <td data-sheets-value='{"1":2,"2":"Opal (O/H/O)"}' style="border-right:1px solid #000000;overflow:hidden;padding:0px 3px 0px 3px;vertical-align:bottom;font-weight:bold;">Opal (O/H/O)</td> <td data-sheets-numberformat='{"1":2,"2":"0.00","3":1}' data-sheets-value='{"1":3,"3":1.7}' style="overflow:hidden;padding:0px 3px 0px 3px;vertical-align:bottom;text-align:center;">1.70</td> <td data-sheets-numberformat='{"1":2,"2":"0","3":1}' data-sheets-value='{"1":3,"3":62}' style="overflow:hidden;padding:0px 3px 0px 3px;vertical-align:bottom;text-align:center;">62</td> <td data-sheets-numberformat='{"1":2,"2":"0","3":1}' data-sheets-value='{"1":3,"3":51}' style="overflow:hidden;padding:0px 3px 0px 3px;vertical-align:bottom;text-align:center;">51</td> <td data-sheets-numberformat='{"1":2,"2":"0","3":1}' data-sheets-value='{"1":3,"3":22}' style="border-right:1px solid #000000;overflow:hidden;padding:0px 3px 0px 3px;vertical-align:bottom;text-align:center;">22</td> </tr> <tr style="height:20px;"> <td style="border-left:1px solid #000000;overflow:hidden;padding:0px 3px 0px 3px;vertical-align:bottom;font-weight:bold;"></td> <td data-sheets-value='{"1":2,"2":"Four-walled"}' style="overflow:hidden;padding:0px 3px 0px 3px;vertical-align:bottom;font-weight:bold;">Four-walled</td> <td data-sheets-value='{"1":2,"2":"Clear (H/H/H/H)"}' style="border-right:1px solid #000000;overflow:hidden;padding:0px 3px 0px 3px;vertical-align:bottom;font-weight:bold;">Clear (H/H/H/H)</td> <td data-sheets-numberformat='{"1":2,"2":"0.00","3":1}' data-sheets-value='{"1":3,"3":1.28}' style="overflow:hidden;padding:0px 3px 0px 3px;vertical-align:bottom;text-align:center;">1.28</td> <td data-sheets-numberformat='{"1":2,"2":"0","3":1}' data-sheets-value='{"1":3,"3":64}' style="overflow:hidden;padding:0px 3px 0px 3px;vertical-align:bottom;text-align:center;">64</td> <td data-sheets-numberformat='{"1":2,"2":"0","3":1}' data-sheets-value='{"1":3,"3":54}' style="overflow:hidden;padding:0px 3px 0px 3px;vertical-align:bottom;text-align:center;">54</td> <td data-sheets-numberformat='{"1":2,"2":"0","3":1}' data-sheets-value='{"1":3,"3":23}' style="border-right:1px solid #000000;overflow:hidden;padding:0px 3px 0px 3px;vertical-align:bottom;text-align:center;">23</td> </tr> <tr style="height:20px;"> <td style="border-bottom:1px solid #000000;border-left:1px solid #000000;overflow:hidden;padding:0px 3px 0px 3px;vertical-align:bottom;"></td> <td data-sheets-value='{"1":2,"2":"Four-walled"}' style="border-bottom:1px solid #000000;overflow:hidden;padding:0px 3px 0px 3px;vertical-align:bottom;font-weight:bold;">Four-walled</td> <td data-sheets-value='{"1":2,"2":"Opal (H/H/O/H)"}' style="border-right:1px solid #000000;border-bottom:1px solid #000000;overflow:hidden;padding:0px 3px 0px 3px;vertical-align:bottom;font-weight:bold;">Opal (H/H/O/H)</td> <td data-sheets-numberformat='{"1":2,"2":"0.00","3":1}' data-sheets-value='{"1":3,"3":1.28}' style="border-bottom:1px solid #000000;overflow:hidden;padding:0px 3px 0px 3px;vertical-align:bottom;text-align:center;">1.28</td> <td data-sheets-numberformat='{"1":2,"2":"0","3":1}' data-sheets-value='{"1":3,"3":59}' style="border-bottom:1px solid #000000;overflow:hidden;padding:0px 3px 0px 3px;vertical-align:bottom;text-align:center;">59</td> <td data-sheets-numberformat='{"1":2,"2":"0","3":1}' data-sheets-value='{"1":3,"3":48}' style="border-bottom:1px solid #000000;overflow:hidden;padding:0px 3px 0px 3px;vertical-align:bottom;text-align:center;">48</td> <td data-sheets-numberformat='{"1":2,"2":"0","3":1}' data-sheets-value='{"1":3,"3":23}' style="border-right:1px solid #000000;border-bottom:1px solid #000000;overflow:hidden;padding:0px 3px 0px 3px;vertical-align:bottom;text-align:center;">23</td> </tr> <tr style="height:20px;"> <td data-sheets-value='{"1":2,"2":"Polycarbonate "}' style="border-left:1px solid #000000;overflow:hidden;padding:0px 3px 0px 3px;vertical-align:bottom;font-weight:bold;">Polycarbonate </td> <td data-sheets-value='{"1":2,"2":"Single-walled"}' style="overflow:hidden;padding:0px 3px 0px 3px;vertical-align:bottom;font-weight:bold;">Single-walled</td> <td data-sheets-value='{"1":2,"2":"Clear (A)"}' style="border-right:1px solid #000000;overflow:hidden;padding:0px 3px 0px 3px;vertical-align:bottom;font-weight:bold;">Clear (A)</td> <td data-sheets-numberformat='{"1":2,"2":"0.00","3":1}' data-sheets-value='{"1":3,"3":5.17}' style="overflow:hidden;padding:0px 3px 0px 3px;vertical-align:bottom;text-align:center;">5.17</td> <td data-sheets-numberformat='{"1":2,"2":"0","3":1}' data-sheets-value='{"1":3,"3":88}' style="overflow:hidden;padding:0px 3px 0px 3px;vertical-align:bottom;text-align:center;">88</td> <td data-sheets-numberformat='{"1":2,"2":"0","3":1}' data-sheets-value='{"1":3,"3":83}' style="overflow:hidden;padding:0px 3px 0px 3px;vertical-align:bottom;text-align:center;">83</td> <td data-sheets-numberformat='{"1":2,"2":"0","3":1}' data-sheets-value='{"1":2,"2":"-"}' style="border-right:1px solid #000000;overflow:hidden;padding:0px 3px 0px 3px;vertical-align:bottom;text-align:center;">-</td> </tr> <tr style="height:20px;"> <td data-sheets-value='{"1":2,"2":"PC"}' style="border-left:1px solid #000000;overflow:hidden;padding:0px 3px 0px 3px;vertical-align:bottom;font-weight:bold;">PC</td> <td data-sheets-value='{"1":2,"2":"Single-walled"}' style="overflow:hidden;padding:0px 3px 0px 3px;vertical-align:bottom;font-weight:bold;">Single-walled</td> <td data-sheets-value='{"1":2,"2":"Opal (D)"}' style="border-right:1px solid #000000;overflow:hidden;padding:0px 3px 0px 3px;vertical-align:bottom;font-weight:bold;">Opal (D)</td> <td data-sheets-numberformat='{"1":2,"2":"0.00","3":1}' data-sheets-value='{"1":3,"3":5.17}' style="overflow:hidden;padding:0px 3px 0px 3px;vertical-align:bottom;text-align:center;">5.17</td> <td data-sheets-numberformat='{"1":2,"2":"0","3":1}' data-sheets-value='{"1":3,"3":58}' style="overflow:hidden;padding:0px 3px 0px 3px;vertical-align:bottom;text-align:center;">58</td> <td data-sheets-numberformat='{"1":2,"2":"0","3":1}' data-sheets-value='{"1":3,"3":60}' style="overflow:hidden;padding:0px 3px 0px 3px;vertical-align:bottom;text-align:center;">60</td> <td data-sheets-numberformat='{"1":2,"2":"0","3":1}' data-sheets-value='{"1":2,"2":"-"}' style="border-right:1px solid #000000;overflow:hidden;padding:0px 3px 0px 3px;vertical-align:bottom;text-align:center;">-</td> </tr> <tr style="height:20px;"> <td style="border-left:1px solid #000000;overflow:hidden;padding:0px 3px 0px 3px;vertical-align:bottom;font-weight:bold;"></td> <td data-sheets-value='{"1":2,"2":"Double-walled"}' style="overflow:hidden;padding:0px 3px 0px 3px;vertical-align:bottom;font-weight:bold;">Double-walled</td> <td data-sheets-value='{"1":2,"2":"Clear (A/H)"}' style="border-right:1px solid #000000;overflow:hidden;padding:0px 3px 0px 3px;vertical-align:bottom;font-weight:bold;">Clear (A/H)</td> <td data-sheets-numberformat='{"1":2,"2":"0.00","3":1}' data-sheets-value='{"1":3,"3":2.9}' style="overflow:hidden;padding:0px 3px 0px 3px;vertical-align:bottom;text-align:center;">2.90</td> <td data-sheets-numberformat='{"1":2,"2":"0","3":1}' data-sheets-value='{"1":3,"3":79}' style="overflow:hidden;padding:0px 3px 0px 3px;vertical-align:bottom;text-align:center;">79</td> <td data-sheets-numberformat='{"1":2,"2":"0","3":1}' data-sheets-value='{"1":3,"3":72}' style="overflow:hidden;padding:0px 3px 0px 3px;vertical-align:bottom;text-align:center;">72</td> <td data-sheets-numberformat='{"1":2,"2":"0","3":1}' data-sheets-value='{"1":3,"3":20}' style="border-right:1px solid #000000;overflow:hidden;padding:0px 3px 0px 3px;vertical-align:bottom;text-align:center;">20</td> </tr> <tr style="height:20px;"> <td style="border-left:1px solid #000000;overflow:hidden;padding:0px 3px 0px 3px;vertical-align:bottom;font-weight:bold;"></td> <td data-sheets-value='{"1":2,"2":"Double-walled"}' style="overflow:hidden;padding:0px 3px 0px 3px;vertical-align:bottom;font-weight:bold;">Double-walled</td> <td data-sheets-value='{"1":2,"2":"Clear (A/A)"}' style="border-right:1px solid #000000;overflow:hidden;padding:0px 3px 0px 3px;vertical-align:bottom;font-weight:bold;">Clear (A/A)</td> <td data-sheets-numberformat='{"1":2,"2":"0.00","3":1}' data-sheets-value='{"1":3,"3":2.9}' style="overflow:hidden;padding:0px 3px 0px 3px;vertical-align:bottom;text-align:center;">2.90</td> <td data-sheets-numberformat='{"1":2,"2":"0","3":1}' data-sheets-value='{"1":3,"3":77}' style="overflow:hidden;padding:0px 3px 0px 3px;vertical-align:bottom;text-align:center;">77</td> <td data-sheets-numberformat='{"1":2,"2":"0","3":1}' data-sheets-value='{"1":3,"3":69}' style="overflow:hidden;padding:0px 3px 0px 3px;vertical-align:bottom;text-align:center;">69</td> <td data-sheets-numberformat='{"1":2,"2":"0","3":1}' data-sheets-value='{"1":3,"3":20}' style="border-right:1px solid #000000;overflow:hidden;padding:0px 3px 0px 3px;vertical-align:bottom;text-align:center;">20</td> </tr> <tr style="height:20px;"> <td style="border-left:1px solid #000000;overflow:hidden;padding:0px 3px 0px 3px;vertical-align:bottom;font-weight:bold;"></td> <td data-sheets-value='{"1":2,"2":"Double-walled"}' style="overflow:hidden;padding:0px 3px 0px 3px;vertical-align:bottom;font-weight:bold;">Double-walled</td> <td data-sheets-value='{"1":2,"2":"Opal (A/O)"}' style="border-right:1px solid #000000;overflow:hidden;padding:0px 3px 0px 3px;vertical-align:bottom;font-weight:bold;">Opal (A/O)</td> <td data-sheets-numberformat='{"1":2,"2":"0.00","3":1}' data-sheets-value='{"1":3,"3":2.9}' style="overflow:hidden;padding:0px 3px 0px 3px;vertical-align:bottom;text-align:center;">2.90</td> <td data-sheets-numberformat='{"1":2,"2":"0","3":1}' data-sheets-value='{"1":3,"3":73}' style="overflow:hidden;padding:0px 3px 0px 3px;vertical-align:bottom;text-align:center;">73</td> <td data-sheets-numberformat='{"1":2,"2":"0","3":1}' data-sheets-value='{"1":3,"3":63}' style="overflow:hidden;padding:0px 3px 0px 3px;vertical-align:bottom;text-align:center;">63</td> <td data-sheets-numberformat='{"1":2,"2":"0","3":1}' data-sheets-value='{"1":3,"3":20}' style="border-right:1px solid #000000;overflow:hidden;padding:0px 3px 0px 3px;vertical-align:bottom;text-align:center;">20</td> </tr> <tr style="height:20px;"> <td style="border-left:1px solid #000000;overflow:hidden;padding:0px 3px 0px 3px;vertical-align:bottom;font-weight:bold;"></td> <td data-sheets-value='{"1":2,"2":"Double-walled"}' style="overflow:hidden;padding:0px 3px 0px 3px;vertical-align:bottom;font-weight:bold;">Double-walled</td> <td data-sheets-value='{"1":2,"2":"Opal (A/D)"}' style="border-right:1px solid #000000;overflow:hidden;padding:0px 3px 0px 3px;vertical-align:bottom;font-weight:bold;">Opal (A/D)</td> <td data-sheets-numberformat='{"1":2,"2":"0.00","3":1}' data-sheets-value='{"1":3,"3":2.9}' style="overflow:hidden;padding:0px 3px 0px 3px;vertical-align:bottom;text-align:center;">2.90</td> <td data-sheets-numberformat='{"1":2,"2":"0","3":1}' data-sheets-value='{"1":3,"3":51}' style="overflow:hidden;padding:0px 3px 0px 3px;vertical-align:bottom;text-align:center;">51</td> <td data-sheets-numberformat='{"1":2,"2":"0","3":1}' data-sheets-value='{"1":3,"3":50}' style="overflow:hidden;padding:0px 3px 0px 3px;vertical-align:bottom;text-align:center;">50</td> <td data-sheets-numberformat='{"1":2,"2":"0","3":1}' data-sheets-value='{"1":3,"3":20}' style="border-right:1px solid #000000;overflow:hidden;padding:0px 3px 0px 3px;vertical-align:bottom;text-align:center;">20</td> </tr> <tr style="height:20px;"> <td style="border-left:1px solid #000000;overflow:hidden;padding:0px 3px 0px 3px;vertical-align:bottom;font-weight:bold;"></td> <td data-sheets-value='{"1":2,"2":"Triple-walled"}' style="overflow:hidden;padding:0px 3px 0px 3px;vertical-align:bottom;font-weight:bold;">Triple-walled</td> <td data-sheets-value='{"1":2,"2":"Clear (A/H/H)"}' style="border-right:1px solid #000000;overflow:hidden;padding:0px 3px 0px 3px;vertical-align:bottom;font-weight:bold;">Clear (A/H/H)</td> <td data-sheets-numberformat='{"1":2,"2":"0.00","3":1}' data-sheets-value='{"1":3,"3":1.7}' style="overflow:hidden;padding:0px 3px 0px 3px;vertical-align:bottom;text-align:center;">1.70</td> <td data-sheets-numberformat='{"1":2,"2":"0","3":1}' data-sheets-value='{"1":3,"3":71}' style="overflow:hidden;padding:0px 3px 0px 3px;vertical-align:bottom;text-align:center;">71</td> <td data-sheets-numberformat='{"1":2,"2":"0","3":1}' data-sheets-value='{"1":3,"3":63}' style="overflow:hidden;padding:0px 3px 0px 3px;vertical-align:bottom;text-align:center;">63</td> <td data-sheets-numberformat='{"1":2,"2":"0","3":1}' data-sheets-value='{"1":3,"3":22}' style="border-right:1px solid #000000;overflow:hidden;padding:0px 3px 0px 3px;vertical-align:bottom;text-align:center;">22</td> </tr> <tr style="height:20px;"> <td style="border-left:1px solid #000000;overflow:hidden;padding:0px 3px 0px 3px;vertical-align:bottom;font-weight:bold;"></td> <td data-sheets-value='{"1":2,"2":"Triple-walled"}' style="overflow:hidden;padding:0px 3px 0px 3px;vertical-align:bottom;font-weight:bold;">Triple-walled</td> <td data-sheets-value='{"1":2,"2":"Opal (A/O/O)"}' style="border-right:1px solid #000000;overflow:hidden;padding:0px 3px 0px 3px;vertical-align:bottom;font-weight:bold;">Opal (A/O/O)</td> <td data-sheets-numberformat='{"1":2,"2":"0.00","3":1}' data-sheets-value='{"1":3,"3":1.7}' style="overflow:hidden;padding:0px 3px 0px 3px;vertical-align:bottom;text-align:center;">1.70</td> <td data-sheets-numberformat='{"1":2,"2":"0","3":1}' data-sheets-value='{"1":3,"3":61}' style="overflow:hidden;padding:0px 3px 0px 3px;vertical-align:bottom;text-align:center;">61</td> <td data-sheets-numberformat='{"1":2,"2":"0","3":1}' data-sheets-value='{"1":3,"3":48}' style="overflow:hidden;padding:0px 3px 0px 3px;vertical-align:bottom;text-align:center;">48</td> <td data-sheets-numberformat='{"1":2,"2":"0","3":1}' data-sheets-value='{"1":3,"3":22}' style="border-right:1px solid #000000;overflow:hidden;padding:0px 3px 0px 3px;vertical-align:bottom;text-align:center;">22</td> </tr> <tr style="height:20px;"> <td style="border-left:1px solid #000000;overflow:hidden;padding:0px 3px 0px 3px;vertical-align:bottom;font-weight:bold;"></td> <td data-sheets-value='{"1":2,"2":"Four-walled"}' style="overflow:hidden;padding:0px 3px 0px 3px;vertical-align:bottom;font-weight:bold;">Four-walled</td> <td data-sheets-value='{"1":2,"2":"Clear (A/H/H/H)"}' style="border-right:1px solid #000000;overflow:hidden;padding:0px 3px 0px 3px;vertical-align:bottom;font-weight:bold;">Clear (A/H/H/H)</td> <td data-sheets-numberformat='{"1":2,"2":"0.00","3":1}' data-sheets-value='{"1":3,"3":1.28}' style="overflow:hidden;padding:0px 3px 0px 3px;vertical-align:bottom;text-align:center;">1.28</td> <td data-sheets-numberformat='{"1":2,"2":"0","3":1}' data-sheets-value='{"1":3,"3":64}' style="overflow:hidden;padding:0px 3px 0px 3px;vertical-align:bottom;text-align:center;">64</td> <td data-sheets-numberformat='{"1":2,"2":"0","3":1}' data-sheets-value='{"1":3,"3":52}' style="overflow:hidden;padding:0px 3px 0px 3px;vertical-align:bottom;text-align:center;">52</td> <td data-sheets-numberformat='{"1":2,"2":"0","3":1}' data-sheets-value='{"1":3,"3":23}' style="border-right:1px solid #000000;overflow:hidden;padding:0px 3px 0px 3px;vertical-align:bottom;text-align:center;">23</td> </tr> <tr style="height:20px;"> <td style="border-bottom:1px solid #000000;border-left:1px solid #000000;overflow:hidden;padding:0px 3px 0px 3px;vertical-align:bottom;"></td> <td data-sheets-value='{"1":2,"2":"Four-walled"}' style="border-bottom:1px solid #000000;overflow:hidden;padding:0px 3px 0px 3px;vertical-align:bottom;font-weight:bold;">Four-walled</td> <td data-sheets-value='{"1":2,"2":"Opal (A/H/O/H)"}' style="border-right:1px solid #000000;border-bottom:1px solid #000000;overflow:hidden;padding:0px 3px 0px 3px;vertical-align:bottom;font-weight:bold;">Opal (A/H/O/H)</td> <td data-sheets-numberformat='{"1":2,"2":"0.00","3":1}' data-sheets-value='{"1":3,"3":1.28}' style="border-bottom:1px solid #000000;overflow:hidden;padding:0px 3px 0px 3px;vertical-align:bottom;text-align:center;">1.28</td> <td data-sheets-numberformat='{"1":2,"2":"0","3":1}' data-sheets-value='{"1":3,"3":59}' style="border-bottom:1px solid #000000;overflow:hidden;padding:0px 3px 0px 3px;vertical-align:bottom;text-align:center;">59</td> <td data-sheets-numberformat='{"1":2,"2":"0","3":1}' data-sheets-value='{"1":3,"3":46}' style="border-bottom:1px solid #000000;overflow:hidden;padding:0px 3px 0px 3px;vertical-align:bottom;text-align:center;">46</td> <td data-sheets-numberformat='{"1":2,"2":"0","3":1}' data-sheets-value='{"1":3,"3":23}' style="border-right:1px solid #000000;border-bottom:1px solid #000000;overflow:hidden;padding:0px 3px 0px 3px;vertical-align:bottom;text-align:center;">23</td> </tr> <tr style="height:20px;"> <td data-sheets-value='{"1":2,"2":"Polycarbonate"}' style="border-left:1px solid #000000;overflow:hidden;padding:0px 3px 0px 3px;vertical-align:bottom;font-weight:bold;">Polycarbonate</td> <td data-sheets-value='{"1":2,"2":"Single-walled"}' style="overflow:hidden;padding:0px 3px 0px 3px;vertical-align:bottom;font-weight:bold;">Single-walled</td> <td data-sheets-value='{"1":2,"2":"Heatstop Opal (T)"}' style="border-right:1px solid #000000;overflow:hidden;padding:0px 3px 0px 3px;vertical-align:bottom;font-weight:bold;">Heatstop Opal (T)</td> <td data-sheets-numberformat='{"1":2,"2":"0.00","3":1}' data-sheets-value='{"1":3,"3":5.17}' style="overflow:hidden;padding:0px 3px 0px 3px;vertical-align:bottom;text-align:center;">5.17</td> <td data-sheets-numberformat='{"1":2,"2":"0","3":1}' data-sheets-value='{"1":3,"3":49}' style="overflow:hidden;padding:0px 3px 0px 3px;vertical-align:bottom;text-align:center;">49</td> <td data-sheets-numberformat='{"1":2,"2":"0","3":1}' data-sheets-value='{"1":3,"3":59}' style="overflow:hidden;padding:0px 3px 0px 3px;vertical-align:bottom;text-align:center;">59</td> <td data-sheets-numberformat='{"1":2,"2":"0","3":1}' data-sheets-value='{"1":2,"2":"-"}' style="border-right:1px solid #000000;overflow:hidden;padding:0px 3px 0px 3px;vertical-align:bottom;text-align:center;">-</td> </tr> <tr style="height:20px;"> <td data-sheets-value='{"1":2,"2":"Heatstop PC"}' style="border-left:1px solid #000000;overflow:hidden;padding:0px 3px 0px 3px;vertical-align:bottom;font-weight:bold;">Heatstop PC</td> <td data-sheets-value='{"1":2,"2":"Double-walled"}' style="overflow:hidden;padding:0px 3px 0px 3px;vertical-align:bottom;font-weight:bold;">Double-walled</td> <td data-sheets-value='{"1":2,"2":"Clear (T/H)"}' style="border-right:1px solid #000000;overflow:hidden;padding:0px 3px 0px 3px;vertical-align:bottom;font-weight:bold;">Clear (T/H)</td> <td data-sheets-numberformat='{"1":2,"2":"0.00","3":1}' data-sheets-value='{"1":3,"3":2.9}' style="overflow:hidden;padding:0px 3px 0px 3px;vertical-align:bottom;text-align:center;">2.90</td> <td data-sheets-numberformat='{"1":2,"2":"0","3":1}' data-sheets-value='{"1":3,"3":44}' style="overflow:hidden;padding:0px 3px 0px 3px;vertical-align:bottom;text-align:center;">44</td> <td data-sheets-numberformat='{"1":2,"2":"0","3":1}' data-sheets-value='{"1":3,"3":51}' style="overflow:hidden;padding:0px 3px 0px 3px;vertical-align:bottom;text-align:center;">51</td> <td data-sheets-numberformat='{"1":2,"2":"0","3":1}' data-sheets-value='{"1":3,"3":20}' style="border-right:1px solid #000000;overflow:hidden;padding:0px 3px 0px 3px;vertical-align:bottom;text-align:center;">20</td> </tr> <tr style="height:20px;"> <td style="border-left:1px solid #000000;overflow:hidden;padding:0px 3px 0px 3px;vertical-align:bottom;font-weight:bold;"></td> <td data-sheets-value='{"1":2,"2":"Double-walled"}' style="overflow:hidden;padding:0px 3px 0px 3px;vertical-align:bottom;font-weight:bold;">Double-walled</td> <td data-sheets-value='{"1":2,"2":"Opal (T/O)"}' style="border-right:1px solid #000000;overflow:hidden;padding:0px 3px 0px 3px;vertical-align:bottom;font-weight:bold;">Opal (T/O)</td> <td data-sheets-numberformat='{"1":2,"2":"0.00","3":1}' data-sheets-value='{"1":3,"3":2.9}' style="overflow:hidden;padding:0px 3px 0px 3px;vertical-align:bottom;text-align:center;">2.90</td> <td data-sheets-numberformat='{"1":2,"2":"0","3":1}' data-sheets-value='{"1":3,"3":41}' style="overflow:hidden;padding:0px 3px 0px 3px;vertical-align:bottom;text-align:center;">41</td> <td data-sheets-numberformat='{"1":2,"2":"0","3":1}' data-sheets-value='{"1":3,"3":45}' style="overflow:hidden;padding:0px 3px 0px 3px;vertical-align:bottom;text-align:center;">45</td> <td data-sheets-numberformat='{"1":2,"2":"0","3":1}' data-sheets-value='{"1":3,"3":20}' style="border-right:1px solid #000000;overflow:hidden;padding:0px 3px 0px 3px;vertical-align:bottom;text-align:center;">20</td> </tr> <tr style="height:20px;"> <td style="border-left:1px solid #000000;overflow:hidden;padding:0px 3px 0px 3px;vertical-align:bottom;font-weight:bold;"></td> <td data-sheets-value='{"1":2,"2":"Triple-walled"}' style="overflow:hidden; | skylux-160-ce-met-koepel-en-pvc-opstand-16-00-met-lm-motor-0900-x-1200-mm | 8586021601613 | 46872329421133
Smoke and heat exhaust (SHEV) | SHE system | Skylux | Skylux 160° CE with skylight and PVC curb 16/00 with LM-actuator 0900 x 1500 mm |  | 34642 | 5412970346425 | 3608.25 | Yes | 30-45 | 55.67 | 900 x 1500 mm | 1500 | 900 |  | PVC 16/00 (16 cm high & roof opening = daylight size) | Rectangular | 5.17 W/m²K - 1.28 W/m²K | 87% - 32% | 90% - 32% | 20dB - 23dB | 160° CE (for industry) | skylight | without spoiler | E | Single actuator | Maximum four-walled skylight possible for this product | Ut-value LT-value g-value Rw-value EN 1873 : 2014 EN ISO 13468 EN 16153 EN 410 EN 410 EN ISO 140-3 Material Walls Shells (W/m²K) (%) (%) (dB) Acrylic Single-walled Clear (H) 5.17 90 87 - PMMA Single-walled Opal (O) 5.17 83 76 - Double-walled Clear (H/H) 2.90 81 75 20 Double-walled Opal (O/O) 2.90 69 58 20 Triple-walled Clear (H/H/H) 1.70 73 65 22 Triple-walled Opal (O/H/O) 1.70 62 51 22 Four-walled Clear (H/H/H/H) 1.28 64 54 23 Four-walled Opal (H/H/O/H) 1.28 59 48 23 Polycarbonate Single-walled Clear (A) 5.17 88 83 - PC Single-walled Opal (D) 5.17 58 60 - Double-walled Clear (A/H) 2.90 79 72 20 Double-walled Clear (A/A) 2.90 77 69 20 Double-walled Opal (A/O) 2.90 73 63 20 Double-walled Opal (A/D) 2.90 51 50 20 Triple-walled Clear (A/H/H) 1.70 71 63 22 Triple-walled Opal (A/O/O) 1.70 61 48 22 Four-walled Clear (A/H/H/H) 1.28 64 52 23 Four-walled Opal (A/H/O/H) 1.28 59 46 23 Polycarbonate Single-walled Heatstop Opal (T) 5.17 49 59 - Heatstop PC Double-walled Clear (T/H) 2.90 44 51 20 Double-walled Opal (T/O) 2.90 41 45 20 Triple-walled Clear (T/H/H) 1.70 40 <td data-sheets-numberformat='{"1":2,"2":"0","3":1}' data-sheets-value='{"1":3,"3":44}' style="overflow:hidden;paddin | https://skylux.eu/en/products/skylux-160-ce-met-koepel-en-pvc-opstand-16-00-met-lm-motor-0900-x-1500-mm | https://skylux.eu/cdn/shop/files/Skylux-160deg-CE-met-koepel-en-pvc-opstand-1600-met-LM-motor-0900-x-1500-mm-RWA-systeem.jpg?v=1702979319&width=1600 | https://skylux.eu/cdn/shop/files/e5a82811-1bb0-48e4-a776-cacb59c7c092_91601a1b-2e45-450d-b8a7-fab964191e0b.jpg?v=1688550870&width=1600 | //skylux.eu/cdn/shop/files/E_MH_Mounting_instructions_Skylux_160_CE_LM.pdf?v=12406716259046007223 | //skylux.eu/cdn/shop/files/E_TD_Technical_File_Skylux_Skylux_160_CE_Electric.pdf?v=3667116872303399239 | <style type="text/css" id="isPasted"> <!--td { border: 1px solid #cccccc; } br { mso-data-placement: same-cell; } --> </style> <table border="1" cellpadding="0" cellspacing="0" dir="ltr" style="table-layout:fixed;font-size:10pt;font-family:Arial;border-collapse:collapse;border:none;"><tbody> <tr style="height:20px;"> <td style="overflow:hidden;padding:0px 3px 0px 3px;vertical-align:bottom;"></td> <td style="overflow:hidden;padding:0px 3px 0px 3px;vertical-align:bottom;"></td> <td style="overflow:hidden;padding:0px 3px 0px 3px;vertical-align:bottom;"></td> <td data-sheets-value='{"1":2,"2":"Ut-value"}' style="overflow:hidden;padding:0px 3px 0px 3px;vertical-align:bottom;font-weight:bold;text-align:center;">Ut-value</td> <td data-sheets-value='{"1":2,"2":"LT-value"}' style="overflow:hidden;padding:0px 3px 0px 3px;vertical-align:bottom;font-weight:bold;text-align:center;">LT-value</td> <td data-sheets-value='{"1":2,"2":"g-value"}' style="overflow:hidden;padding:0px 3px 0px 3px;vertical-align:bottom;font-weight:bold;text-align:center;">g-value</td> <td data-sheets-value='{"1":2,"2":"Rw-value "}' style="overflow:hidden;padding:0px 3px 0px 3px;vertical-align:bottom;font-weight:bold;text-align:center;">Rw-value </td> </tr> <tr style="height:20px;"> <td style="overflow:hidden;padding:0px 3px 0px 3px;vertical-align:bottom;"></td> <td style="overflow:hidden;padding:0px 3px 0px 3px;vertical-align:bottom;"></td> <td style="overflow:hidden;padding:0px 3px 0px 3px;vertical-align:bottom;"></td> <td data-sheets-numberformat='{"1":2,"2":"0.00","3":1}' data-sheets-value='{"1":2,"2":"EN 1873 : 2014"}' style="overflow:hidden;padding:0px 3px 0px 3px;vertical-align:bottom;text-align:center;">EN 1873 : 2014</td> <td data-sheets-numberformat='{"1":2,"2":"0","3":1}' data-sheets-value='{"1":2,"2":"EN ISO 13468 EN 16153 EN 410"}' style="overflow:hidden;padding:0px 3px 0px 3px;vertical-align:bottom;text-align:center;">EN ISO 13468 EN 16153 EN 410</td> <td data-sheets-numberformat='{"1":2,"2":"0","3":1}' data-sheets-value='{"1":2,"2":"EN 410"}' style="overflow:hidden;padding:0px 3px 0px 3px;vertical-align:bottom;text-align:center;">EN 410</td> <td data-sheets-value='{"1":2,"2":"EN ISO 140-3\t\t"}' style="overflow:hidden;padding:0px 3px 0px 3px;vertical-align:bottom;text-align:center;">EN ISO 140-3 </td> </tr> <tr style="height:20px;"> <td data-sheets-value='{"1":2,"2":"Material"}' style="border-bottom:1px solid #000000;overflow:hidden;padding:0px 3px 0px 3px;vertical-align:bottom;background-color:#000000;font-weight:bold;color:#ffffff;">Material</td> <td data-sheets-value='{"1":2,"2":"Walls"}' style="border-bottom:1px solid #000000;overflow:hidden;padding:0px 3px 0px 3px;vertical-align:bottom;background-color:#000000;font-weight:bold;color:#ffffff;">Walls</td> <td data-sheets-value='{"1":2,"2":"Shells"}' style="border-bottom:1px solid #000000;overflow:hidden;padding:0px 3px 0px 3px;vertical-align:bottom;background-color:#000000;font-weight:bold;color:#ffffff;">Shells</td> <td data-sheets-numberformat='{"1":2,"2":"0.00","3":1}' data-sheets-value='{"1":2,"2":"(W/m²K)\t"}' style="border-bottom:1px solid #000000;overflow:hidden;padding:0px 3px 0px 3px;vertical-align:bottom;background-color:#000000;font-weight:bold;color:#ffffff;text-align:center;">(W/m²K) </td> <td data-sheets-numberformat='{"1":2,"2":"0","3":1}' data-sheets-value='{"1":2,"2":"(%)"}' style="border-bottom:1px solid #000000;overflow:hidden;padding:0px 3px 0px 3px;vertical-align:bottom;background-color:#000000;font-weight:bold;color:#ffffff;text-align:center;">(%)</td> <td data-sheets-numberformat='{"1":2,"2":"0","3":1}' data-sheets-value='{"1":2,"2":"(%)"}' style="border-bottom:1px solid #000000;overflow:hidden;padding:0px 3px 0px 3px;vertical-align:bottom;background-color:#000000;font-weight:bold;color:#ffffff;text-align:center;">(%)</td> <td data-sheets-value='{"1":2,"2":"(dB)"}' style="border-bottom:1px solid #000000;overflow:hidden;padding:0px 3px 0px 3px;vertical-align:bottom;background-color:#000000;font-weight:bold;color:#ffffff;text-align:center;">(dB)</td> </tr> <tr style="height:20px;"> <td data-sheets-value='{"1":2,"2":"Acrylic"}' style="border-left:1px solid #000000;overflow:hidden;padding:0px 3px 0px 3px;vertical-align:bottom;font-weight:bold;">Acrylic</td> <td data-sheets-value='{"1":2,"2":"Single-walled"}' style="overflow:hidden;padding:0px 3px 0px 3px;vertical-align:bottom;font-weight:bold;">Single-walled</td> <td data-sheets-value='{"1":2,"2":"Clear (H)"}' style="border-right:1px solid #000000;overflow:hidden;padding:0px 3px 0px 3px;vertical-align:bottom;font-weight:bold;">Clear (H)</td> <td data-sheets-numberformat='{"1":2,"2":"0.00","3":1}' data-sheets-value='{"1":3,"3":5.17}' style="overflow:hidden;padding:0px 3px 0px 3px;vertical-align:bottom;text-align:center;">5.17</td> <td data-sheets-numberformat='{"1":2,"2":"0","3":1}' data-sheets-value='{"1":3,"3":90}' style="overflow:hidden;padding:0px 3px 0px 3px;vertical-align:bottom;text-align:center;">90</td> <td data-sheets-numberformat='{"1":2,"2":"0","3":1}' data-sheets-value='{"1":3,"3":87}' style="overflow:hidden;padding:0px 3px 0px 3px;vertical-align:bottom;text-align:center;">87</td> <td data-sheets-numberformat='{"1":2,"2":"0","3":1}' data-sheets-value='{"1":2,"2":"-"}' style="border-right:1px solid #000000;overflow:hidden;padding:0px 3px 0px 3px;vertical-align:bottom;text-align:center;">-</td> </tr> <tr style="height:20px;"> <td data-sheets-value='{"1":2,"2":"PMMA"}' style="border-left:1px solid #000000;overflow:hidden;padding:0px 3px 0px 3px;vertical-align:bottom;font-weight:bold;">PMMA</td> <td data-sheets-value='{"1":2,"2":"Single-walled"}' style="overflow:hidden;padding:0px 3px 0px 3px;vertical-align:bottom;font-weight:bold;">Single-walled</td> <td data-sheets-value='{"1":2,"2":"Opal (O)"}' style="border-right:1px solid #000000;overflow:hidden;padding:0px 3px 0px 3px;vertical-align:bottom;font-weight:bold;">Opal (O)</td> <td data-sheets-numberformat='{"1":2,"2":"0.00","3":1}' data-sheets-value='{"1":3,"3":5.17}' style="overflow:hidden;padding:0px 3px 0px 3px;vertical-align:bottom;text-align:center;">5.17</td> <td data-sheets-numberformat='{"1":2,"2":"0","3":1}' data-sheets-value='{"1":3,"3":83}' style="overflow:hidden;padding:0px 3px 0px 3px;vertical-align:bottom;text-align:center;">83</td> <td data-sheets-numberformat='{"1":2,"2":"0","3":1}' data-sheets-value='{"1":3,"3":76}' style="overflow:hidden;padding:0px 3px 0px 3px;vertical-align:bottom;text-align:center;">76</td> <td data-sheets-numberformat='{"1":2,"2":"0","3":1}' data-sheets-value='{"1":2,"2":"-"}' style="border-right:1px solid #000000;overflow:hidden;padding:0px 3px 0px 3px;vertical-align:bottom;text-align:center;">-</td> </tr> <tr style="height:20px;"> <td style="border-left:1px solid #000000;overflow:hidden;padding:0px 3px 0px 3px;vertical-align:bottom;font-weight:bold;"></td> <td data-sheets-value='{"1":2,"2":"Double-walled"}' style="overflow:hidden;padding:0px 3px 0px 3px;vertical-align:bottom;font-weight:bold;">Double-walled</td> <td data-sheets-value='{"1":2,"2":"Clear (H/H)"}' style="border-right:1px solid #000000;overflow:hidden;padding:0px 3px 0px 3px;vertical-align:bottom;font-weight:bold;">Clear (H/H)</td> <td data-sheets-numberformat='{"1":2,"2":"0.00","3":1}' data-sheets-value='{"1":3,"3":2.9}' style="overflow:hidden;padding:0px 3px 0px 3px;vertical-align:bottom;text-align:center;">2.90</td> <td data-sheets-numberformat='{"1":2,"2":"0","3":1}' data-sheets-value='{"1":3,"3":81}' style="overflow:hidden;padding:0px 3px 0px 3px;vertical-align:bottom;text-align:center;">81</td> <td data-sheets-numberformat='{"1":2,"2":"0","3":1}' data-sheets-value='{"1":3,"3":75}' style="overflow:hidden;padding:0px 3px 0px 3px;vertical-align:bottom;text-align:center;">75</td> <td data-sheets-numberformat='{"1":2,"2":"0","3":1}' data-sheets-value='{"1":3,"3":20}' style="border-right:1px solid #000000;overflow:hidden;padding:0px 3px 0px 3px;vertical-align:bottom;text-align:center;">20</td> </tr> <tr style="height:20px;"> <td style="border-left:1px solid #000000;overflow:hidden;padding:0px 3px 0px 3px;vertical-align:bottom;font-weight:bold;"></td> <td data-sheets-value='{"1":2,"2":"Double-walled"}' style="overflow:hidden;padding:0px 3px 0px 3px;vertical-align:bottom;font-weight:bold;">Double-walled</td> <td data-sheets-value='{"1":2,"2":"Opal (O/O)"}' style="border-right:1px solid #000000;overflow:hidden;padding:0px 3px 0px 3px;vertical-align:bottom;font-weight:bold;">Opal (O/O)</td> <td data-sheets-numberformat='{"1":2,"2":"0.00","3":1}' data-sheets-value='{"1":3,"3":2.9}' style="overflow:hidden;padding:0px 3px 0px 3px;vertical-align:bottom;text-align:center;">2.90</td> <td data-sheets-numberformat='{"1":2,"2":"0","3":1}' data-sheets-value='{"1":3,"3":69}' style="overflow:hidden;padding:0px 3px 0px 3px;vertical-align:bottom;text-align:center;">69</td> <td data-sheets-numberformat='{"1":2,"2":"0","3":1}' data-sheets-value='{"1":3,"3":58}' style="overflow:hidden;padding:0px 3px 0px 3px;vertical-align:bottom;text-align:center;">58</td> <td data-sheets-numberformat='{"1":2,"2":"0","3":1}' data-sheets-value='{"1":3,"3":20}' style="border-right:1px solid #000000;overflow:hidden;padding:0px 3px 0px 3px;vertical-align:bottom;text-align:center;">20</td> </tr> <tr style="height:20px;"> <td style="border-left:1px solid #000000;overflow:hidden;padding:0px 3px 0px 3px;vertical-align:bottom;font-weight:bold;"></td> <td data-sheets-value='{"1":2,"2":"Triple-walled"}' style="overflow:hidden;padding:0px 3px 0px 3px;vertical-align:bottom;font-weight:bold;">Triple-walled</td> <td data-sheets-value='{"1":2,"2":"Clear (H/H/H)"}' style="border-right:1px solid #000000;overflow:hidden;padding:0px 3px 0px 3px;vertical-align:bottom;font-weight:bold;">Clear (H/H/H)</td> <td data-sheets-numberformat='{"1":2,"2":"0.00","3":1}' data-sheets-value='{"1":3,"3":1.7}' style="overflow:hidden;padding:0px 3px 0px 3px;vertical-align:bottom;text-align:center;">1.70</td> <td data-sheets-numberformat='{"1":2,"2":"0","3":1}' data-sheets-value='{"1":3,"3":73}' style="overflow:hidden;padding:0px 3px 0px 3px;vertical-align:bottom;text-align:center;">73</td> <td data-sheets-numberformat='{"1":2,"2":"0","3":1}' data-sheets-value='{"1":3,"3":65}' style="overflow:hidden;padding:0px 3px 0px 3px;vertical-align:bottom;text-align:center;">65</td> <td data-sheets-numberformat='{"1":2,"2":"0","3":1}' data-sheets-value='{"1":3,"3":22}' style="border-right:1px solid #000000;overflow:hidden;padding:0px 3px 0px 3px;vertical-align:bottom;text-align:center;">22</td> </tr> <tr style="height:20px;"> <td style="border-left:1px solid #000000;overflow:hidden;padding:0px 3px 0px 3px;vertical-align:bottom;font-weight:bold;"></td> <td data-sheets-value='{"1":2,"2":"Triple-walled"}' style="overflow:hidden;padding:0px 3px 0px 3px;vertical-align:bottom;font-weight:bold;">Triple-walled</td> <td data-sheets-value='{"1":2,"2":"Opal (O/H/O)"}' style="border-right:1px solid #000000;overflow:hidden;padding:0px 3px 0px 3px;vertical-align:bottom;font-weight:bold;">Opal (O/H/O)</td> <td data-sheets-numberformat='{"1":2,"2":"0.00","3":1}' data-sheets-value='{"1":3,"3":1.7}' style="overflow:hidden;padding:0px 3px 0px 3px;vertical-align:bottom;text-align:center;">1.70</td> <td data-sheets-numberformat='{"1":2,"2":"0","3":1}' data-sheets-value='{"1":3,"3":62}' style="overflow:hidden;padding:0px 3px 0px 3px;vertical-align:bottom;text-align:center;">62</td> <td data-sheets-numberformat='{"1":2,"2":"0","3":1}' data-sheets-value='{"1":3,"3":51}' style="overflow:hidden;padding:0px 3px 0px 3px;vertical-align:bottom;text-align:center;">51</td> <td data-sheets-numberformat='{"1":2,"2":"0","3":1}' data-sheets-value='{"1":3,"3":22}' style="border-right:1px solid #000000;overflow:hidden;padding:0px 3px 0px 3px;vertical-align:bottom;text-align:center;">22</td> </tr> <tr style="height:20px;"> <td style="border-left:1px solid #000000;overflow:hidden;padding:0px 3px 0px 3px;vertical-align:bottom;font-weight:bold;"></td> <td data-sheets-value='{"1":2,"2":"Four-walled"}' style="overflow:hidden;padding:0px 3px 0px 3px;vertical-align:bottom;font-weight:bold;">Four-walled</td> <td data-sheets-value='{"1":2,"2":"Clear (H/H/H/H)"}' style="border-right:1px solid #000000;overflow:hidden;padding:0px 3px 0px 3px;vertical-align:bottom;font-weight:bold;">Clear (H/H/H/H)</td> <td data-sheets-numberformat='{"1":2,"2":"0.00","3":1}' data-sheets-value='{"1":3,"3":1.28}' style="overflow:hidden;padding:0px 3px 0px 3px;vertical-align:bottom;text-align:center;">1.28</td> <td data-sheets-numberformat='{"1":2,"2":"0","3":1}' data-sheets-value='{"1":3,"3":64}' style="overflow:hidden;padding:0px 3px 0px 3px;vertical-align:bottom;text-align:center;">64</td> <td data-sheets-numberformat='{"1":2,"2":"0","3":1}' data-sheets-value='{"1":3,"3":54}' style="overflow:hidden;padding:0px 3px 0px 3px;vertical-align:bottom;text-align:center;">54</td> <td data-sheets-numberformat='{"1":2,"2":"0","3":1}' data-sheets-value='{"1":3,"3":23}' style="border-right:1px solid #000000;overflow:hidden;padding:0px 3px 0px 3px;vertical-align:bottom;text-align:center;">23</td> </tr> <tr style="height:20px;"> <td style="border-bottom:1px solid #000000;border-left:1px solid #000000;overflow:hidden;padding:0px 3px 0px 3px;vertical-align:bottom;"></td> <td data-sheets-value='{"1":2,"2":"Four-walled"}' style="border-bottom:1px solid #000000;overflow:hidden;padding:0px 3px 0px 3px;vertical-align:bottom;font-weight:bold;">Four-walled</td> <td data-sheets-value='{"1":2,"2":"Opal (H/H/O/H)"}' style="border-right:1px solid #000000;border-bottom:1px solid #000000;overflow:hidden;padding:0px 3px 0px 3px;vertical-align:bottom;font-weight:bold;">Opal (H/H/O/H)</td> <td data-sheets-numberformat='{"1":2,"2":"0.00","3":1}' data-sheets-value='{"1":3,"3":1.28}' style="border-bottom:1px solid #000000;overflow:hidden;padding:0px 3px 0px 3px;vertical-align:bottom;text-align:center;">1.28</td> <td data-sheets-numberformat='{"1":2,"2":"0","3":1}' data-sheets-value='{"1":3,"3":59}' style="border-bottom:1px solid #000000;overflow:hidden;padding:0px 3px 0px 3px;vertical-align:bottom;text-align:center;">59</td> <td data-sheets-numberformat='{"1":2,"2":"0","3":1}' data-sheets-value='{"1":3,"3":48}' style="border-bottom:1px solid #000000;overflow:hidden;padding:0px 3px 0px 3px;vertical-align:bottom;text-align:center;">48</td> <td data-sheets-numberformat='{"1":2,"2":"0","3":1}' data-sheets-value='{"1":3,"3":23}' style="border-right:1px solid #000000;border-bottom:1px solid #000000;overflow:hidden;padding:0px 3px 0px 3px;vertical-align:bottom;text-align:center;">23</td> </tr> <tr style="height:20px;"> <td data-sheets-value='{"1":2,"2":"Polycarbonate "}' style="border-left:1px solid #000000;overflow:hidden;padding:0px 3px 0px 3px;vertical-align:bottom;font-weight:bold;">Polycarbonate </td> <td data-sheets-value='{"1":2,"2":"Single-walled"}' style="overflow:hidden;padding:0px 3px 0px 3px;vertical-align:bottom;font-weight:bold;">Single-walled</td> <td data-sheets-value='{"1":2,"2":"Clear (A)"}' style="border-right:1px solid #000000;overflow:hidden;padding:0px 3px 0px 3px;vertical-align:bottom;font-weight:bold;">Clear (A)</td> <td data-sheets-numberformat='{"1":2,"2":"0.00","3":1}' data-sheets-value='{"1":3,"3":5.17}' style="overflow:hidden;padding:0px 3px 0px 3px;vertical-align:bottom;text-align:center;">5.17</td> <td data-sheets-numberformat='{"1":2,"2":"0","3":1}' data-sheets-value='{"1":3,"3":88}' style="overflow:hidden;padding:0px 3px 0px 3px;vertical-align:bottom;text-align:center;">88</td> <td data-sheets-numberformat='{"1":2,"2":"0","3":1}' data-sheets-value='{"1":3,"3":83}' style="overflow:hidden;padding:0px 3px 0px 3px;vertical-align:bottom;text-align:center;">83</td> <td data-sheets-numberformat='{"1":2,"2":"0","3":1}' data-sheets-value='{"1":2,"2":"-"}' style="border-right:1px solid #000000;overflow:hidden;padding:0px 3px 0px 3px;vertical-align:bottom;text-align:center;">-</td> </tr> <tr style="height:20px;"> <td data-sheets-value='{"1":2,"2":"PC"}' style="border-left:1px solid #000000;overflow:hidden;padding:0px 3px 0px 3px;vertical-align:bottom;font-weight:bold;">PC</td> <td data-sheets-value='{"1":2,"2":"Single-walled"}' style="overflow:hidden;padding:0px 3px 0px 3px;vertical-align:bottom;font-weight:bold;">Single-walled</td> <td data-sheets-value='{"1":2,"2":"Opal (D)"}' style="border-right:1px solid #000000;overflow:hidden;padding:0px 3px 0px 3px;vertical-align:bottom;font-weight:bold;">Opal (D)</td> <td data-sheets-numberformat='{"1":2,"2":"0.00","3":1}' data-sheets-value='{"1":3,"3":5.17}' style="overflow:hidden;padding:0px 3px 0px 3px;vertical-align:bottom;text-align:center;">5.17</td> <td data-sheets-numberformat='{"1":2,"2":"0","3":1}' data-sheets-value='{"1":3,"3":58}' style="overflow:hidden;padding:0px 3px 0px 3px;vertical-align:bottom;text-align:center;">58</td> <td data-sheets-numberformat='{"1":2,"2":"0","3":1}' data-sheets-value='{"1":3,"3":60}' style="overflow:hidden;padding:0px 3px 0px 3px;vertical-align:bottom;text-align:center;">60</td> <td data-sheets-numberformat='{"1":2,"2":"0","3":1}' data-sheets-value='{"1":2,"2":"-"}' style="border-right:1px solid #000000;overflow:hidden;padding:0px 3px 0px 3px;vertical-align:bottom;text-align:center;">-</td> </tr> <tr style="height:20px;"> <td style="border-left:1px solid #000000;overflow:hidden;padding:0px 3px 0px 3px;vertical-align:bottom;font-weight:bold;"></td> <td data-sheets-value='{"1":2,"2":"Double-walled"}' style="overflow:hidden;padding:0px 3px 0px 3px;vertical-align:bottom;font-weight:bold;">Double-walled</td> <td data-sheets-value='{"1":2,"2":"Clear (A/H)"}' style="border-right:1px solid #000000;overflow:hidden;padding:0px 3px 0px 3px;vertical-align:bottom;font-weight:bold;">Clear (A/H)</td> <td data-sheets-numberformat='{"1":2,"2":"0.00","3":1}' data-sheets-value='{"1":3,"3":2.9}' style="overflow:hidden;padding:0px 3px 0px 3px;vertical-align:bottom;text-align:center;">2.90</td> <td data-sheets-numberformat='{"1":2,"2":"0","3":1}' data-sheets-value='{"1":3,"3":79}' style="overflow:hidden;padding:0px 3px 0px 3px;vertical-align:bottom;text-align:center;">79</td> <td data-sheets-numberformat='{"1":2,"2":"0","3":1}' data-sheets-value='{"1":3,"3":72}' style="overflow:hidden;padding:0px 3px 0px 3px;vertical-align:bottom;text-align:center;">72</td> <td data-sheets-numberformat='{"1":2,"2":"0","3":1}' data-sheets-value='{"1":3,"3":20}' style="border-right:1px solid #000000;overflow:hidden;padding:0px 3px 0px 3px;vertical-align:bottom;text-align:center;">20</td> </tr> <tr style="height:20px;"> <td style="border-left:1px solid #000000;overflow:hidden;padding:0px 3px 0px 3px;vertical-align:bottom;font-weight:bold;"></td> <td data-sheets-value='{"1":2,"2":"Double-walled"}' style="overflow:hidden;padding:0px 3px 0px 3px;vertical-align:bottom;font-weight:bold;">Double-walled</td> <td data-sheets-value='{"1":2,"2":"Clear (A/A)"}' style="border-right:1px solid #000000;overflow:hidden;padding:0px 3px 0px 3px;vertical-align:bottom;font-weight:bold;">Clear (A/A)</td> <td data-sheets-numberformat='{"1":2,"2":"0.00","3":1}' data-sheets-value='{"1":3,"3":2.9}' style="overflow:hidden;padding:0px 3px 0px 3px;vertical-align:bottom;text-align:center;">2.90</td> <td data-sheets-numberformat='{"1":2,"2":"0","3":1}' data-sheets-value='{"1":3,"3":77}' style="overflow:hidden;padding:0px 3px 0px 3px;vertical-align:bottom;text-align:center;">77</td> <td data-sheets-numberformat='{"1":2,"2":"0","3":1}' data-sheets-value='{"1":3,"3":69}' style="overflow:hidden;padding:0px 3px 0px 3px;vertical-align:bottom;text-align:center;">69</td> <td data-sheets-numberformat='{"1":2,"2":"0","3":1}' data-sheets-value='{"1":3,"3":20}' style="border-right:1px solid #000000;overflow:hidden;padding:0px 3px 0px 3px;vertical-align:bottom;text-align:center;">20</td> </tr> <tr style="height:20px;"> <td style="border-left:1px solid #000000;overflow:hidden;padding:0px 3px 0px 3px;vertical-align:bottom;font-weight:bold;"></td> <td data-sheets-value='{"1":2,"2":"Double-walled"}' style="overflow:hidden;padding:0px 3px 0px 3px;vertical-align:bottom;font-weight:bold;">Double-walled</td> <td data-sheets-value='{"1":2,"2":"Opal (A/O)"}' style="border-right:1px solid #000000;overflow:hidden;padding:0px 3px 0px 3px;vertical-align:bottom;font-weight:bold;">Opal (A/O)</td> <td data-sheets-numberformat='{"1":2,"2":"0.00","3":1}' data-sheets-value='{"1":3,"3":2.9}' style="overflow:hidden;padding:0px 3px 0px 3px;vertical-align:bottom;text-align:center;">2.90</td> <td data-sheets-numberformat='{"1":2,"2":"0","3":1}' data-sheets-value='{"1":3,"3":73}' style="overflow:hidden;padding:0px 3px 0px 3px;vertical-align:bottom;text-align:center;">73</td> <td data-sheets-numberformat='{"1":2,"2":"0","3":1}' data-sheets-value='{"1":3,"3":63}' style="overflow:hidden;padding:0px 3px 0px 3px;vertical-align:bottom;text-align:center;">63</td> <td data-sheets-numberformat='{"1":2,"2":"0","3":1}' data-sheets-value='{"1":3,"3":20}' style="border-right:1px solid #000000;overflow:hidden;padding:0px 3px 0px 3px;vertical-align:bottom;text-align:center;">20</td> </tr> <tr style="height:20px;"> <td style="border-left:1px solid #000000;overflow:hidden;padding:0px 3px 0px 3px;vertical-align:bottom;font-weight:bold;"></td> <td data-sheets-value='{"1":2,"2":"Double-walled"}' style="overflow:hidden;padding:0px 3px 0px 3px;vertical-align:bottom;font-weight:bold;">Double-walled</td> <td data-sheets-value='{"1":2,"2":"Opal (A/D)"}' style="border-right:1px solid #000000;overflow:hidden;padding:0px 3px 0px 3px;vertical-align:bottom;font-weight:bold;">Opal (A/D)</td> <td data-sheets-numberformat='{"1":2,"2":"0.00","3":1}' data-sheets-value='{"1":3,"3":2.9}' style="overflow:hidden;padding:0px 3px 0px 3px;vertical-align:bottom;text-align:center;">2.90</td> <td data-sheets-numberformat='{"1":2,"2":"0","3":1}' data-sheets-value='{"1":3,"3":51}' style="overflow:hidden;padding:0px 3px 0px 3px;vertical-align:bottom;text-align:center;">51</td> <td data-sheets-numberformat='{"1":2,"2":"0","3":1}' data-sheets-value='{"1":3,"3":50}' style="overflow:hidden;padding:0px 3px 0px 3px;vertical-align:bottom;text-align:center;">50</td> <td data-sheets-numberformat='{"1":2,"2":"0","3":1}' data-sheets-value='{"1":3,"3":20}' style="border-right:1px solid #000000;overflow:hidden;padding:0px 3px 0px 3px;vertical-align:bottom;text-align:center;">20</td> </tr> <tr style="height:20px;"> <td style="border-left:1px solid #000000;overflow:hidden;padding:0px 3px 0px 3px;vertical-align:bottom;font-weight:bold;"></td> <td data-sheets-value='{"1":2,"2":"Triple-walled"}' style="overflow:hidden;padding:0px 3px 0px 3px;vertical-align:bottom;font-weight:bold;">Triple-walled</td> <td data-sheets-value='{"1":2,"2":"Clear (A/H/H)"}' style="border-right:1px solid #000000;overflow:hidden;padding:0px 3px 0px 3px;vertical-align:bottom;font-weight:bold;">Clear (A/H/H)</td> <td data-sheets-numberformat='{"1":2,"2":"0.00","3":1}' data-sheets-value='{"1":3,"3":1.7}' style="overflow:hidden;padding:0px 3px 0px 3px;vertical-align:bottom;text-align:center;">1.70</td> <td data-sheets-numberformat='{"1":2,"2":"0","3":1}' data-sheets-value='{"1":3,"3":71}' style="overflow:hidden;padding:0px 3px 0px 3px;vertical-align:bottom;text-align:center;">71</td> <td data-sheets-numberformat='{"1":2,"2":"0","3":1}' data-sheets-value='{"1":3,"3":63}' style="overflow:hidden;padding:0px 3px 0px 3px;vertical-align:bottom;text-align:center;">63</td> <td data-sheets-numberformat='{"1":2,"2":"0","3":1}' data-sheets-value='{"1":3,"3":22}' style="border-right:1px solid #000000;overflow:hidden;padding:0px 3px 0px 3px;vertical-align:bottom;text-align:center;">22</td> </tr> <tr style="height:20px;"> <td style="border-left:1px solid #000000;overflow:hidden;padding:0px 3px 0px 3px;vertical-align:bottom;font-weight:bold;"></td> <td data-sheets-value='{"1":2,"2":"Triple-walled"}' style="overflow:hidden;padding:0px 3px 0px 3px;vertical-align:bottom;font-weight:bold;">Triple-walled</td> <td data-sheets-value='{"1":2,"2":"Opal (A/O/O)"}' style="border-right:1px solid #000000;overflow:hidden;padding:0px 3px 0px 3px;vertical-align:bottom;font-weight:bold;">Opal (A/O/O)</td> <td data-sheets-numberformat='{"1":2,"2":"0.00","3":1}' data-sheets-value='{"1":3,"3":1.7}' style="overflow:hidden;padding:0px 3px 0px 3px;vertical-align:bottom;text-align:center;">1.70</td> <td data-sheets-numberformat='{"1":2,"2":"0","3":1}' data-sheets-value='{"1":3,"3":61}' style="overflow:hidden;padding:0px 3px 0px 3px;vertical-align:bottom;text-align:center;">61</td> <td data-sheets-numberformat='{"1":2,"2":"0","3":1}' data-sheets-value='{"1":3,"3":48}' style="overflow:hidden;padding:0px 3px 0px 3px;vertical-align:bottom;text-align:center;">48</td> <td data-sheets-numberformat='{"1":2,"2":"0","3":1}' data-sheets-value='{"1":3,"3":22}' style="border-right:1px solid #000000;overflow:hidden;padding:0px 3px 0px 3px;vertical-align:bottom;text-align:center;">22</td> </tr> <tr style="height:20px;"> <td style="border-left:1px solid #000000;overflow:hidden;padding:0px 3px 0px 3px;vertical-align:bottom;font-weight:bold;"></td> <td data-sheets-value='{"1":2,"2":"Four-walled"}' style="overflow:hidden;padding:0px 3px 0px 3px;vertical-align:bottom;font-weight:bold;">Four-walled</td> <td data-sheets-value='{"1":2,"2":"Clear (A/H/H/H)"}' style="border-right:1px solid #000000;overflow:hidden;padding:0px 3px 0px 3px;vertical-align:bottom;font-weight:bold;">Clear (A/H/H/H)</td> <td data-sheets-numberformat='{"1":2,"2":"0.00","3":1}' data-sheets-value='{"1":3,"3":1.28}' style="overflow:hidden;padding:0px 3px 0px 3px;vertical-align:bottom;text-align:center;">1.28</td> <td data-sheets-numberformat='{"1":2,"2":"0","3":1}' data-sheets-value='{"1":3,"3":64}' style="overflow:hidden;padding:0px 3px 0px 3px;vertical-align:bottom;text-align:center;">64</td> <td data-sheets-numberformat='{"1":2,"2":"0","3":1}' data-sheets-value='{"1":3,"3":52}' style="overflow:hidden;padding:0px 3px 0px 3px;vertical-align:bottom;text-align:center;">52</td> <td data-sheets-numberformat='{"1":2,"2":"0","3":1}' data-sheets-value='{"1":3,"3":23}' style="border-right:1px solid #000000;overflow:hidden;padding:0px 3px 0px 3px;vertical-align:bottom;text-align:center;">23</td> </tr> <tr style="height:20px;"> <td style="border-bottom:1px solid #000000;border-left:1px solid #000000;overflow:hidden;padding:0px 3px 0px 3px;vertical-align:bottom;"></td> <td data-sheets-value='{"1":2,"2":"Four-walled"}' style="border-bottom:1px solid #000000;overflow:hidden;padding:0px 3px 0px 3px;vertical-align:bottom;font-weight:bold;">Four-walled</td> <td data-sheets-value='{"1":2,"2":"Opal (A/H/O/H)"}' style="border-right:1px solid #000000;border-bottom:1px solid #000000;overflow:hidden;padding:0px 3px 0px 3px;vertical-align:bottom;font-weight:bold;">Opal (A/H/O/H)</td> <td data-sheets-numberformat='{"1":2,"2":"0.00","3":1}' data-sheets-value='{"1":3,"3":1.28}' style="border-bottom:1px solid #000000;overflow:hidden;padding:0px 3px 0px 3px;vertical-align:bottom;text-align:center;">1.28</td> <td data-sheets-numberformat='{"1":2,"2":"0","3":1}' data-sheets-value='{"1":3,"3":59}' style="border-bottom:1px solid #000000;overflow:hidden;padding:0px 3px 0px 3px;vertical-align:bottom;text-align:center;">59</td> <td data-sheets-numberformat='{"1":2,"2":"0","3":1}' data-sheets-value='{"1":3,"3":46}' style="border-bottom:1px solid #000000;overflow:hidden;padding:0px 3px 0px 3px;vertical-align:bottom;text-align:center;">46</td> <td data-sheets-numberformat='{"1":2,"2":"0","3":1}' data-sheets-value='{"1":3,"3":23}' style="border-right:1px solid #000000;border-bottom:1px solid #000000;overflow:hidden;padding:0px 3px 0px 3px;vertical-align:bottom;text-align:center;">23</td> </tr> <tr style="height:20px;"> <td data-sheets-value='{"1":2,"2":"Polycarbonate"}' style="border-left:1px solid #000000;overflow:hidden;padding:0px 3px 0px 3px;vertical-align:bottom;font-weight:bold;">Polycarbonate</td> <td data-sheets-value='{"1":2,"2":"Single-walled"}' style="overflow:hidden;padding:0px 3px 0px 3px;vertical-align:bottom;font-weight:bold;">Single-walled</td> <td data-sheets-value='{"1":2,"2":"Heatstop Opal (T)"}' style="border-right:1px solid #000000;overflow:hidden;padding:0px 3px 0px 3px;vertical-align:bottom;font-weight:bold;">Heatstop Opal (T)</td> <td data-sheets-numberformat='{"1":2,"2":"0.00","3":1}' data-sheets-value='{"1":3,"3":5.17}' style="overflow:hidden;padding:0px 3px 0px 3px;vertical-align:bottom;text-align:center;">5.17</td> <td data-sheets-numberformat='{"1":2,"2":"0","3":1}' data-sheets-value='{"1":3,"3":49}' style="overflow:hidden;padding:0px 3px 0px 3px;vertical-align:bottom;text-align:center;">49</td> <td data-sheets-numberformat='{"1":2,"2":"0","3":1}' data-sheets-value='{"1":3,"3":59}' style="overflow:hidden;padding:0px 3px 0px 3px;vertical-align:bottom;text-align:center;">59</td> <td data-sheets-numberformat='{"1":2,"2":"0","3":1}' data-sheets-value='{"1":2,"2":"-"}' style="border-right:1px solid #000000;overflow:hidden;padding:0px 3px 0px 3px;vertical-align:bottom;text-align:center;">-</td> </tr> <tr style="height:20px;"> <td data-sheets-value='{"1":2,"2":"Heatstop PC"}' style="border-left:1px solid #000000;overflow:hidden;padding:0px 3px 0px 3px;vertical-align:bottom;font-weight:bold;">Heatstop PC</td> <td data-sheets-value='{"1":2,"2":"Double-walled"}' style="overflow:hidden;padding:0px 3px 0px 3px;vertical-align:bottom;font-weight:bold;">Double-walled</td> <td data-sheets-value='{"1":2,"2":"Clear (T/H)"}' style="border-right:1px solid #000000;overflow:hidden;padding:0px 3px 0px 3px;vertical-align:bottom;font-weight:bold;">Clear (T/H)</td> <td data-sheets-numberformat='{"1":2,"2":"0.00","3":1}' data-sheets-value='{"1":3,"3":2.9}' style="overflow:hidden;padding:0px 3px 0px 3px;vertical-align:bottom;text-align:center;">2.90</td> <td data-sheets-numberformat='{"1":2,"2":"0","3":1}' data-sheets-value='{"1":3,"3":44}' style="overflow:hidden;padding:0px 3px 0px 3px;vertical-align:bottom;text-align:center;">44</td> <td data-sheets-numberformat='{"1":2,"2":"0","3":1}' data-sheets-value='{"1":3,"3":51}' style="overflow:hidden;padding:0px 3px 0px 3px;vertical-align:bottom;text-align:center;">51</td> <td data-sheets-numberformat='{"1":2,"2":"0","3":1}' data-sheets-value='{"1":3,"3":20}' style="border-right:1px solid #000000;overflow:hidden;padding:0px 3px 0px 3px;vertical-align:bottom;text-align:center;">20</td> </tr> <tr style="height:20px;"> <td style="border-left:1px solid #000000;overflow:hidden;padding:0px 3px 0px 3px;vertical-align:bottom;font-weight:bold;"></td> <td data-sheets-value='{"1":2,"2":"Double-walled"}' style="overflow:hidden;padding:0px 3px 0px 3px;vertical-align:bottom;font-weight:bold;">Double-walled</td> <td data-sheets-value='{"1":2,"2":"Opal (T/O)"}' style="border-right:1px solid #000000;overflow:hidden;padding:0px 3px 0px 3px;vertical-align:bottom;font-weight:bold;">Opal (T/O)</td> <td data-sheets-numberformat='{"1":2,"2":"0.00","3":1}' data-sheets-value='{"1":3,"3":2.9}' style="overflow:hidden;padding:0px 3px 0px 3px;vertical-align:bottom;text-align:center;">2.90</td> <td data-sheets-numberformat='{"1":2,"2":"0","3":1}' data-sheets-value='{"1":3,"3":41}' style="overflow:hidden;padding:0px 3px 0px 3px;vertical-align:bottom;text-align:center;">41</td> <td data-sheets-numberformat='{"1":2,"2":"0","3":1}' data-sheets-value='{"1":3,"3":45}' style="overflow:hidden;padding:0px 3px 0px 3px;vertical-align:bottom;text-align:center;">45</td> <td data-sheets-numberformat='{"1":2,"2":"0","3":1}' data-sheets-value='{"1":3,"3":20}' style="border-right:1px solid #000000;overflow:hidden;padding:0px 3px 0px 3px;vertical-align:bottom;text-align:center;">20</td> </tr> <tr style="height:20px;"> <td style="border-left:1px solid #000000;overflow:hidden;padding:0px 3px 0px 3px;vertical-align:bottom;font-weight:bold;"></td> <td data-sheets-value='{"1":2,"2":"Triple-walled"}' style="overflow:hidden; | skylux-160-ce-met-koepel-en-pvc-opstand-16-00-met-lm-motor-0900-x-1500-mm | 8586021634381 | 46872329519437
Smoke and heat exhaust (SHEV) | SHE system | Skylux | Skylux 160° CE with skylight and PVC curb 16/00 with LM-actuator 1000 x 1000 mm |  | 27751 | 5412970277514 | 3258.55 | Yes | 30-45 | 50.72 | 1000 x 1000 mm | 1000 | 1000 |  | PVC 16/00 (16 cm high & roof opening = daylight size) | Square | 5.17 W/m²K - 1.28 W/m²K | 87% - 32% | 90% - 32% | 20dB - 23dB | 160° CE (for industry) | skylight | without spoiler | E | Single actuator | Maximum four-walled skylight possible for this product | Ut-value LT-value g-value Rw-value EN 1873 : 2014 EN ISO 13468 EN 16153 EN 410 EN 410 EN ISO 140-3 Material Walls Shells (W/m²K) (%) (%) (dB) Acrylic Single-walled Clear (H) 5.17 90 87 - PMMA Single-walled Opal (O) 5.17 83 76 - Double-walled Clear (H/H) 2.90 81 75 20 Double-walled Opal (O/O) 2.90 69 58 20 Triple-walled Clear (H/H/H) 1.70 73 65 22 Triple-walled Opal (O/H/O) 1.70 62 51 22 Four-walled Clear (H/H/H/H) 1.28 64 54 23 Four-walled Opal (H/H/O/H) 1.28 59 48 23 Polycarbonate Single-walled Clear (A) 5.17 88 83 - PC Single-walled Opal (D) 5.17 58 60 - Double-walled Clear (A/H) 2.90 79 72 20 Double-walled Clear (A/A) 2.90 77 69 20 Double-walled Opal (A/O) 2.90 73 63 20 Double-walled Opal (A/D) 2.90 51 50 20 Triple-walled Clear (A/H/H) 1.70 71 63 22 Triple-walled Opal (A/O/O) 1.70 61 48 22 Four-walled Clear (A/H/H/H) 1.28 64 52 23 Four-walled Opal (A/H/O/H) 1.28 59 46 23 Polycarbonate Single-walled Heatstop Opal (T) 5.17 49 59 - Heatstop PC Double-walled Clear (T/H) 2.90 44 51 20 Double-walled Opal (T/O) 2.90 41 45 20 Triple-walled Clear (T/H/H) 1.70 40 <td data-sheets-numberformat='{"1":2,"2":"0","3":1}' data-sheets-value='{"1":3,"3":44}' style="overflow:hidden;paddin | https://skylux.eu/en/products/skylux-160-ce-met-koepel-en-pvc-opstand-16-00-met-lm-motor-1000-x-1000-mm | https://skylux.eu/cdn/shop/files/Skylux-160deg-CE-met-koepel-en-pvc-opstand-1600-met-LM-motor-1000-x-1000-mm-RWA-systeem.jpg?v=1702979324&width=1600 | https://skylux.eu/cdn/shop/files/e5a82811-1bb0-48e4-a776-cacb59c7c092_d8b2cd0b-365e-43e7-999d-6e1014d45030.jpg?v=1688550871&width=1600 | //skylux.eu/cdn/shop/files/E_MH_Mounting_instructions_Skylux_160_CE_LM.pdf?v=12406716259046007223 | //skylux.eu/cdn/shop/files/E_TD_Technical_File_Skylux_Skylux_160_CE_Electric.pdf?v=3667116872303399239 | <style type="text/css" id="isPasted"> <!--td { border: 1px solid #cccccc; } br { mso-data-placement: same-cell; } --> </style> <table border="1" cellpadding="0" cellspacing="0" dir="ltr" style="table-layout:fixed;font-size:10pt;font-family:Arial;border-collapse:collapse;border:none;"><tbody> <tr style="height:20px;"> <td style="overflow:hidden;padding:0px 3px 0px 3px;vertical-align:bottom;"></td> <td style="overflow:hidden;padding:0px 3px 0px 3px;vertical-align:bottom;"></td> <td style="overflow:hidden;padding:0px 3px 0px 3px;vertical-align:bottom;"></td> <td data-sheets-value='{"1":2,"2":"Ut-value"}' style="overflow:hidden;padding:0px 3px 0px 3px;vertical-align:bottom;font-weight:bold;text-align:center;">Ut-value</td> <td data-sheets-value='{"1":2,"2":"LT-value"}' style="overflow:hidden;padding:0px 3px 0px 3px;vertical-align:bottom;font-weight:bold;text-align:center;">LT-value</td> <td data-sheets-value='{"1":2,"2":"g-value"}' style="overflow:hidden;padding:0px 3px 0px 3px;vertical-align:bottom;font-weight:bold;text-align:center;">g-value</td> <td data-sheets-value='{"1":2,"2":"Rw-value "}' style="overflow:hidden;padding:0px 3px 0px 3px;vertical-align:bottom;font-weight:bold;text-align:center;">Rw-value </td> </tr> <tr style="height:20px;"> <td style="overflow:hidden;padding:0px 3px 0px 3px;vertical-align:bottom;"></td> <td style="overflow:hidden;padding:0px 3px 0px 3px;vertical-align:bottom;"></td> <td style="overflow:hidden;padding:0px 3px 0px 3px;vertical-align:bottom;"></td> <td data-sheets-numberformat='{"1":2,"2":"0.00","3":1}' data-sheets-value='{"1":2,"2":"EN 1873 : 2014"}' style="overflow:hidden;padding:0px 3px 0px 3px;vertical-align:bottom;text-align:center;">EN 1873 : 2014</td> <td data-sheets-numberformat='{"1":2,"2":"0","3":1}' data-sheets-value='{"1":2,"2":"EN ISO 13468 EN 16153 EN 410"}' style="overflow:hidden;padding:0px 3px 0px 3px;vertical-align:bottom;text-align:center;">EN ISO 13468 EN 16153 EN 410</td> <td data-sheets-numberformat='{"1":2,"2":"0","3":1}' data-sheets-value='{"1":2,"2":"EN 410"}' style="overflow:hidden;padding:0px 3px 0px 3px;vertical-align:bottom;text-align:center;">EN 410</td> <td data-sheets-value='{"1":2,"2":"EN ISO 140-3\t\t"}' style="overflow:hidden;padding:0px 3px 0px 3px;vertical-align:bottom;text-align:center;">EN ISO 140-3 </td> </tr> <tr style="height:20px;"> <td data-sheets-value='{"1":2,"2":"Material"}' style="border-bottom:1px solid #000000;overflow:hidden;padding:0px 3px 0px 3px;vertical-align:bottom;background-color:#000000;font-weight:bold;color:#ffffff;">Material</td> <td data-sheets-value='{"1":2,"2":"Walls"}' style="border-bottom:1px solid #000000;overflow:hidden;padding:0px 3px 0px 3px;vertical-align:bottom;background-color:#000000;font-weight:bold;color:#ffffff;">Walls</td> <td data-sheets-value='{"1":2,"2":"Shells"}' style="border-bottom:1px solid #000000;overflow:hidden;padding:0px 3px 0px 3px;vertical-align:bottom;background-color:#000000;font-weight:bold;color:#ffffff;">Shells</td> <td data-sheets-numberformat='{"1":2,"2":"0.00","3":1}' data-sheets-value='{"1":2,"2":"(W/m²K)\t"}' style="border-bottom:1px solid #000000;overflow:hidden;padding:0px 3px 0px 3px;vertical-align:bottom;background-color:#000000;font-weight:bold;color:#ffffff;text-align:center;">(W/m²K) </td> <td data-sheets-numberformat='{"1":2,"2":"0","3":1}' data-sheets-value='{"1":2,"2":"(%)"}' style="border-bottom:1px solid #000000;overflow:hidden;padding:0px 3px 0px 3px;vertical-align:bottom;background-color:#000000;font-weight:bold;color:#ffffff;text-align:center;">(%)</td> <td data-sheets-numberformat='{"1":2,"2":"0","3":1}' data-sheets-value='{"1":2,"2":"(%)"}' style="border-bottom:1px solid #000000;overflow:hidden;padding:0px 3px 0px 3px;vertical-align:bottom;background-color:#000000;font-weight:bold;color:#ffffff;text-align:center;">(%)</td> <td data-sheets-value='{"1":2,"2":"(dB)"}' style="border-bottom:1px solid #000000;overflow:hidden;padding:0px 3px 0px 3px;vertical-align:bottom;background-color:#000000;font-weight:bold;color:#ffffff;text-align:center;">(dB)</td> </tr> <tr style="height:20px;"> <td data-sheets-value='{"1":2,"2":"Acrylic"}' style="border-left:1px solid #000000;overflow:hidden;padding:0px 3px 0px 3px;vertical-align:bottom;font-weight:bold;">Acrylic</td> <td data-sheets-value='{"1":2,"2":"Single-walled"}' style="overflow:hidden;padding:0px 3px 0px 3px;vertical-align:bottom;font-weight:bold;">Single-walled</td> <td data-sheets-value='{"1":2,"2":"Clear (H)"}' style="border-right:1px solid #000000;overflow:hidden;padding:0px 3px 0px 3px;vertical-align:bottom;font-weight:bold;">Clear (H)</td> <td data-sheets-numberformat='{"1":2,"2":"0.00","3":1}' data-sheets-value='{"1":3,"3":5.17}' style="overflow:hidden;padding:0px 3px 0px 3px;vertical-align:bottom;text-align:center;">5.17</td> <td data-sheets-numberformat='{"1":2,"2":"0","3":1}' data-sheets-value='{"1":3,"3":90}' style="overflow:hidden;padding:0px 3px 0px 3px;vertical-align:bottom;text-align:center;">90</td> <td data-sheets-numberformat='{"1":2,"2":"0","3":1}' data-sheets-value='{"1":3,"3":87}' style="overflow:hidden;padding:0px 3px 0px 3px;vertical-align:bottom;text-align:center;">87</td> <td data-sheets-numberformat='{"1":2,"2":"0","3":1}' data-sheets-value='{"1":2,"2":"-"}' style="border-right:1px solid #000000;overflow:hidden;padding:0px 3px 0px 3px;vertical-align:bottom;text-align:center;">-</td> </tr> <tr style="height:20px;"> <td data-sheets-value='{"1":2,"2":"PMMA"}' style="border-left:1px solid #000000;overflow:hidden;padding:0px 3px 0px 3px;vertical-align:bottom;font-weight:bold;">PMMA</td> <td data-sheets-value='{"1":2,"2":"Single-walled"}' style="overflow:hidden;padding:0px 3px 0px 3px;vertical-align:bottom;font-weight:bold;">Single-walled</td> <td data-sheets-value='{"1":2,"2":"Opal (O)"}' style="border-right:1px solid #000000;overflow:hidden;padding:0px 3px 0px 3px;vertical-align:bottom;font-weight:bold;">Opal (O)</td> <td data-sheets-numberformat='{"1":2,"2":"0.00","3":1}' data-sheets-value='{"1":3,"3":5.17}' style="overflow:hidden;padding:0px 3px 0px 3px;vertical-align:bottom;text-align:center;">5.17</td> <td data-sheets-numberformat='{"1":2,"2":"0","3":1}' data-sheets-value='{"1":3,"3":83}' style="overflow:hidden;padding:0px 3px 0px 3px;vertical-align:bottom;text-align:center;">83</td> <td data-sheets-numberformat='{"1":2,"2":"0","3":1}' data-sheets-value='{"1":3,"3":76}' style="overflow:hidden;padding:0px 3px 0px 3px;vertical-align:bottom;text-align:center;">76</td> <td data-sheets-numberformat='{"1":2,"2":"0","3":1}' data-sheets-value='{"1":2,"2":"-"}' style="border-right:1px solid #000000;overflow:hidden;padding:0px 3px 0px 3px;vertical-align:bottom;text-align:center;">-</td> </tr> <tr style="height:20px;"> <td style="border-left:1px solid #000000;overflow:hidden;padding:0px 3px 0px 3px;vertical-align:bottom;font-weight:bold;"></td> <td data-sheets-value='{"1":2,"2":"Double-walled"}' style="overflow:hidden;padding:0px 3px 0px 3px;vertical-align:bottom;font-weight:bold;">Double-walled</td> <td data-sheets-value='{"1":2,"2":"Clear (H/H)"}' style="border-right:1px solid #000000;overflow:hidden;padding:0px 3px 0px 3px;vertical-align:bottom;font-weight:bold;">Clear (H/H)</td> <td data-sheets-numberformat='{"1":2,"2":"0.00","3":1}' data-sheets-value='{"1":3,"3":2.9}' style="overflow:hidden;padding:0px 3px 0px 3px;vertical-align:bottom;text-align:center;">2.90</td> <td data-sheets-numberformat='{"1":2,"2":"0","3":1}' data-sheets-value='{"1":3,"3":81}' style="overflow:hidden;padding:0px 3px 0px 3px;vertical-align:bottom;text-align:center;">81</td> <td data-sheets-numberformat='{"1":2,"2":"0","3":1}' data-sheets-value='{"1":3,"3":75}' style="overflow:hidden;padding:0px 3px 0px 3px;vertical-align:bottom;text-align:center;">75</td> <td data-sheets-numberformat='{"1":2,"2":"0","3":1}' data-sheets-value='{"1":3,"3":20}' style="border-right:1px solid #000000;overflow:hidden;padding:0px 3px 0px 3px;vertical-align:bottom;text-align:center;">20</td> </tr> <tr style="height:20px;"> <td style="border-left:1px solid #000000;overflow:hidden;padding:0px 3px 0px 3px;vertical-align:bottom;font-weight:bold;"></td> <td data-sheets-value='{"1":2,"2":"Double-walled"}' style="overflow:hidden;padding:0px 3px 0px 3px;vertical-align:bottom;font-weight:bold;">Double-walled</td> <td data-sheets-value='{"1":2,"2":"Opal (O/O)"}' style="border-right:1px solid #000000;overflow:hidden;padding:0px 3px 0px 3px;vertical-align:bottom;font-weight:bold;">Opal (O/O)</td> <td data-sheets-numberformat='{"1":2,"2":"0.00","3":1}' data-sheets-value='{"1":3,"3":2.9}' style="overflow:hidden;padding:0px 3px 0px 3px;vertical-align:bottom;text-align:center;">2.90</td> <td data-sheets-numberformat='{"1":2,"2":"0","3":1}' data-sheets-value='{"1":3,"3":69}' style="overflow:hidden;padding:0px 3px 0px 3px;vertical-align:bottom;text-align:center;">69</td> <td data-sheets-numberformat='{"1":2,"2":"0","3":1}' data-sheets-value='{"1":3,"3":58}' style="overflow:hidden;padding:0px 3px 0px 3px;vertical-align:bottom;text-align:center;">58</td> <td data-sheets-numberformat='{"1":2,"2":"0","3":1}' data-sheets-value='{"1":3,"3":20}' style="border-right:1px solid #000000;overflow:hidden;padding:0px 3px 0px 3px;vertical-align:bottom;text-align:center;">20</td> </tr> <tr style="height:20px;"> <td style="border-left:1px solid #000000;overflow:hidden;padding:0px 3px 0px 3px;vertical-align:bottom;font-weight:bold;"></td> <td data-sheets-value='{"1":2,"2":"Triple-walled"}' style="overflow:hidden;padding:0px 3px 0px 3px;vertical-align:bottom;font-weight:bold;">Triple-walled</td> <td data-sheets-value='{"1":2,"2":"Clear (H/H/H)"}' style="border-right:1px solid #000000;overflow:hidden;padding:0px 3px 0px 3px;vertical-align:bottom;font-weight:bold;">Clear (H/H/H)</td> <td data-sheets-numberformat='{"1":2,"2":"0.00","3":1}' data-sheets-value='{"1":3,"3":1.7}' style="overflow:hidden;padding:0px 3px 0px 3px;vertical-align:bottom;text-align:center;">1.70</td> <td data-sheets-numberformat='{"1":2,"2":"0","3":1}' data-sheets-value='{"1":3,"3":73}' style="overflow:hidden;padding:0px 3px 0px 3px;vertical-align:bottom;text-align:center;">73</td> <td data-sheets-numberformat='{"1":2,"2":"0","3":1}' data-sheets-value='{"1":3,"3":65}' style="overflow:hidden;padding:0px 3px 0px 3px;vertical-align:bottom;text-align:center;">65</td> <td data-sheets-numberformat='{"1":2,"2":"0","3":1}' data-sheets-value='{"1":3,"3":22}' style="border-right:1px solid #000000;overflow:hidden;padding:0px 3px 0px 3px;vertical-align:bottom;text-align:center;">22</td> </tr> <tr style="height:20px;"> <td style="border-left:1px solid #000000;overflow:hidden;padding:0px 3px 0px 3px;vertical-align:bottom;font-weight:bold;"></td> <td data-sheets-value='{"1":2,"2":"Triple-walled"}' style="overflow:hidden;padding:0px 3px 0px 3px;vertical-align:bottom;font-weight:bold;">Triple-walled</td> <td data-sheets-value='{"1":2,"2":"Opal (O/H/O)"}' style="border-right:1px solid #000000;overflow:hidden;padding:0px 3px 0px 3px;vertical-align:bottom;font-weight:bold;">Opal (O/H/O)</td> <td data-sheets-numberformat='{"1":2,"2":"0.00","3":1}' data-sheets-value='{"1":3,"3":1.7}' style="overflow:hidden;padding:0px 3px 0px 3px;vertical-align:bottom;text-align:center;">1.70</td> <td data-sheets-numberformat='{"1":2,"2":"0","3":1}' data-sheets-value='{"1":3,"3":62}' style="overflow:hidden;padding:0px 3px 0px 3px;vertical-align:bottom;text-align:center;">62</td> <td data-sheets-numberformat='{"1":2,"2":"0","3":1}' data-sheets-value='{"1":3,"3":51}' style="overflow:hidden;padding:0px 3px 0px 3px;vertical-align:bottom;text-align:center;">51</td> <td data-sheets-numberformat='{"1":2,"2":"0","3":1}' data-sheets-value='{"1":3,"3":22}' style="border-right:1px solid #000000;overflow:hidden;padding:0px 3px 0px 3px;vertical-align:bottom;text-align:center;">22</td> </tr> <tr style="height:20px;"> <td style="border-left:1px solid #000000;overflow:hidden;padding:0px 3px 0px 3px;vertical-align:bottom;font-weight:bold;"></td> <td data-sheets-value='{"1":2,"2":"Four-walled"}' style="overflow:hidden;padding:0px 3px 0px 3px;vertical-align:bottom;font-weight:bold;">Four-walled</td> <td data-sheets-value='{"1":2,"2":"Clear (H/H/H/H)"}' style="border-right:1px solid #000000;overflow:hidden;padding:0px 3px 0px 3px;vertical-align:bottom;font-weight:bold;">Clear (H/H/H/H)</td> <td data-sheets-numberformat='{"1":2,"2":"0.00","3":1}' data-sheets-value='{"1":3,"3":1.28}' style="overflow:hidden;padding:0px 3px 0px 3px;vertical-align:bottom;text-align:center;">1.28</td> <td data-sheets-numberformat='{"1":2,"2":"0","3":1}' data-sheets-value='{"1":3,"3":64}' style="overflow:hidden;padding:0px 3px 0px 3px;vertical-align:bottom;text-align:center;">64</td> <td data-sheets-numberformat='{"1":2,"2":"0","3":1}' data-sheets-value='{"1":3,"3":54}' style="overflow:hidden;padding:0px 3px 0px 3px;vertical-align:bottom;text-align:center;">54</td> <td data-sheets-numberformat='{"1":2,"2":"0","3":1}' data-sheets-value='{"1":3,"3":23}' style="border-right:1px solid #000000;overflow:hidden;padding:0px 3px 0px 3px;vertical-align:bottom;text-align:center;">23</td> </tr> <tr style="height:20px;"> <td style="border-bottom:1px solid #000000;border-left:1px solid #000000;overflow:hidden;padding:0px 3px 0px 3px;vertical-align:bottom;"></td> <td data-sheets-value='{"1":2,"2":"Four-walled"}' style="border-bottom:1px solid #000000;overflow:hidden;padding:0px 3px 0px 3px;vertical-align:bottom;font-weight:bold;">Four-walled</td> <td data-sheets-value='{"1":2,"2":"Opal (H/H/O/H)"}' style="border-right:1px solid #000000;border-bottom:1px solid #000000;overflow:hidden;padding:0px 3px 0px 3px;vertical-align:bottom;font-weight:bold;">Opal (H/H/O/H)</td> <td data-sheets-numberformat='{"1":2,"2":"0.00","3":1}' data-sheets-value='{"1":3,"3":1.28}' style="border-bottom:1px solid #000000;overflow:hidden;padding:0px 3px 0px 3px;vertical-align:bottom;text-align:center;">1.28</td> <td data-sheets-numberformat='{"1":2,"2":"0","3":1}' data-sheets-value='{"1":3,"3":59}' style="border-bottom:1px solid #000000;overflow:hidden;padding:0px 3px 0px 3px;vertical-align:bottom;text-align:center;">59</td> <td data-sheets-numberformat='{"1":2,"2":"0","3":1}' data-sheets-value='{"1":3,"3":48}' style="border-bottom:1px solid #000000;overflow:hidden;padding:0px 3px 0px 3px;vertical-align:bottom;text-align:center;">48</td> <td data-sheets-numberformat='{"1":2,"2":"0","3":1}' data-sheets-value='{"1":3,"3":23}' style="border-right:1px solid #000000;border-bottom:1px solid #000000;overflow:hidden;padding:0px 3px 0px 3px;vertical-align:bottom;text-align:center;">23</td> </tr> <tr style="height:20px;"> <td data-sheets-value='{"1":2,"2":"Polycarbonate "}' style="border-left:1px solid #000000;overflow:hidden;padding:0px 3px 0px 3px;vertical-align:bottom;font-weight:bold;">Polycarbonate </td> <td data-sheets-value='{"1":2,"2":"Single-walled"}' style="overflow:hidden;padding:0px 3px 0px 3px;vertical-align:bottom;font-weight:bold;">Single-walled</td> <td data-sheets-value='{"1":2,"2":"Clear (A)"}' style="border-right:1px solid #000000;overflow:hidden;padding:0px 3px 0px 3px;vertical-align:bottom;font-weight:bold;">Clear (A)</td> <td data-sheets-numberformat='{"1":2,"2":"0.00","3":1}' data-sheets-value='{"1":3,"3":5.17}' style="overflow:hidden;padding:0px 3px 0px 3px;vertical-align:bottom;text-align:center;">5.17</td> <td data-sheets-numberformat='{"1":2,"2":"0","3":1}' data-sheets-value='{"1":3,"3":88}' style="overflow:hidden;padding:0px 3px 0px 3px;vertical-align:bottom;text-align:center;">88</td> <td data-sheets-numberformat='{"1":2,"2":"0","3":1}' data-sheets-value='{"1":3,"3":83}' style="overflow:hidden;padding:0px 3px 0px 3px;vertical-align:bottom;text-align:center;">83</td> <td data-sheets-numberformat='{"1":2,"2":"0","3":1}' data-sheets-value='{"1":2,"2":"-"}' style="border-right:1px solid #000000;overflow:hidden;padding:0px 3px 0px 3px;vertical-align:bottom;text-align:center;">-</td> </tr> <tr style="height:20px;"> <td data-sheets-value='{"1":2,"2":"PC"}' style="border-left:1px solid #000000;overflow:hidden;padding:0px 3px 0px 3px;vertical-align:bottom;font-weight:bold;">PC</td> <td data-sheets-value='{"1":2,"2":"Single-walled"}' style="overflow:hidden;padding:0px 3px 0px 3px;vertical-align:bottom;font-weight:bold;">Single-walled</td> <td data-sheets-value='{"1":2,"2":"Opal (D)"}' style="border-right:1px solid #000000;overflow:hidden;padding:0px 3px 0px 3px;vertical-align:bottom;font-weight:bold;">Opal (D)</td> <td data-sheets-numberformat='{"1":2,"2":"0.00","3":1}' data-sheets-value='{"1":3,"3":5.17}' style="overflow:hidden;padding:0px 3px 0px 3px;vertical-align:bottom;text-align:center;">5.17</td> <td data-sheets-numberformat='{"1":2,"2":"0","3":1}' data-sheets-value='{"1":3,"3":58}' style="overflow:hidden;padding:0px 3px 0px 3px;vertical-align:bottom;text-align:center;">58</td> <td data-sheets-numberformat='{"1":2,"2":"0","3":1}' data-sheets-value='{"1":3,"3":60}' style="overflow:hidden;padding:0px 3px 0px 3px;vertical-align:bottom;text-align:center;">60</td> <td data-sheets-numberformat='{"1":2,"2":"0","3":1}' data-sheets-value='{"1":2,"2":"-"}' style="border-right:1px solid #000000;overflow:hidden;padding:0px 3px 0px 3px;vertical-align:bottom;text-align:center;">-</td> </tr> <tr style="height:20px;"> <td style="border-left:1px solid #000000;overflow:hidden;padding:0px 3px 0px 3px;vertical-align:bottom;font-weight:bold;"></td> <td data-sheets-value='{"1":2,"2":"Double-walled"}' style="overflow:hidden;padding:0px 3px 0px 3px;vertical-align:bottom;font-weight:bold;">Double-walled</td> <td data-sheets-value='{"1":2,"2":"Clear (A/H)"}' style="border-right:1px solid #000000;overflow:hidden;padding:0px 3px 0px 3px;vertical-align:bottom;font-weight:bold;">Clear (A/H)</td> <td data-sheets-numberformat='{"1":2,"2":"0.00","3":1}' data-sheets-value='{"1":3,"3":2.9}' style="overflow:hidden;padding:0px 3px 0px 3px;vertical-align:bottom;text-align:center;">2.90</td> <td data-sheets-numberformat='{"1":2,"2":"0","3":1}' data-sheets-value='{"1":3,"3":79}' style="overflow:hidden;padding:0px 3px 0px 3px;vertical-align:bottom;text-align:center;">79</td> <td data-sheets-numberformat='{"1":2,"2":"0","3":1}' data-sheets-value='{"1":3,"3":72}' style="overflow:hidden;padding:0px 3px 0px 3px;vertical-align:bottom;text-align:center;">72</td> <td data-sheets-numberformat='{"1":2,"2":"0","3":1}' data-sheets-value='{"1":3,"3":20}' style="border-right:1px solid #000000;overflow:hidden;padding:0px 3px 0px 3px;vertical-align:bottom;text-align:center;">20</td> </tr> <tr style="height:20px;"> <td style="border-left:1px solid #000000;overflow:hidden;padding:0px 3px 0px 3px;vertical-align:bottom;font-weight:bold;"></td> <td data-sheets-value='{"1":2,"2":"Double-walled"}' style="overflow:hidden;padding:0px 3px 0px 3px;vertical-align:bottom;font-weight:bold;">Double-walled</td> <td data-sheets-value='{"1":2,"2":"Clear (A/A)"}' style="border-right:1px solid #000000;overflow:hidden;padding:0px 3px 0px 3px;vertical-align:bottom;font-weight:bold;">Clear (A/A)</td> <td data-sheets-numberformat='{"1":2,"2":"0.00","3":1}' data-sheets-value='{"1":3,"3":2.9}' style="overflow:hidden;padding:0px 3px 0px 3px;vertical-align:bottom;text-align:center;">2.90</td> <td data-sheets-numberformat='{"1":2,"2":"0","3":1}' data-sheets-value='{"1":3,"3":77}' style="overflow:hidden;padding:0px 3px 0px 3px;vertical-align:bottom;text-align:center;">77</td> <td data-sheets-numberformat='{"1":2,"2":"0","3":1}' data-sheets-value='{"1":3,"3":69}' style="overflow:hidden;padding:0px 3px 0px 3px;vertical-align:bottom;text-align:center;">69</td> <td data-sheets-numberformat='{"1":2,"2":"0","3":1}' data-sheets-value='{"1":3,"3":20}' style="border-right:1px solid #000000;overflow:hidden;padding:0px 3px 0px 3px;vertical-align:bottom;text-align:center;">20</td> </tr> <tr style="height:20px;"> <td style="border-left:1px solid #000000;overflow:hidden;padding:0px 3px 0px 3px;vertical-align:bottom;font-weight:bold;"></td> <td data-sheets-value='{"1":2,"2":"Double-walled"}' style="overflow:hidden;padding:0px 3px 0px 3px;vertical-align:bottom;font-weight:bold;">Double-walled</td> <td data-sheets-value='{"1":2,"2":"Opal (A/O)"}' style="border-right:1px solid #000000;overflow:hidden;padding:0px 3px 0px 3px;vertical-align:bottom;font-weight:bold;">Opal (A/O)</td> <td data-sheets-numberformat='{"1":2,"2":"0.00","3":1}' data-sheets-value='{"1":3,"3":2.9}' style="overflow:hidden;padding:0px 3px 0px 3px;vertical-align:bottom;text-align:center;">2.90</td> <td data-sheets-numberformat='{"1":2,"2":"0","3":1}' data-sheets-value='{"1":3,"3":73}' style="overflow:hidden;padding:0px 3px 0px 3px;vertical-align:bottom;text-align:center;">73</td> <td data-sheets-numberformat='{"1":2,"2":"0","3":1}' data-sheets-value='{"1":3,"3":63}' style="overflow:hidden;padding:0px 3px 0px 3px;vertical-align:bottom;text-align:center;">63</td> <td data-sheets-numberformat='{"1":2,"2":"0","3":1}' data-sheets-value='{"1":3,"3":20}' style="border-right:1px solid #000000;overflow:hidden;padding:0px 3px 0px 3px;vertical-align:bottom;text-align:center;">20</td> </tr> <tr style="height:20px;"> <td style="border-left:1px solid #000000;overflow:hidden;padding:0px 3px 0px 3px;vertical-align:bottom;font-weight:bold;"></td> <td data-sheets-value='{"1":2,"2":"Double-walled"}' style="overflow:hidden;padding:0px 3px 0px 3px;vertical-align:bottom;font-weight:bold;">Double-walled</td> <td data-sheets-value='{"1":2,"2":"Opal (A/D)"}' style="border-right:1px solid #000000;overflow:hidden;padding:0px 3px 0px 3px;vertical-align:bottom;font-weight:bold;">Opal (A/D)</td> <td data-sheets-numberformat='{"1":2,"2":"0.00","3":1}' data-sheets-value='{"1":3,"3":2.9}' style="overflow:hidden;padding:0px 3px 0px 3px;vertical-align:bottom;text-align:center;">2.90</td> <td data-sheets-numberformat='{"1":2,"2":"0","3":1}' data-sheets-value='{"1":3,"3":51}' style="overflow:hidden;padding:0px 3px 0px 3px;vertical-align:bottom;text-align:center;">51</td> <td data-sheets-numberformat='{"1":2,"2":"0","3":1}' data-sheets-value='{"1":3,"3":50}' style="overflow:hidden;padding:0px 3px 0px 3px;vertical-align:bottom;text-align:center;">50</td> <td data-sheets-numberformat='{"1":2,"2":"0","3":1}' data-sheets-value='{"1":3,"3":20}' style="border-right:1px solid #000000;overflow:hidden;padding:0px 3px 0px 3px;vertical-align:bottom;text-align:center;">20</td> </tr> <tr style="height:20px;"> <td style="border-left:1px solid #000000;overflow:hidden;padding:0px 3px 0px 3px;vertical-align:bottom;font-weight:bold;"></td> <td data-sheets-value='{"1":2,"2":"Triple-walled"}' style="overflow:hidden;padding:0px 3px 0px 3px;vertical-align:bottom;font-weight:bold;">Triple-walled</td> <td data-sheets-value='{"1":2,"2":"Clear (A/H/H)"}' style="border-right:1px solid #000000;overflow:hidden;padding:0px 3px 0px 3px;vertical-align:bottom;font-weight:bold;">Clear (A/H/H)</td> <td data-sheets-numberformat='{"1":2,"2":"0.00","3":1}' data-sheets-value='{"1":3,"3":1.7}' style="overflow:hidden;padding:0px 3px 0px 3px;vertical-align:bottom;text-align:center;">1.70</td> <td data-sheets-numberformat='{"1":2,"2":"0","3":1}' data-sheets-value='{"1":3,"3":71}' style="overflow:hidden;padding:0px 3px 0px 3px;vertical-align:bottom;text-align:center;">71</td> <td data-sheets-numberformat='{"1":2,"2":"0","3":1}' data-sheets-value='{"1":3,"3":63}' style="overflow:hidden;padding:0px 3px 0px 3px;vertical-align:bottom;text-align:center;">63</td> <td data-sheets-numberformat='{"1":2,"2":"0","3":1}' data-sheets-value='{"1":3,"3":22}' style="border-right:1px solid #000000;overflow:hidden;padding:0px 3px 0px 3px;vertical-align:bottom;text-align:center;">22</td> </tr> <tr style="height:20px;"> <td style="border-left:1px solid #000000;overflow:hidden;padding:0px 3px 0px 3px;vertical-align:bottom;font-weight:bold;"></td> <td data-sheets-value='{"1":2,"2":"Triple-walled"}' style="overflow:hidden;padding:0px 3px 0px 3px;vertical-align:bottom;font-weight:bold;">Triple-walled</td> <td data-sheets-value='{"1":2,"2":"Opal (A/O/O)"}' style="border-right:1px solid #000000;overflow:hidden;padding:0px 3px 0px 3px;vertical-align:bottom;font-weight:bold;">Opal (A/O/O)</td> <td data-sheets-numberformat='{"1":2,"2":"0.00","3":1}' data-sheets-value='{"1":3,"3":1.7}' style="overflow:hidden;padding:0px 3px 0px 3px;vertical-align:bottom;text-align:center;">1.70</td> <td data-sheets-numberformat='{"1":2,"2":"0","3":1}' data-sheets-value='{"1":3,"3":61}' style="overflow:hidden;padding:0px 3px 0px 3px;vertical-align:bottom;text-align:center;">61</td> <td data-sheets-numberformat='{"1":2,"2":"0","3":1}' data-sheets-value='{"1":3,"3":48}' style="overflow:hidden;padding:0px 3px 0px 3px;vertical-align:bottom;text-align:center;">48</td> <td data-sheets-numberformat='{"1":2,"2":"0","3":1}' data-sheets-value='{"1":3,"3":22}' style="border-right:1px solid #000000;overflow:hidden;padding:0px 3px 0px 3px;vertical-align:bottom;text-align:center;">22</td> </tr> <tr style="height:20px;"> <td style="border-left:1px solid #000000;overflow:hidden;padding:0px 3px 0px 3px;vertical-align:bottom;font-weight:bold;"></td> <td data-sheets-value='{"1":2,"2":"Four-walled"}' style="overflow:hidden;padding:0px 3px 0px 3px;vertical-align:bottom;font-weight:bold;">Four-walled</td> <td data-sheets-value='{"1":2,"2":"Clear (A/H/H/H)"}' style="border-right:1px solid #000000;overflow:hidden;padding:0px 3px 0px 3px;vertical-align:bottom;font-weight:bold;">Clear (A/H/H/H)</td> <td data-sheets-numberformat='{"1":2,"2":"0.00","3":1}' data-sheets-value='{"1":3,"3":1.28}' style="overflow:hidden;padding:0px 3px 0px 3px;vertical-align:bottom;text-align:center;">1.28</td> <td data-sheets-numberformat='{"1":2,"2":"0","3":1}' data-sheets-value='{"1":3,"3":64}' style="overflow:hidden;padding:0px 3px 0px 3px;vertical-align:bottom;text-align:center;">64</td> <td data-sheets-numberformat='{"1":2,"2":"0","3":1}' data-sheets-value='{"1":3,"3":52}' style="overflow:hidden;padding:0px 3px 0px 3px;vertical-align:bottom;text-align:center;">52</td> <td data-sheets-numberformat='{"1":2,"2":"0","3":1}' data-sheets-value='{"1":3,"3":23}' style="border-right:1px solid #000000;overflow:hidden;padding:0px 3px 0px 3px;vertical-align:bottom;text-align:center;">23</td> </tr> <tr style="height:20px;"> <td style="border-bottom:1px solid #000000;border-left:1px solid #000000;overflow:hidden;padding:0px 3px 0px 3px;vertical-align:bottom;"></td> <td data-sheets-value='{"1":2,"2":"Four-walled"}' style="border-bottom:1px solid #000000;overflow:hidden;padding:0px 3px 0px 3px;vertical-align:bottom;font-weight:bold;">Four-walled</td> <td data-sheets-value='{"1":2,"2":"Opal (A/H/O/H)"}' style="border-right:1px solid #000000;border-bottom:1px solid #000000;overflow:hidden;padding:0px 3px 0px 3px;vertical-align:bottom;font-weight:bold;">Opal (A/H/O/H)</td> <td data-sheets-numberformat='{"1":2,"2":"0.00","3":1}' data-sheets-value='{"1":3,"3":1.28}' style="border-bottom:1px solid #000000;overflow:hidden;padding:0px 3px 0px 3px;vertical-align:bottom;text-align:center;">1.28</td> <td data-sheets-numberformat='{"1":2,"2":"0","3":1}' data-sheets-value='{"1":3,"3":59}' style="border-bottom:1px solid #000000;overflow:hidden;padding:0px 3px 0px 3px;vertical-align:bottom;text-align:center;">59</td> <td data-sheets-numberformat='{"1":2,"2":"0","3":1}' data-sheets-value='{"1":3,"3":46}' style="border-bottom:1px solid #000000;overflow:hidden;padding:0px 3px 0px 3px;vertical-align:bottom;text-align:center;">46</td> <td data-sheets-numberformat='{"1":2,"2":"0","3":1}' data-sheets-value='{"1":3,"3":23}' style="border-right:1px solid #000000;border-bottom:1px solid #000000;overflow:hidden;padding:0px 3px 0px 3px;vertical-align:bottom;text-align:center;">23</td> </tr> <tr style="height:20px;"> <td data-sheets-value='{"1":2,"2":"Polycarbonate"}' style="border-left:1px solid #000000;overflow:hidden;padding:0px 3px 0px 3px;vertical-align:bottom;font-weight:bold;">Polycarbonate</td> <td data-sheets-value='{"1":2,"2":"Single-walled"}' style="overflow:hidden;padding:0px 3px 0px 3px;vertical-align:bottom;font-weight:bold;">Single-walled</td> <td data-sheets-value='{"1":2,"2":"Heatstop Opal (T)"}' style="border-right:1px solid #000000;overflow:hidden;padding:0px 3px 0px 3px;vertical-align:bottom;font-weight:bold;">Heatstop Opal (T)</td> <td data-sheets-numberformat='{"1":2,"2":"0.00","3":1}' data-sheets-value='{"1":3,"3":5.17}' style="overflow:hidden;padding:0px 3px 0px 3px;vertical-align:bottom;text-align:center;">5.17</td> <td data-sheets-numberformat='{"1":2,"2":"0","3":1}' data-sheets-value='{"1":3,"3":49}' style="overflow:hidden;padding:0px 3px 0px 3px;vertical-align:bottom;text-align:center;">49</td> <td data-sheets-numberformat='{"1":2,"2":"0","3":1}' data-sheets-value='{"1":3,"3":59}' style="overflow:hidden;padding:0px 3px 0px 3px;vertical-align:bottom;text-align:center;">59</td> <td data-sheets-numberformat='{"1":2,"2":"0","3":1}' data-sheets-value='{"1":2,"2":"-"}' style="border-right:1px solid #000000;overflow:hidden;padding:0px 3px 0px 3px;vertical-align:bottom;text-align:center;">-</td> </tr> <tr style="height:20px;"> <td data-sheets-value='{"1":2,"2":"Heatstop PC"}' style="border-left:1px solid #000000;overflow:hidden;padding:0px 3px 0px 3px;vertical-align:bottom;font-weight:bold;">Heatstop PC</td> <td data-sheets-value='{"1":2,"2":"Double-walled"}' style="overflow:hidden;padding:0px 3px 0px 3px;vertical-align:bottom;font-weight:bold;">Double-walled</td> <td data-sheets-value='{"1":2,"2":"Clear (T/H)"}' style="border-right:1px solid #000000;overflow:hidden;padding:0px 3px 0px 3px;vertical-align:bottom;font-weight:bold;">Clear (T/H)</td> <td data-sheets-numberformat='{"1":2,"2":"0.00","3":1}' data-sheets-value='{"1":3,"3":2.9}' style="overflow:hidden;padding:0px 3px 0px 3px;vertical-align:bottom;text-align:center;">2.90</td> <td data-sheets-numberformat='{"1":2,"2":"0","3":1}' data-sheets-value='{"1":3,"3":44}' style="overflow:hidden;padding:0px 3px 0px 3px;vertical-align:bottom;text-align:center;">44</td> <td data-sheets-numberformat='{"1":2,"2":"0","3":1}' data-sheets-value='{"1":3,"3":51}' style="overflow:hidden;padding:0px 3px 0px 3px;vertical-align:bottom;text-align:center;">51</td> <td data-sheets-numberformat='{"1":2,"2":"0","3":1}' data-sheets-value='{"1":3,"3":20}' style="border-right:1px solid #000000;overflow:hidden;padding:0px 3px 0px 3px;vertical-align:bottom;text-align:center;">20</td> </tr> <tr style="height:20px;"> <td style="border-left:1px solid #000000;overflow:hidden;padding:0px 3px 0px 3px;vertical-align:bottom;font-weight:bold;"></td> <td data-sheets-value='{"1":2,"2":"Double-walled"}' style="overflow:hidden;padding:0px 3px 0px 3px;vertical-align:bottom;font-weight:bold;">Double-walled</td> <td data-sheets-value='{"1":2,"2":"Opal (T/O)"}' style="border-right:1px solid #000000;overflow:hidden;padding:0px 3px 0px 3px;vertical-align:bottom;font-weight:bold;">Opal (T/O)</td> <td data-sheets-numberformat='{"1":2,"2":"0.00","3":1}' data-sheets-value='{"1":3,"3":2.9}' style="overflow:hidden;padding:0px 3px 0px 3px;vertical-align:bottom;text-align:center;">2.90</td> <td data-sheets-numberformat='{"1":2,"2":"0","3":1}' data-sheets-value='{"1":3,"3":41}' style="overflow:hidden;padding:0px 3px 0px 3px;vertical-align:bottom;text-align:center;">41</td> <td data-sheets-numberformat='{"1":2,"2":"0","3":1}' data-sheets-value='{"1":3,"3":45}' style="overflow:hidden;padding:0px 3px 0px 3px;vertical-align:bottom;text-align:center;">45</td> <td data-sheets-numberformat='{"1":2,"2":"0","3":1}' data-sheets-value='{"1":3,"3":20}' style="border-right:1px solid #000000;overflow:hidden;padding:0px 3px 0px 3px;vertical-align:bottom;text-align:center;">20</td> </tr> <tr style="height:20px;"> <td style="border-left:1px solid #000000;overflow:hidden;padding:0px 3px 0px 3px;vertical-align:bottom;font-weight:bold;"></td> <td data-sheets-value='{"1":2,"2":"Triple-walled"}' style="overflow:hidden; | skylux-160-ce-met-koepel-en-pvc-opstand-16-00-met-lm-motor-1000-x-1000-mm | 8586021667149 | 46872329552205
Smoke and heat exhaust (SHEV) | SHE system | Skylux | Skylux 160° CE with skylight and PVC curb 16/00 with LM-actuator 1000 x 1300 mm |  | 28758 | 5412970287582 | 3519.9 | Yes | 30-45 | 55.16 | 1000 x 1300 mm | 1300 | 1000 |  | PVC 16/00 (16 cm high & roof opening = daylight size) | Rectangular | 5.17 W/m²K - 1.28 W/m²K | 87% - 32% | 90% - 32% | 20dB - 23dB | 160° CE (for industry) | skylight | without spoiler | E | Single actuator | Maximum four-walled skylight possible for this product | Ut-value LT-value g-value Rw-value EN 1873 : 2014 EN ISO 13468 EN 16153 EN 410 EN 410 EN ISO 140-3 Material Walls Shells (W/m²K) (%) (%) (dB) Acrylic Single-walled Clear (H) 5.17 90 87 - PMMA Single-walled Opal (O) 5.17 83 76 - Double-walled Clear (H/H) 2.90 81 75 20 Double-walled Opal (O/O) 2.90 69 58 20 Triple-walled Clear (H/H/H) 1.70 73 65 22 Triple-walled Opal (O/H/O) 1.70 62 51 22 Four-walled Clear (H/H/H/H) 1.28 64 54 23 Four-walled Opal (H/H/O/H) 1.28 59 48 23 Polycarbonate Single-walled Clear (A) 5.17 88 83 - PC Single-walled Opal (D) 5.17 58 60 - Double-walled Clear (A/H) 2.90 79 72 20 Double-walled Clear (A/A) 2.90 77 69 20 Double-walled Opal (A/O) 2.90 73 63 20 Double-walled Opal (A/D) 2.90 51 50 20 Triple-walled Clear (A/H/H) 1.70 71 63 22 Triple-walled Opal (A/O/O) 1.70 61 48 22 Four-walled Clear (A/H/H/H) 1.28 64 52 23 Four-walled Opal (A/H/O/H) 1.28 59 46 23 Polycarbonate Single-walled Heatstop Opal (T) 5.17 49 59 - Heatstop PC Double-walled Clear (T/H) 2.90 44 51 20 Double-walled Opal (T/O) 2.90 41 45 20 Triple-walled Clear (T/H/H) 1.70 40 <td data-sheets-numberformat='{"1":2,"2":"0","3":1}' data-sheets-value='{"1":3,"3":44}' style="overflow:hidden;paddin | https://skylux.eu/en/products/skylux-160-ce-met-koepel-en-pvc-opstand-16-00-met-lm-motor-1000-x-1300-mm | https://skylux.eu/cdn/shop/files/Skylux-160deg-CE-met-koepel-en-pvc-opstand-1600-met-LM-motor-1000-x-1300-mm-RWA-systeem.jpg?v=1702979330&width=1600 | https://skylux.eu/cdn/shop/files/e5a82811-1bb0-48e4-a776-cacb59c7c092_9962edc6-fa58-43d6-b676-6ab0d215fc6a.jpg?v=1688550872&width=1600 | //skylux.eu/cdn/shop/files/E_MH_Mounting_instructions_Skylux_160_CE_LM.pdf?v=12406716259046007223 | //skylux.eu/cdn/shop/files/E_TD_Technical_File_Skylux_Skylux_160_CE_Electric.pdf?v=3667116872303399239 | <style type="text/css" id="isPasted"> <!--td { border: 1px solid #cccccc; } br { mso-data-placement: same-cell; } --> </style> <table border="1" cellpadding="0" cellspacing="0" dir="ltr" style="table-layout:fixed;font-size:10pt;font-family:Arial;border-collapse:collapse;border:none;"><tbody> <tr style="height:20px;"> <td style="overflow:hidden;padding:0px 3px 0px 3px;vertical-align:bottom;"></td> <td style="overflow:hidden;padding:0px 3px 0px 3px;vertical-align:bottom;"></td> <td style="overflow:hidden;padding:0px 3px 0px 3px;vertical-align:bottom;"></td> <td data-sheets-value='{"1":2,"2":"Ut-value"}' style="overflow:hidden;padding:0px 3px 0px 3px;vertical-align:bottom;font-weight:bold;text-align:center;">Ut-value</td> <td data-sheets-value='{"1":2,"2":"LT-value"}' style="overflow:hidden;padding:0px 3px 0px 3px;vertical-align:bottom;font-weight:bold;text-align:center;">LT-value</td> <td data-sheets-value='{"1":2,"2":"g-value"}' style="overflow:hidden;padding:0px 3px 0px 3px;vertical-align:bottom;font-weight:bold;text-align:center;">g-value</td> <td data-sheets-value='{"1":2,"2":"Rw-value "}' style="overflow:hidden;padding:0px 3px 0px 3px;vertical-align:bottom;font-weight:bold;text-align:center;">Rw-value </td> </tr> <tr style="height:20px;"> <td style="overflow:hidden;padding:0px 3px 0px 3px;vertical-align:bottom;"></td> <td style="overflow:hidden;padding:0px 3px 0px 3px;vertical-align:bottom;"></td> <td style="overflow:hidden;padding:0px 3px 0px 3px;vertical-align:bottom;"></td> <td data-sheets-numberformat='{"1":2,"2":"0.00","3":1}' data-sheets-value='{"1":2,"2":"EN 1873 : 2014"}' style="overflow:hidden;padding:0px 3px 0px 3px;vertical-align:bottom;text-align:center;">EN 1873 : 2014</td> <td data-sheets-numberformat='{"1":2,"2":"0","3":1}' data-sheets-value='{"1":2,"2":"EN ISO 13468 EN 16153 EN 410"}' style="overflow:hidden;padding:0px 3px 0px 3px;vertical-align:bottom;text-align:center;">EN ISO 13468 EN 16153 EN 410</td> <td data-sheets-numberformat='{"1":2,"2":"0","3":1}' data-sheets-value='{"1":2,"2":"EN 410"}' style="overflow:hidden;padding:0px 3px 0px 3px;vertical-align:bottom;text-align:center;">EN 410</td> <td data-sheets-value='{"1":2,"2":"EN ISO 140-3\t\t"}' style="overflow:hidden;padding:0px 3px 0px 3px;vertical-align:bottom;text-align:center;">EN ISO 140-3 </td> </tr> <tr style="height:20px;"> <td data-sheets-value='{"1":2,"2":"Material"}' style="border-bottom:1px solid #000000;overflow:hidden;padding:0px 3px 0px 3px;vertical-align:bottom;background-color:#000000;font-weight:bold;color:#ffffff;">Material</td> <td data-sheets-value='{"1":2,"2":"Walls"}' style="border-bottom:1px solid #000000;overflow:hidden;padding:0px 3px 0px 3px;vertical-align:bottom;background-color:#000000;font-weight:bold;color:#ffffff;">Walls</td> <td data-sheets-value='{"1":2,"2":"Shells"}' style="border-bottom:1px solid #000000;overflow:hidden;padding:0px 3px 0px 3px;vertical-align:bottom;background-color:#000000;font-weight:bold;color:#ffffff;">Shells</td> <td data-sheets-numberformat='{"1":2,"2":"0.00","3":1}' data-sheets-value='{"1":2,"2":"(W/m²K)\t"}' style="border-bottom:1px solid #000000;overflow:hidden;padding:0px 3px 0px 3px;vertical-align:bottom;background-color:#000000;font-weight:bold;color:#ffffff;text-align:center;">(W/m²K) </td> <td data-sheets-numberformat='{"1":2,"2":"0","3":1}' data-sheets-value='{"1":2,"2":"(%)"}' style="border-bottom:1px solid #000000;overflow:hidden;padding:0px 3px 0px 3px;vertical-align:bottom;background-color:#000000;font-weight:bold;color:#ffffff;text-align:center;">(%)</td> <td data-sheets-numberformat='{"1":2,"2":"0","3":1}' data-sheets-value='{"1":2,"2":"(%)"}' style="border-bottom:1px solid #000000;overflow:hidden;padding:0px 3px 0px 3px;vertical-align:bottom;background-color:#000000;font-weight:bold;color:#ffffff;text-align:center;">(%)</td> <td data-sheets-value='{"1":2,"2":"(dB)"}' style="border-bottom:1px solid #000000;overflow:hidden;padding:0px 3px 0px 3px;vertical-align:bottom;background-color:#000000;font-weight:bold;color:#ffffff;text-align:center;">(dB)</td> </tr> <tr style="height:20px;"> <td data-sheets-value='{"1":2,"2":"Acrylic"}' style="border-left:1px solid #000000;overflow:hidden;padding:0px 3px 0px 3px;vertical-align:bottom;font-weight:bold;">Acrylic</td> <td data-sheets-value='{"1":2,"2":"Single-walled"}' style="overflow:hidden;padding:0px 3px 0px 3px;vertical-align:bottom;font-weight:bold;">Single-walled</td> <td data-sheets-value='{"1":2,"2":"Clear (H)"}' style="border-right:1px solid #000000;overflow:hidden;padding:0px 3px 0px 3px;vertical-align:bottom;font-weight:bold;">Clear (H)</td> <td data-sheets-numberformat='{"1":2,"2":"0.00","3":1}' data-sheets-value='{"1":3,"3":5.17}' style="overflow:hidden;padding:0px 3px 0px 3px;vertical-align:bottom;text-align:center;">5.17</td> <td data-sheets-numberformat='{"1":2,"2":"0","3":1}' data-sheets-value='{"1":3,"3":90}' style="overflow:hidden;padding:0px 3px 0px 3px;vertical-align:bottom;text-align:center;">90</td> <td data-sheets-numberformat='{"1":2,"2":"0","3":1}' data-sheets-value='{"1":3,"3":87}' style="overflow:hidden;padding:0px 3px 0px 3px;vertical-align:bottom;text-align:center;">87</td> <td data-sheets-numberformat='{"1":2,"2":"0","3":1}' data-sheets-value='{"1":2,"2":"-"}' style="border-right:1px solid #000000;overflow:hidden;padding:0px 3px 0px 3px;vertical-align:bottom;text-align:center;">-</td> </tr> <tr style="height:20px;"> <td data-sheets-value='{"1":2,"2":"PMMA"}' style="border-left:1px solid #000000;overflow:hidden;padding:0px 3px 0px 3px;vertical-align:bottom;font-weight:bold;">PMMA</td> <td data-sheets-value='{"1":2,"2":"Single-walled"}' style="overflow:hidden;padding:0px 3px 0px 3px;vertical-align:bottom;font-weight:bold;">Single-walled</td> <td data-sheets-value='{"1":2,"2":"Opal (O)"}' style="border-right:1px solid #000000;overflow:hidden;padding:0px 3px 0px 3px;vertical-align:bottom;font-weight:bold;">Opal (O)</td> <td data-sheets-numberformat='{"1":2,"2":"0.00","3":1}' data-sheets-value='{"1":3,"3":5.17}' style="overflow:hidden;padding:0px 3px 0px 3px;vertical-align:bottom;text-align:center;">5.17</td> <td data-sheets-numberformat='{"1":2,"2":"0","3":1}' data-sheets-value='{"1":3,"3":83}' style="overflow:hidden;padding:0px 3px 0px 3px;vertical-align:bottom;text-align:center;">83</td> <td data-sheets-numberformat='{"1":2,"2":"0","3":1}' data-sheets-value='{"1":3,"3":76}' style="overflow:hidden;padding:0px 3px 0px 3px;vertical-align:bottom;text-align:center;">76</td> <td data-sheets-numberformat='{"1":2,"2":"0","3":1}' data-sheets-value='{"1":2,"2":"-"}' style="border-right:1px solid #000000;overflow:hidden;padding:0px 3px 0px 3px;vertical-align:bottom;text-align:center;">-</td> </tr> <tr style="height:20px;"> <td style="border-left:1px solid #000000;overflow:hidden;padding:0px 3px 0px 3px;vertical-align:bottom;font-weight:bold;"></td> <td data-sheets-value='{"1":2,"2":"Double-walled"}' style="overflow:hidden;padding:0px 3px 0px 3px;vertical-align:bottom;font-weight:bold;">Double-walled</td> <td data-sheets-value='{"1":2,"2":"Clear (H/H)"}' style="border-right:1px solid #000000;overflow:hidden;padding:0px 3px 0px 3px;vertical-align:bottom;font-weight:bold;">Clear (H/H)</td> <td data-sheets-numberformat='{"1":2,"2":"0.00","3":1}' data-sheets-value='{"1":3,"3":2.9}' style="overflow:hidden;padding:0px 3px 0px 3px;vertical-align:bottom;text-align:center;">2.90</td> <td data-sheets-numberformat='{"1":2,"2":"0","3":1}' data-sheets-value='{"1":3,"3":81}' style="overflow:hidden;padding:0px 3px 0px 3px;vertical-align:bottom;text-align:center;">81</td> <td data-sheets-numberformat='{"1":2,"2":"0","3":1}' data-sheets-value='{"1":3,"3":75}' style="overflow:hidden;padding:0px 3px 0px 3px;vertical-align:bottom;text-align:center;">75</td> <td data-sheets-numberformat='{"1":2,"2":"0","3":1}' data-sheets-value='{"1":3,"3":20}' style="border-right:1px solid #000000;overflow:hidden;padding:0px 3px 0px 3px;vertical-align:bottom;text-align:center;">20</td> </tr> <tr style="height:20px;"> <td style="border-left:1px solid #000000;overflow:hidden;padding:0px 3px 0px 3px;vertical-align:bottom;font-weight:bold;"></td> <td data-sheets-value='{"1":2,"2":"Double-walled"}' style="overflow:hidden;padding:0px 3px 0px 3px;vertical-align:bottom;font-weight:bold;">Double-walled</td> <td data-sheets-value='{"1":2,"2":"Opal (O/O)"}' style="border-right:1px solid #000000;overflow:hidden;padding:0px 3px 0px 3px;vertical-align:bottom;font-weight:bold;">Opal (O/O)</td> <td data-sheets-numberformat='{"1":2,"2":"0.00","3":1}' data-sheets-value='{"1":3,"3":2.9}' style="overflow:hidden;padding:0px 3px 0px 3px;vertical-align:bottom;text-align:center;">2.90</td> <td data-sheets-numberformat='{"1":2,"2":"0","3":1}' data-sheets-value='{"1":3,"3":69}' style="overflow:hidden;padding:0px 3px 0px 3px;vertical-align:bottom;text-align:center;">69</td> <td data-sheets-numberformat='{"1":2,"2":"0","3":1}' data-sheets-value='{"1":3,"3":58}' style="overflow:hidden;padding:0px 3px 0px 3px;vertical-align:bottom;text-align:center;">58</td> <td data-sheets-numberformat='{"1":2,"2":"0","3":1}' data-sheets-value='{"1":3,"3":20}' style="border-right:1px solid #000000;overflow:hidden;padding:0px 3px 0px 3px;vertical-align:bottom;text-align:center;">20</td> </tr> <tr style="height:20px;"> <td style="border-left:1px solid #000000;overflow:hidden;padding:0px 3px 0px 3px;vertical-align:bottom;font-weight:bold;"></td> <td data-sheets-value='{"1":2,"2":"Triple-walled"}' style="overflow:hidden;padding:0px 3px 0px 3px;vertical-align:bottom;font-weight:bold;">Triple-walled</td> <td data-sheets-value='{"1":2,"2":"Clear (H/H/H)"}' style="border-right:1px solid #000000;overflow:hidden;padding:0px 3px 0px 3px;vertical-align:bottom;font-weight:bold;">Clear (H/H/H)</td> <td data-sheets-numberformat='{"1":2,"2":"0.00","3":1}' data-sheets-value='{"1":3,"3":1.7}' style="overflow:hidden;padding:0px 3px 0px 3px;vertical-align:bottom;text-align:center;">1.70</td> <td data-sheets-numberformat='{"1":2,"2":"0","3":1}' data-sheets-value='{"1":3,"3":73}' style="overflow:hidden;padding:0px 3px 0px 3px;vertical-align:bottom;text-align:center;">73</td> <td data-sheets-numberformat='{"1":2,"2":"0","3":1}' data-sheets-value='{"1":3,"3":65}' style="overflow:hidden;padding:0px 3px 0px 3px;vertical-align:bottom;text-align:center;">65</td> <td data-sheets-numberformat='{"1":2,"2":"0","3":1}' data-sheets-value='{"1":3,"3":22}' style="border-right:1px solid #000000;overflow:hidden;padding:0px 3px 0px 3px;vertical-align:bottom;text-align:center;">22</td> </tr> <tr style="height:20px;"> <td style="border-left:1px solid #000000;overflow:hidden;padding:0px 3px 0px 3px;vertical-align:bottom;font-weight:bold;"></td> <td data-sheets-value='{"1":2,"2":"Triple-walled"}' style="overflow:hidden;padding:0px 3px 0px 3px;vertical-align:bottom;font-weight:bold;">Triple-walled</td> <td data-sheets-value='{"1":2,"2":"Opal (O/H/O)"}' style="border-right:1px solid #000000;overflow:hidden;padding:0px 3px 0px 3px;vertical-align:bottom;font-weight:bold;">Opal (O/H/O)</td> <td data-sheets-numberformat='{"1":2,"2":"0.00","3":1}' data-sheets-value='{"1":3,"3":1.7}' style="overflow:hidden;padding:0px 3px 0px 3px;vertical-align:bottom;text-align:center;">1.70</td> <td data-sheets-numberformat='{"1":2,"2":"0","3":1}' data-sheets-value='{"1":3,"3":62}' style="overflow:hidden;padding:0px 3px 0px 3px;vertical-align:bottom;text-align:center;">62</td> <td data-sheets-numberformat='{"1":2,"2":"0","3":1}' data-sheets-value='{"1":3,"3":51}' style="overflow:hidden;padding:0px 3px 0px 3px;vertical-align:bottom;text-align:center;">51</td> <td data-sheets-numberformat='{"1":2,"2":"0","3":1}' data-sheets-value='{"1":3,"3":22}' style="border-right:1px solid #000000;overflow:hidden;padding:0px 3px 0px 3px;vertical-align:bottom;text-align:center;">22</td> </tr> <tr style="height:20px;"> <td style="border-left:1px solid #000000;overflow:hidden;padding:0px 3px 0px 3px;vertical-align:bottom;font-weight:bold;"></td> <td data-sheets-value='{"1":2,"2":"Four-walled"}' style="overflow:hidden;padding:0px 3px 0px 3px;vertical-align:bottom;font-weight:bold;">Four-walled</td> <td data-sheets-value='{"1":2,"2":"Clear (H/H/H/H)"}' style="border-right:1px solid #000000;overflow:hidden;padding:0px 3px 0px 3px;vertical-align:bottom;font-weight:bold;">Clear (H/H/H/H)</td> <td data-sheets-numberformat='{"1":2,"2":"0.00","3":1}' data-sheets-value='{"1":3,"3":1.28}' style="overflow:hidden;padding:0px 3px 0px 3px;vertical-align:bottom;text-align:center;">1.28</td> <td data-sheets-numberformat='{"1":2,"2":"0","3":1}' data-sheets-value='{"1":3,"3":64}' style="overflow:hidden;padding:0px 3px 0px 3px;vertical-align:bottom;text-align:center;">64</td> <td data-sheets-numberformat='{"1":2,"2":"0","3":1}' data-sheets-value='{"1":3,"3":54}' style="overflow:hidden;padding:0px 3px 0px 3px;vertical-align:bottom;text-align:center;">54</td> <td data-sheets-numberformat='{"1":2,"2":"0","3":1}' data-sheets-value='{"1":3,"3":23}' style="border-right:1px solid #000000;overflow:hidden;padding:0px 3px 0px 3px;vertical-align:bottom;text-align:center;">23</td> </tr> <tr style="height:20px;"> <td style="border-bottom:1px solid #000000;border-left:1px solid #000000;overflow:hidden;padding:0px 3px 0px 3px;vertical-align:bottom;"></td> <td data-sheets-value='{"1":2,"2":"Four-walled"}' style="border-bottom:1px solid #000000;overflow:hidden;padding:0px 3px 0px 3px;vertical-align:bottom;font-weight:bold;">Four-walled</td> <td data-sheets-value='{"1":2,"2":"Opal (H/H/O/H)"}' style="border-right:1px solid #000000;border-bottom:1px solid #000000;overflow:hidden;padding:0px 3px 0px 3px;vertical-align:bottom;font-weight:bold;">Opal (H/H/O/H)</td> <td data-sheets-numberformat='{"1":2,"2":"0.00","3":1}' data-sheets-value='{"1":3,"3":1.28}' style="border-bottom:1px solid #000000;overflow:hidden;padding:0px 3px 0px 3px;vertical-align:bottom;text-align:center;">1.28</td> <td data-sheets-numberformat='{"1":2,"2":"0","3":1}' data-sheets-value='{"1":3,"3":59}' style="border-bottom:1px solid #000000;overflow:hidden;padding:0px 3px 0px 3px;vertical-align:bottom;text-align:center;">59</td> <td data-sheets-numberformat='{"1":2,"2":"0","3":1}' data-sheets-value='{"1":3,"3":48}' style="border-bottom:1px solid #000000;overflow:hidden;padding:0px 3px 0px 3px;vertical-align:bottom;text-align:center;">48</td> <td data-sheets-numberformat='{"1":2,"2":"0","3":1}' data-sheets-value='{"1":3,"3":23}' style="border-right:1px solid #000000;border-bottom:1px solid #000000;overflow:hidden;padding:0px 3px 0px 3px;vertical-align:bottom;text-align:center;">23</td> </tr> <tr style="height:20px;"> <td data-sheets-value='{"1":2,"2":"Polycarbonate "}' style="border-left:1px solid #000000;overflow:hidden;padding:0px 3px 0px 3px;vertical-align:bottom;font-weight:bold;">Polycarbonate </td> <td data-sheets-value='{"1":2,"2":"Single-walled"}' style="overflow:hidden;padding:0px 3px 0px 3px;vertical-align:bottom;font-weight:bold;">Single-walled</td> <td data-sheets-value='{"1":2,"2":"Clear (A)"}' style="border-right:1px solid #000000;overflow:hidden;padding:0px 3px 0px 3px;vertical-align:bottom;font-weight:bold;">Clear (A)</td> <td data-sheets-numberformat='{"1":2,"2":"0.00","3":1}' data-sheets-value='{"1":3,"3":5.17}' style="overflow:hidden;padding:0px 3px 0px 3px;vertical-align:bottom;text-align:center;">5.17</td> <td data-sheets-numberformat='{"1":2,"2":"0","3":1}' data-sheets-value='{"1":3,"3":88}' style="overflow:hidden;padding:0px 3px 0px 3px;vertical-align:bottom;text-align:center;">88</td> <td data-sheets-numberformat='{"1":2,"2":"0","3":1}' data-sheets-value='{"1":3,"3":83}' style="overflow:hidden;padding:0px 3px 0px 3px;vertical-align:bottom;text-align:center;">83</td> <td data-sheets-numberformat='{"1":2,"2":"0","3":1}' data-sheets-value='{"1":2,"2":"-"}' style="border-right:1px solid #000000;overflow:hidden;padding:0px 3px 0px 3px;vertical-align:bottom;text-align:center;">-</td> </tr> <tr style="height:20px;"> <td data-sheets-value='{"1":2,"2":"PC"}' style="border-left:1px solid #000000;overflow:hidden;padding:0px 3px 0px 3px;vertical-align:bottom;font-weight:bold;">PC</td> <td data-sheets-value='{"1":2,"2":"Single-walled"}' style="overflow:hidden;padding:0px 3px 0px 3px;vertical-align:bottom;font-weight:bold;">Single-walled</td> <td data-sheets-value='{"1":2,"2":"Opal (D)"}' style="border-right:1px solid #000000;overflow:hidden;padding:0px 3px 0px 3px;vertical-align:bottom;font-weight:bold;">Opal (D)</td> <td data-sheets-numberformat='{"1":2,"2":"0.00","3":1}' data-sheets-value='{"1":3,"3":5.17}' style="overflow:hidden;padding:0px 3px 0px 3px;vertical-align:bottom;text-align:center;">5.17</td> <td data-sheets-numberformat='{"1":2,"2":"0","3":1}' data-sheets-value='{"1":3,"3":58}' style="overflow:hidden;padding:0px 3px 0px 3px;vertical-align:bottom;text-align:center;">58</td> <td data-sheets-numberformat='{"1":2,"2":"0","3":1}' data-sheets-value='{"1":3,"3":60}' style="overflow:hidden;padding:0px 3px 0px 3px;vertical-align:bottom;text-align:center;">60</td> <td data-sheets-numberformat='{"1":2,"2":"0","3":1}' data-sheets-value='{"1":2,"2":"-"}' style="border-right:1px solid #000000;overflow:hidden;padding:0px 3px 0px 3px;vertical-align:bottom;text-align:center;">-</td> </tr> <tr style="height:20px;"> <td style="border-left:1px solid #000000;overflow:hidden;padding:0px 3px 0px 3px;vertical-align:bottom;font-weight:bold;"></td> <td data-sheets-value='{"1":2,"2":"Double-walled"}' style="overflow:hidden;padding:0px 3px 0px 3px;vertical-align:bottom;font-weight:bold;">Double-walled</td> <td data-sheets-value='{"1":2,"2":"Clear (A/H)"}' style="border-right:1px solid #000000;overflow:hidden;padding:0px 3px 0px 3px;vertical-align:bottom;font-weight:bold;">Clear (A/H)</td> <td data-sheets-numberformat='{"1":2,"2":"0.00","3":1}' data-sheets-value='{"1":3,"3":2.9}' style="overflow:hidden;padding:0px 3px 0px 3px;vertical-align:bottom;text-align:center;">2.90</td> <td data-sheets-numberformat='{"1":2,"2":"0","3":1}' data-sheets-value='{"1":3,"3":79}' style="overflow:hidden;padding:0px 3px 0px 3px;vertical-align:bottom;text-align:center;">79</td> <td data-sheets-numberformat='{"1":2,"2":"0","3":1}' data-sheets-value='{"1":3,"3":72}' style="overflow:hidden;padding:0px 3px 0px 3px;vertical-align:bottom;text-align:center;">72</td> <td data-sheets-numberformat='{"1":2,"2":"0","3":1}' data-sheets-value='{"1":3,"3":20}' style="border-right:1px solid #000000;overflow:hidden;padding:0px 3px 0px 3px;vertical-align:bottom;text-align:center;">20</td> </tr> <tr style="height:20px;"> <td style="border-left:1px solid #000000;overflow:hidden;padding:0px 3px 0px 3px;vertical-align:bottom;font-weight:bold;"></td> <td data-sheets-value='{"1":2,"2":"Double-walled"}' style="overflow:hidden;padding:0px 3px 0px 3px;vertical-align:bottom;font-weight:bold;">Double-walled</td> <td data-sheets-value='{"1":2,"2":"Clear (A/A)"}' style="border-right:1px solid #000000;overflow:hidden;padding:0px 3px 0px 3px;vertical-align:bottom;font-weight:bold;">Clear (A/A)</td> <td data-sheets-numberformat='{"1":2,"2":"0.00","3":1}' data-sheets-value='{"1":3,"3":2.9}' style="overflow:hidden;padding:0px 3px 0px 3px;vertical-align:bottom;text-align:center;">2.90</td> <td data-sheets-numberformat='{"1":2,"2":"0","3":1}' data-sheets-value='{"1":3,"3":77}' style="overflow:hidden;padding:0px 3px 0px 3px;vertical-align:bottom;text-align:center;">77</td> <td data-sheets-numberformat='{"1":2,"2":"0","3":1}' data-sheets-value='{"1":3,"3":69}' style="overflow:hidden;padding:0px 3px 0px 3px;vertical-align:bottom;text-align:center;">69</td> <td data-sheets-numberformat='{"1":2,"2":"0","3":1}' data-sheets-value='{"1":3,"3":20}' style="border-right:1px solid #000000;overflow:hidden;padding:0px 3px 0px 3px;vertical-align:bottom;text-align:center;">20</td> </tr> <tr style="height:20px;"> <td style="border-left:1px solid #000000;overflow:hidden;padding:0px 3px 0px 3px;vertical-align:bottom;font-weight:bold;"></td> <td data-sheets-value='{"1":2,"2":"Double-walled"}' style="overflow:hidden;padding:0px 3px 0px 3px;vertical-align:bottom;font-weight:bold;">Double-walled</td> <td data-sheets-value='{"1":2,"2":"Opal (A/O)"}' style="border-right:1px solid #000000;overflow:hidden;padding:0px 3px 0px 3px;vertical-align:bottom;font-weight:bold;">Opal (A/O)</td> <td data-sheets-numberformat='{"1":2,"2":"0.00","3":1}' data-sheets-value='{"1":3,"3":2.9}' style="overflow:hidden;padding:0px 3px 0px 3px;vertical-align:bottom;text-align:center;">2.90</td> <td data-sheets-numberformat='{"1":2,"2":"0","3":1}' data-sheets-value='{"1":3,"3":73}' style="overflow:hidden;padding:0px 3px 0px 3px;vertical-align:bottom;text-align:center;">73</td> <td data-sheets-numberformat='{"1":2,"2":"0","3":1}' data-sheets-value='{"1":3,"3":63}' style="overflow:hidden;padding:0px 3px 0px 3px;vertical-align:bottom;text-align:center;">63</td> <td data-sheets-numberformat='{"1":2,"2":"0","3":1}' data-sheets-value='{"1":3,"3":20}' style="border-right:1px solid #000000;overflow:hidden;padding:0px 3px 0px 3px;vertical-align:bottom;text-align:center;">20</td> </tr> <tr style="height:20px;"> <td style="border-left:1px solid #000000;overflow:hidden;padding:0px 3px 0px 3px;vertical-align:bottom;font-weight:bold;"></td> <td data-sheets-value='{"1":2,"2":"Double-walled"}' style="overflow:hidden;padding:0px 3px 0px 3px;vertical-align:bottom;font-weight:bold;">Double-walled</td> <td data-sheets-value='{"1":2,"2":"Opal (A/D)"}' style="border-right:1px solid #000000;overflow:hidden;padding:0px 3px 0px 3px;vertical-align:bottom;font-weight:bold;">Opal (A/D)</td> <td data-sheets-numberformat='{"1":2,"2":"0.00","3":1}' data-sheets-value='{"1":3,"3":2.9}' style="overflow:hidden;padding:0px 3px 0px 3px;vertical-align:bottom;text-align:center;">2.90</td> <td data-sheets-numberformat='{"1":2,"2":"0","3":1}' data-sheets-value='{"1":3,"3":51}' style="overflow:hidden;padding:0px 3px 0px 3px;vertical-align:bottom;text-align:center;">51</td> <td data-sheets-numberformat='{"1":2,"2":"0","3":1}' data-sheets-value='{"1":3,"3":50}' style="overflow:hidden;padding:0px 3px 0px 3px;vertical-align:bottom;text-align:center;">50</td> <td data-sheets-numberformat='{"1":2,"2":"0","3":1}' data-sheets-value='{"1":3,"3":20}' style="border-right:1px solid #000000;overflow:hidden;padding:0px 3px 0px 3px;vertical-align:bottom;text-align:center;">20</td> </tr> <tr style="height:20px;"> <td style="border-left:1px solid #000000;overflow:hidden;padding:0px 3px 0px 3px;vertical-align:bottom;font-weight:bold;"></td> <td data-sheets-value='{"1":2,"2":"Triple-walled"}' style="overflow:hidden;padding:0px 3px 0px 3px;vertical-align:bottom;font-weight:bold;">Triple-walled</td> <td data-sheets-value='{"1":2,"2":"Clear (A/H/H)"}' style="border-right:1px solid #000000;overflow:hidden;padding:0px 3px 0px 3px;vertical-align:bottom;font-weight:bold;">Clear (A/H/H)</td> <td data-sheets-numberformat='{"1":2,"2":"0.00","3":1}' data-sheets-value='{"1":3,"3":1.7}' style="overflow:hidden;padding:0px 3px 0px 3px;vertical-align:bottom;text-align:center;">1.70</td> <td data-sheets-numberformat='{"1":2,"2":"0","3":1}' data-sheets-value='{"1":3,"3":71}' style="overflow:hidden;padding:0px 3px 0px 3px;vertical-align:bottom;text-align:center;">71</td> <td data-sheets-numberformat='{"1":2,"2":"0","3":1}' data-sheets-value='{"1":3,"3":63}' style="overflow:hidden;padding:0px 3px 0px 3px;vertical-align:bottom;text-align:center;">63</td> <td data-sheets-numberformat='{"1":2,"2":"0","3":1}' data-sheets-value='{"1":3,"3":22}' style="border-right:1px solid #000000;overflow:hidden;padding:0px 3px 0px 3px;vertical-align:bottom;text-align:center;">22</td> </tr> <tr style="height:20px;"> <td style="border-left:1px solid #000000;overflow:hidden;padding:0px 3px 0px 3px;vertical-align:bottom;font-weight:bold;"></td> <td data-sheets-value='{"1":2,"2":"Triple-walled"}' style="overflow:hidden;padding:0px 3px 0px 3px;vertical-align:bottom;font-weight:bold;">Triple-walled</td> <td data-sheets-value='{"1":2,"2":"Opal (A/O/O)"}' style="border-right:1px solid #000000;overflow:hidden;padding:0px 3px 0px 3px;vertical-align:bottom;font-weight:bold;">Opal (A/O/O)</td> <td data-sheets-numberformat='{"1":2,"2":"0.00","3":1}' data-sheets-value='{"1":3,"3":1.7}' style="overflow:hidden;padding:0px 3px 0px 3px;vertical-align:bottom;text-align:center;">1.70</td> <td data-sheets-numberformat='{"1":2,"2":"0","3":1}' data-sheets-value='{"1":3,"3":61}' style="overflow:hidden;padding:0px 3px 0px 3px;vertical-align:bottom;text-align:center;">61</td> <td data-sheets-numberformat='{"1":2,"2":"0","3":1}' data-sheets-value='{"1":3,"3":48}' style="overflow:hidden;padding:0px 3px 0px 3px;vertical-align:bottom;text-align:center;">48</td> <td data-sheets-numberformat='{"1":2,"2":"0","3":1}' data-sheets-value='{"1":3,"3":22}' style="border-right:1px solid #000000;overflow:hidden;padding:0px 3px 0px 3px;vertical-align:bottom;text-align:center;">22</td> </tr> <tr style="height:20px;"> <td style="border-left:1px solid #000000;overflow:hidden;padding:0px 3px 0px 3px;vertical-align:bottom;font-weight:bold;"></td> <td data-sheets-value='{"1":2,"2":"Four-walled"}' style="overflow:hidden;padding:0px 3px 0px 3px;vertical-align:bottom;font-weight:bold;">Four-walled</td> <td data-sheets-value='{"1":2,"2":"Clear (A/H/H/H)"}' style="border-right:1px solid #000000;overflow:hidden;padding:0px 3px 0px 3px;vertical-align:bottom;font-weight:bold;">Clear (A/H/H/H)</td> <td data-sheets-numberformat='{"1":2,"2":"0.00","3":1}' data-sheets-value='{"1":3,"3":1.28}' style="overflow:hidden;padding:0px 3px 0px 3px;vertical-align:bottom;text-align:center;">1.28</td> <td data-sheets-numberformat='{"1":2,"2":"0","3":1}' data-sheets-value='{"1":3,"3":64}' style="overflow:hidden;padding:0px 3px 0px 3px;vertical-align:bottom;text-align:center;">64</td> <td data-sheets-numberformat='{"1":2,"2":"0","3":1}' data-sheets-value='{"1":3,"3":52}' style="overflow:hidden;padding:0px 3px 0px 3px;vertical-align:bottom;text-align:center;">52</td> <td data-sheets-numberformat='{"1":2,"2":"0","3":1}' data-sheets-value='{"1":3,"3":23}' style="border-right:1px solid #000000;overflow:hidden;padding:0px 3px 0px 3px;vertical-align:bottom;text-align:center;">23</td> </tr> <tr style="height:20px;"> <td style="border-bottom:1px solid #000000;border-left:1px solid #000000;overflow:hidden;padding:0px 3px 0px 3px;vertical-align:bottom;"></td> <td data-sheets-value='{"1":2,"2":"Four-walled"}' style="border-bottom:1px solid #000000;overflow:hidden;padding:0px 3px 0px 3px;vertical-align:bottom;font-weight:bold;">Four-walled</td> <td data-sheets-value='{"1":2,"2":"Opal (A/H/O/H)"}' style="border-right:1px solid #000000;border-bottom:1px solid #000000;overflow:hidden;padding:0px 3px 0px 3px;vertical-align:bottom;font-weight:bold;">Opal (A/H/O/H)</td> <td data-sheets-numberformat='{"1":2,"2":"0.00","3":1}' data-sheets-value='{"1":3,"3":1.28}' style="border-bottom:1px solid #000000;overflow:hidden;padding:0px 3px 0px 3px;vertical-align:bottom;text-align:center;">1.28</td> <td data-sheets-numberformat='{"1":2,"2":"0","3":1}' data-sheets-value='{"1":3,"3":59}' style="border-bottom:1px solid #000000;overflow:hidden;padding:0px 3px 0px 3px;vertical-align:bottom;text-align:center;">59</td> <td data-sheets-numberformat='{"1":2,"2":"0","3":1}' data-sheets-value='{"1":3,"3":46}' style="border-bottom:1px solid #000000;overflow:hidden;padding:0px 3px 0px 3px;vertical-align:bottom;text-align:center;">46</td> <td data-sheets-numberformat='{"1":2,"2":"0","3":1}' data-sheets-value='{"1":3,"3":23}' style="border-right:1px solid #000000;border-bottom:1px solid #000000;overflow:hidden;padding:0px 3px 0px 3px;vertical-align:bottom;text-align:center;">23</td> </tr> <tr style="height:20px;"> <td data-sheets-value='{"1":2,"2":"Polycarbonate"}' style="border-left:1px solid #000000;overflow:hidden;padding:0px 3px 0px 3px;vertical-align:bottom;font-weight:bold;">Polycarbonate</td> <td data-sheets-value='{"1":2,"2":"Single-walled"}' style="overflow:hidden;padding:0px 3px 0px 3px;vertical-align:bottom;font-weight:bold;">Single-walled</td> <td data-sheets-value='{"1":2,"2":"Heatstop Opal (T)"}' style="border-right:1px solid #000000;overflow:hidden;padding:0px 3px 0px 3px;vertical-align:bottom;font-weight:bold;">Heatstop Opal (T)</td> <td data-sheets-numberformat='{"1":2,"2":"0.00","3":1}' data-sheets-value='{"1":3,"3":5.17}' style="overflow:hidden;padding:0px 3px 0px 3px;vertical-align:bottom;text-align:center;">5.17</td> <td data-sheets-numberformat='{"1":2,"2":"0","3":1}' data-sheets-value='{"1":3,"3":49}' style="overflow:hidden;padding:0px 3px 0px 3px;vertical-align:bottom;text-align:center;">49</td> <td data-sheets-numberformat='{"1":2,"2":"0","3":1}' data-sheets-value='{"1":3,"3":59}' style="overflow:hidden;padding:0px 3px 0px 3px;vertical-align:bottom;text-align:center;">59</td> <td data-sheets-numberformat='{"1":2,"2":"0","3":1}' data-sheets-value='{"1":2,"2":"-"}' style="border-right:1px solid #000000;overflow:hidden;padding:0px 3px 0px 3px;vertical-align:bottom;text-align:center;">-</td> </tr> <tr style="height:20px;"> <td data-sheets-value='{"1":2,"2":"Heatstop PC"}' style="border-left:1px solid #000000;overflow:hidden;padding:0px 3px 0px 3px;vertical-align:bottom;font-weight:bold;">Heatstop PC</td> <td data-sheets-value='{"1":2,"2":"Double-walled"}' style="overflow:hidden;padding:0px 3px 0px 3px;vertical-align:bottom;font-weight:bold;">Double-walled</td> <td data-sheets-value='{"1":2,"2":"Clear (T/H)"}' style="border-right:1px solid #000000;overflow:hidden;padding:0px 3px 0px 3px;vertical-align:bottom;font-weight:bold;">Clear (T/H)</td> <td data-sheets-numberformat='{"1":2,"2":"0.00","3":1}' data-sheets-value='{"1":3,"3":2.9}' style="overflow:hidden;padding:0px 3px 0px 3px;vertical-align:bottom;text-align:center;">2.90</td> <td data-sheets-numberformat='{"1":2,"2":"0","3":1}' data-sheets-value='{"1":3,"3":44}' style="overflow:hidden;padding:0px 3px 0px 3px;vertical-align:bottom;text-align:center;">44</td> <td data-sheets-numberformat='{"1":2,"2":"0","3":1}' data-sheets-value='{"1":3,"3":51}' style="overflow:hidden;padding:0px 3px 0px 3px;vertical-align:bottom;text-align:center;">51</td> <td data-sheets-numberformat='{"1":2,"2":"0","3":1}' data-sheets-value='{"1":3,"3":20}' style="border-right:1px solid #000000;overflow:hidden;padding:0px 3px 0px 3px;vertical-align:bottom;text-align:center;">20</td> </tr> <tr style="height:20px;"> <td style="border-left:1px solid #000000;overflow:hidden;padding:0px 3px 0px 3px;vertical-align:bottom;font-weight:bold;"></td> <td data-sheets-value='{"1":2,"2":"Double-walled"}' style="overflow:hidden;padding:0px 3px 0px 3px;vertical-align:bottom;font-weight:bold;">Double-walled</td> <td data-sheets-value='{"1":2,"2":"Opal (T/O)"}' style="border-right:1px solid #000000;overflow:hidden;padding:0px 3px 0px 3px;vertical-align:bottom;font-weight:bold;">Opal (T/O)</td> <td data-sheets-numberformat='{"1":2,"2":"0.00","3":1}' data-sheets-value='{"1":3,"3":2.9}' style="overflow:hidden;padding:0px 3px 0px 3px;vertical-align:bottom;text-align:center;">2.90</td> <td data-sheets-numberformat='{"1":2,"2":"0","3":1}' data-sheets-value='{"1":3,"3":41}' style="overflow:hidden;padding:0px 3px 0px 3px;vertical-align:bottom;text-align:center;">41</td> <td data-sheets-numberformat='{"1":2,"2":"0","3":1}' data-sheets-value='{"1":3,"3":45}' style="overflow:hidden;padding:0px 3px 0px 3px;vertical-align:bottom;text-align:center;">45</td> <td data-sheets-numberformat='{"1":2,"2":"0","3":1}' data-sheets-value='{"1":3,"3":20}' style="border-right:1px solid #000000;overflow:hidden;padding:0px 3px 0px 3px;vertical-align:bottom;text-align:center;">20</td> </tr> <tr style="height:20px;"> <td style="border-left:1px solid #000000;overflow:hidden;padding:0px 3px 0px 3px;vertical-align:bottom;font-weight:bold;"></td> <td data-sheets-value='{"1":2,"2":"Triple-walled"}' style="overflow:hidden; | skylux-160-ce-met-koepel-en-pvc-opstand-16-00-met-lm-motor-1000-x-1300-mm | 8586021732685 | 46872329650509
Smoke and heat exhaust (SHEV) | SHE system | Skylux | Skylux 160° CE with skylight and PVC curb 16/00 with LM-actuator 1000 x 1500 mm |  | 28226 | 5412970282266 | 3671.15 | Yes | 30-45 | 57.01 | 1000 x 1500 mm | 1500 | 1000 |  | PVC 16/00 (16 cm high & roof opening = daylight size) | Rectangular | 5.17 W/m²K - 1.28 W/m²K | 87% - 32% | 90% - 32% | 20dB - 23dB | 160° CE (for industry) | skylight | without spoiler | E | Single actuator | Maximum four-walled skylight possible for this product | Ut-value LT-value g-value Rw-value EN 1873 : 2014 EN ISO 13468 EN 16153 EN 410 EN 410 EN ISO 140-3 Material Walls Shells (W/m²K) (%) (%) (dB) Acrylic Single-walled Clear (H) 5.17 90 87 - PMMA Single-walled Opal (O) 5.17 83 76 - Double-walled Clear (H/H) 2.90 81 75 20 Double-walled Opal (O/O) 2.90 69 58 20 Triple-walled Clear (H/H/H) 1.70 73 65 22 Triple-walled Opal (O/H/O) 1.70 62 51 22 Four-walled Clear (H/H/H/H) 1.28 64 54 23 Four-walled Opal (H/H/O/H) 1.28 59 48 23 Polycarbonate Single-walled Clear (A) 5.17 88 83 - PC Single-walled Opal (D) 5.17 58 60 - Double-walled Clear (A/H) 2.90 79 72 20 Double-walled Clear (A/A) 2.90 77 69 20 Double-walled Opal (A/O) 2.90 73 63 20 Double-walled Opal (A/D) 2.90 51 50 20 Triple-walled Clear (A/H/H) 1.70 71 63 22 Triple-walled Opal (A/O/O) 1.70 61 48 22 Four-walled Clear (A/H/H/H) 1.28 64 52 23 Four-walled Opal (A/H/O/H) 1.28 59 46 23 Polycarbonate Single-walled Heatstop Opal (T) 5.17 49 59 - Heatstop PC Double-walled Clear (T/H) 2.90 44 51 20 Double-walled Opal (T/O) 2.90 41 45 20 Triple-walled Clear (T/H/H) 1.70 40 <td data-sheets-numberformat='{"1":2,"2":"0","3":1}' data-sheets-value='{"1":3,"3":44}' style="overflow:hidden;paddin | https://skylux.eu/en/products/skylux-160-ce-met-koepel-en-pvc-opstand-16-00-met-lm-motor-1000-x-1500-mm | https://skylux.eu/cdn/shop/files/Skylux-160deg-CE-met-koepel-en-pvc-opstand-1600-met-LM-motor-1000-x-1500-mm-RWA-systeem.jpg?v=1702979335&width=1600 | https://skylux.eu/cdn/shop/files/e5a82811-1bb0-48e4-a776-cacb59c7c092_85a335d1-11fa-4177-8c9d-8ffc9f9cf3cc.jpg?v=1688550874&width=1600 | //skylux.eu/cdn/shop/files/E_MH_Mounting_instructions_Skylux_160_CE_LM.pdf?v=12406716259046007223 | //skylux.eu/cdn/shop/files/E_TD_Technical_File_Skylux_Skylux_160_CE_Electric.pdf?v=3667116872303399239 | <style type="text/css" id="isPasted"> <!--td { border: 1px solid #cccccc; } br { mso-data-placement: same-cell; } --> </style> <table border="1" cellpadding="0" cellspacing="0" dir="ltr" style="table-layout:fixed;font-size:10pt;font-family:Arial;border-collapse:collapse;border:none;"><tbody> <tr style="height:20px;"> <td style="overflow:hidden;padding:0px 3px 0px 3px;vertical-align:bottom;"></td> <td style="overflow:hidden;padding:0px 3px 0px 3px;vertical-align:bottom;"></td> <td style="overflow:hidden;padding:0px 3px 0px 3px;vertical-align:bottom;"></td> <td data-sheets-value='{"1":2,"2":"Ut-value"}' style="overflow:hidden;padding:0px 3px 0px 3px;vertical-align:bottom;font-weight:bold;text-align:center;">Ut-value</td> <td data-sheets-value='{"1":2,"2":"LT-value"}' style="overflow:hidden;padding:0px 3px 0px 3px;vertical-align:bottom;font-weight:bold;text-align:center;">LT-value</td> <td data-sheets-value='{"1":2,"2":"g-value"}' style="overflow:hidden;padding:0px 3px 0px 3px;vertical-align:bottom;font-weight:bold;text-align:center;">g-value</td> <td data-sheets-value='{"1":2,"2":"Rw-value "}' style="overflow:hidden;padding:0px 3px 0px 3px;vertical-align:bottom;font-weight:bold;text-align:center;">Rw-value </td> </tr> <tr style="height:20px;"> <td style="overflow:hidden;padding:0px 3px 0px 3px;vertical-align:bottom;"></td> <td style="overflow:hidden;padding:0px 3px 0px 3px;vertical-align:bottom;"></td> <td style="overflow:hidden;padding:0px 3px 0px 3px;vertical-align:bottom;"></td> <td data-sheets-numberformat='{"1":2,"2":"0.00","3":1}' data-sheets-value='{"1":2,"2":"EN 1873 : 2014"}' style="overflow:hidden;padding:0px 3px 0px 3px;vertical-align:bottom;text-align:center;">EN 1873 : 2014</td> <td data-sheets-numberformat='{"1":2,"2":"0","3":1}' data-sheets-value='{"1":2,"2":"EN ISO 13468 EN 16153 EN 410"}' style="overflow:hidden;padding:0px 3px 0px 3px;vertical-align:bottom;text-align:center;">EN ISO 13468 EN 16153 EN 410</td> <td data-sheets-numberformat='{"1":2,"2":"0","3":1}' data-sheets-value='{"1":2,"2":"EN 410"}' style="overflow:hidden;padding:0px 3px 0px 3px;vertical-align:bottom;text-align:center;">EN 410</td> <td data-sheets-value='{"1":2,"2":"EN ISO 140-3\t\t"}' style="overflow:hidden;padding:0px 3px 0px 3px;vertical-align:bottom;text-align:center;">EN ISO 140-3 </td> </tr> <tr style="height:20px;"> <td data-sheets-value='{"1":2,"2":"Material"}' style="border-bottom:1px solid #000000;overflow:hidden;padding:0px 3px 0px 3px;vertical-align:bottom;background-color:#000000;font-weight:bold;color:#ffffff;">Material</td> <td data-sheets-value='{"1":2,"2":"Walls"}' style="border-bottom:1px solid #000000;overflow:hidden;padding:0px 3px 0px 3px;vertical-align:bottom;background-color:#000000;font-weight:bold;color:#ffffff;">Walls</td> <td data-sheets-value='{"1":2,"2":"Shells"}' style="border-bottom:1px solid #000000;overflow:hidden;padding:0px 3px 0px 3px;vertical-align:bottom;background-color:#000000;font-weight:bold;color:#ffffff;">Shells</td> <td data-sheets-numberformat='{"1":2,"2":"0.00","3":1}' data-sheets-value='{"1":2,"2":"(W/m²K)\t"}' style="border-bottom:1px solid #000000;overflow:hidden;padding:0px 3px 0px 3px;vertical-align:bottom;background-color:#000000;font-weight:bold;color:#ffffff;text-align:center;">(W/m²K) </td> <td data-sheets-numberformat='{"1":2,"2":"0","3":1}' data-sheets-value='{"1":2,"2":"(%)"}' style="border-bottom:1px solid #000000;overflow:hidden;padding:0px 3px 0px 3px;vertical-align:bottom;background-color:#000000;font-weight:bold;color:#ffffff;text-align:center;">(%)</td> <td data-sheets-numberformat='{"1":2,"2":"0","3":1}' data-sheets-value='{"1":2,"2":"(%)"}' style="border-bottom:1px solid #000000;overflow:hidden;padding:0px 3px 0px 3px;vertical-align:bottom;background-color:#000000;font-weight:bold;color:#ffffff;text-align:center;">(%)</td> <td data-sheets-value='{"1":2,"2":"(dB)"}' style="border-bottom:1px solid #000000;overflow:hidden;padding:0px 3px 0px 3px;vertical-align:bottom;background-color:#000000;font-weight:bold;color:#ffffff;text-align:center;">(dB)</td> </tr> <tr style="height:20px;"> <td data-sheets-value='{"1":2,"2":"Acrylic"}' style="border-left:1px solid #000000;overflow:hidden;padding:0px 3px 0px 3px;vertical-align:bottom;font-weight:bold;">Acrylic</td> <td data-sheets-value='{"1":2,"2":"Single-walled"}' style="overflow:hidden;padding:0px 3px 0px 3px;vertical-align:bottom;font-weight:bold;">Single-walled</td> <td data-sheets-value='{"1":2,"2":"Clear (H)"}' style="border-right:1px solid #000000;overflow:hidden;padding:0px 3px 0px 3px;vertical-align:bottom;font-weight:bold;">Clear (H)</td> <td data-sheets-numberformat='{"1":2,"2":"0.00","3":1}' data-sheets-value='{"1":3,"3":5.17}' style="overflow:hidden;padding:0px 3px 0px 3px;vertical-align:bottom;text-align:center;">5.17</td> <td data-sheets-numberformat='{"1":2,"2":"0","3":1}' data-sheets-value='{"1":3,"3":90}' style="overflow:hidden;padding:0px 3px 0px 3px;vertical-align:bottom;text-align:center;">90</td> <td data-sheets-numberformat='{"1":2,"2":"0","3":1}' data-sheets-value='{"1":3,"3":87}' style="overflow:hidden;padding:0px 3px 0px 3px;vertical-align:bottom;text-align:center;">87</td> <td data-sheets-numberformat='{"1":2,"2":"0","3":1}' data-sheets-value='{"1":2,"2":"-"}' style="border-right:1px solid #000000;overflow:hidden;padding:0px 3px 0px 3px;vertical-align:bottom;text-align:center;">-</td> </tr> <tr style="height:20px;"> <td data-sheets-value='{"1":2,"2":"PMMA"}' style="border-left:1px solid #000000;overflow:hidden;padding:0px 3px 0px 3px;vertical-align:bottom;font-weight:bold;">PMMA</td> <td data-sheets-value='{"1":2,"2":"Single-walled"}' style="overflow:hidden;padding:0px 3px 0px 3px;vertical-align:bottom;font-weight:bold;">Single-walled</td> <td data-sheets-value='{"1":2,"2":"Opal (O)"}' style="border-right:1px solid #000000;overflow:hidden;padding:0px 3px 0px 3px;vertical-align:bottom;font-weight:bold;">Opal (O)</td> <td data-sheets-numberformat='{"1":2,"2":"0.00","3":1}' data-sheets-value='{"1":3,"3":5.17}' style="overflow:hidden;padding:0px 3px 0px 3px;vertical-align:bottom;text-align:center;">5.17</td> <td data-sheets-numberformat='{"1":2,"2":"0","3":1}' data-sheets-value='{"1":3,"3":83}' style="overflow:hidden;padding:0px 3px 0px 3px;vertical-align:bottom;text-align:center;">83</td> <td data-sheets-numberformat='{"1":2,"2":"0","3":1}' data-sheets-value='{"1":3,"3":76}' style="overflow:hidden;padding:0px 3px 0px 3px;vertical-align:bottom;text-align:center;">76</td> <td data-sheets-numberformat='{"1":2,"2":"0","3":1}' data-sheets-value='{"1":2,"2":"-"}' style="border-right:1px solid #000000;overflow:hidden;padding:0px 3px 0px 3px;vertical-align:bottom;text-align:center;">-</td> </tr> <tr style="height:20px;"> <td style="border-left:1px solid #000000;overflow:hidden;padding:0px 3px 0px 3px;vertical-align:bottom;font-weight:bold;"></td> <td data-sheets-value='{"1":2,"2":"Double-walled"}' style="overflow:hidden;padding:0px 3px 0px 3px;vertical-align:bottom;font-weight:bold;">Double-walled</td> <td data-sheets-value='{"1":2,"2":"Clear (H/H)"}' style="border-right:1px solid #000000;overflow:hidden;padding:0px 3px 0px 3px;vertical-align:bottom;font-weight:bold;">Clear (H/H)</td> <td data-sheets-numberformat='{"1":2,"2":"0.00","3":1}' data-sheets-value='{"1":3,"3":2.9}' style="overflow:hidden;padding:0px 3px 0px 3px;vertical-align:bottom;text-align:center;">2.90</td> <td data-sheets-numberformat='{"1":2,"2":"0","3":1}' data-sheets-value='{"1":3,"3":81}' style="overflow:hidden;padding:0px 3px 0px 3px;vertical-align:bottom;text-align:center;">81</td> <td data-sheets-numberformat='{"1":2,"2":"0","3":1}' data-sheets-value='{"1":3,"3":75}' style="overflow:hidden;padding:0px 3px 0px 3px;vertical-align:bottom;text-align:center;">75</td> <td data-sheets-numberformat='{"1":2,"2":"0","3":1}' data-sheets-value='{"1":3,"3":20}' style="border-right:1px solid #000000;overflow:hidden;padding:0px 3px 0px 3px;vertical-align:bottom;text-align:center;">20</td> </tr> <tr style="height:20px;"> <td style="border-left:1px solid #000000;overflow:hidden;padding:0px 3px 0px 3px;vertical-align:bottom;font-weight:bold;"></td> <td data-sheets-value='{"1":2,"2":"Double-walled"}' style="overflow:hidden;padding:0px 3px 0px 3px;vertical-align:bottom;font-weight:bold;">Double-walled</td> <td data-sheets-value='{"1":2,"2":"Opal (O/O)"}' style="border-right:1px solid #000000;overflow:hidden;padding:0px 3px 0px 3px;vertical-align:bottom;font-weight:bold;">Opal (O/O)</td> <td data-sheets-numberformat='{"1":2,"2":"0.00","3":1}' data-sheets-value='{"1":3,"3":2.9}' style="overflow:hidden;padding:0px 3px 0px 3px;vertical-align:bottom;text-align:center;">2.90</td> <td data-sheets-numberformat='{"1":2,"2":"0","3":1}' data-sheets-value='{"1":3,"3":69}' style="overflow:hidden;padding:0px 3px 0px 3px;vertical-align:bottom;text-align:center;">69</td> <td data-sheets-numberformat='{"1":2,"2":"0","3":1}' data-sheets-value='{"1":3,"3":58}' style="overflow:hidden;padding:0px 3px 0px 3px;vertical-align:bottom;text-align:center;">58</td> <td data-sheets-numberformat='{"1":2,"2":"0","3":1}' data-sheets-value='{"1":3,"3":20}' style="border-right:1px solid #000000;overflow:hidden;padding:0px 3px 0px 3px;vertical-align:bottom;text-align:center;">20</td> </tr> <tr style="height:20px;"> <td style="border-left:1px solid #000000;overflow:hidden;padding:0px 3px 0px 3px;vertical-align:bottom;font-weight:bold;"></td> <td data-sheets-value='{"1":2,"2":"Triple-walled"}' style="overflow:hidden;padding:0px 3px 0px 3px;vertical-align:bottom;font-weight:bold;">Triple-walled</td> <td data-sheets-value='{"1":2,"2":"Clear (H/H/H)"}' style="border-right:1px solid #000000;overflow:hidden;padding:0px 3px 0px 3px;vertical-align:bottom;font-weight:bold;">Clear (H/H/H)</td> <td data-sheets-numberformat='{"1":2,"2":"0.00","3":1}' data-sheets-value='{"1":3,"3":1.7}' style="overflow:hidden;padding:0px 3px 0px 3px;vertical-align:bottom;text-align:center;">1.70</td> <td data-sheets-numberformat='{"1":2,"2":"0","3":1}' data-sheets-value='{"1":3,"3":73}' style="overflow:hidden;padding:0px 3px 0px 3px;vertical-align:bottom;text-align:center;">73</td> <td data-sheets-numberformat='{"1":2,"2":"0","3":1}' data-sheets-value='{"1":3,"3":65}' style="overflow:hidden;padding:0px 3px 0px 3px;vertical-align:bottom;text-align:center;">65</td> <td data-sheets-numberformat='{"1":2,"2":"0","3":1}' data-sheets-value='{"1":3,"3":22}' style="border-right:1px solid #000000;overflow:hidden;padding:0px 3px 0px 3px;vertical-align:bottom;text-align:center;">22</td> </tr> <tr style="height:20px;"> <td style="border-left:1px solid #000000;overflow:hidden;padding:0px 3px 0px 3px;vertical-align:bottom;font-weight:bold;"></td> <td data-sheets-value='{"1":2,"2":"Triple-walled"}' style="overflow:hidden;padding:0px 3px 0px 3px;vertical-align:bottom;font-weight:bold;">Triple-walled</td> <td data-sheets-value='{"1":2,"2":"Opal (O/H/O)"}' style="border-right:1px solid #000000;overflow:hidden;padding:0px 3px 0px 3px;vertical-align:bottom;font-weight:bold;">Opal (O/H/O)</td> <td data-sheets-numberformat='{"1":2,"2":"0.00","3":1}' data-sheets-value='{"1":3,"3":1.7}' style="overflow:hidden;padding:0px 3px 0px 3px;vertical-align:bottom;text-align:center;">1.70</td> <td data-sheets-numberformat='{"1":2,"2":"0","3":1}' data-sheets-value='{"1":3,"3":62}' style="overflow:hidden;padding:0px 3px 0px 3px;vertical-align:bottom;text-align:center;">62</td> <td data-sheets-numberformat='{"1":2,"2":"0","3":1}' data-sheets-value='{"1":3,"3":51}' style="overflow:hidden;padding:0px 3px 0px 3px;vertical-align:bottom;text-align:center;">51</td> <td data-sheets-numberformat='{"1":2,"2":"0","3":1}' data-sheets-value='{"1":3,"3":22}' style="border-right:1px solid #000000;overflow:hidden;padding:0px 3px 0px 3px;vertical-align:bottom;text-align:center;">22</td> </tr> <tr style="height:20px;"> <td style="border-left:1px solid #000000;overflow:hidden;padding:0px 3px 0px 3px;vertical-align:bottom;font-weight:bold;"></td> <td data-sheets-value='{"1":2,"2":"Four-walled"}' style="overflow:hidden;padding:0px 3px 0px 3px;vertical-align:bottom;font-weight:bold;">Four-walled</td> <td data-sheets-value='{"1":2,"2":"Clear (H/H/H/H)"}' style="border-right:1px solid #000000;overflow:hidden;padding:0px 3px 0px 3px;vertical-align:bottom;font-weight:bold;">Clear (H/H/H/H)</td> <td data-sheets-numberformat='{"1":2,"2":"0.00","3":1}' data-sheets-value='{"1":3,"3":1.28}' style="overflow:hidden;padding:0px 3px 0px 3px;vertical-align:bottom;text-align:center;">1.28</td> <td data-sheets-numberformat='{"1":2,"2":"0","3":1}' data-sheets-value='{"1":3,"3":64}' style="overflow:hidden;padding:0px 3px 0px 3px;vertical-align:bottom;text-align:center;">64</td> <td data-sheets-numberformat='{"1":2,"2":"0","3":1}' data-sheets-value='{"1":3,"3":54}' style="overflow:hidden;padding:0px 3px 0px 3px;vertical-align:bottom;text-align:center;">54</td> <td data-sheets-numberformat='{"1":2,"2":"0","3":1}' data-sheets-value='{"1":3,"3":23}' style="border-right:1px solid #000000;overflow:hidden;padding:0px 3px 0px 3px;vertical-align:bottom;text-align:center;">23</td> </tr> <tr style="height:20px;"> <td style="border-bottom:1px solid #000000;border-left:1px solid #000000;overflow:hidden;padding:0px 3px 0px 3px;vertical-align:bottom;"></td> <td data-sheets-value='{"1":2,"2":"Four-walled"}' style="border-bottom:1px solid #000000;overflow:hidden;padding:0px 3px 0px 3px;vertical-align:bottom;font-weight:bold;">Four-walled</td> <td data-sheets-value='{"1":2,"2":"Opal (H/H/O/H)"}' style="border-right:1px solid #000000;border-bottom:1px solid #000000;overflow:hidden;padding:0px 3px 0px 3px;vertical-align:bottom;font-weight:bold;">Opal (H/H/O/H)</td> <td data-sheets-numberformat='{"1":2,"2":"0.00","3":1}' data-sheets-value='{"1":3,"3":1.28}' style="border-bottom:1px solid #000000;overflow:hidden;padding:0px 3px 0px 3px;vertical-align:bottom;text-align:center;">1.28</td> <td data-sheets-numberformat='{"1":2,"2":"0","3":1}' data-sheets-value='{"1":3,"3":59}' style="border-bottom:1px solid #000000;overflow:hidden;padding:0px 3px 0px 3px;vertical-align:bottom;text-align:center;">59</td> <td data-sheets-numberformat='{"1":2,"2":"0","3":1}' data-sheets-value='{"1":3,"3":48}' style="border-bottom:1px solid #000000;overflow:hidden;padding:0px 3px 0px 3px;vertical-align:bottom;text-align:center;">48</td> <td data-sheets-numberformat='{"1":2,"2":"0","3":1}' data-sheets-value='{"1":3,"3":23}' style="border-right:1px solid #000000;border-bottom:1px solid #000000;overflow:hidden;padding:0px 3px 0px 3px;vertical-align:bottom;text-align:center;">23</td> </tr> <tr style="height:20px;"> <td data-sheets-value='{"1":2,"2":"Polycarbonate "}' style="border-left:1px solid #000000;overflow:hidden;padding:0px 3px 0px 3px;vertical-align:bottom;font-weight:bold;">Polycarbonate </td> <td data-sheets-value='{"1":2,"2":"Single-walled"}' style="overflow:hidden;padding:0px 3px 0px 3px;vertical-align:bottom;font-weight:bold;">Single-walled</td> <td data-sheets-value='{"1":2,"2":"Clear (A)"}' style="border-right:1px solid #000000;overflow:hidden;padding:0px 3px 0px 3px;vertical-align:bottom;font-weight:bold;">Clear (A)</td> <td data-sheets-numberformat='{"1":2,"2":"0.00","3":1}' data-sheets-value='{"1":3,"3":5.17}' style="overflow:hidden;padding:0px 3px 0px 3px;vertical-align:bottom;text-align:center;">5.17</td> <td data-sheets-numberformat='{"1":2,"2":"0","3":1}' data-sheets-value='{"1":3,"3":88}' style="overflow:hidden;padding:0px 3px 0px 3px;vertical-align:bottom;text-align:center;">88</td> <td data-sheets-numberformat='{"1":2,"2":"0","3":1}' data-sheets-value='{"1":3,"3":83}' style="overflow:hidden;padding:0px 3px 0px 3px;vertical-align:bottom;text-align:center;">83</td> <td data-sheets-numberformat='{"1":2,"2":"0","3":1}' data-sheets-value='{"1":2,"2":"-"}' style="border-right:1px solid #000000;overflow:hidden;padding:0px 3px 0px 3px;vertical-align:bottom;text-align:center;">-</td> </tr> <tr style="height:20px;"> <td data-sheets-value='{"1":2,"2":"PC"}' style="border-left:1px solid #000000;overflow:hidden;padding:0px 3px 0px 3px;vertical-align:bottom;font-weight:bold;">PC</td> <td data-sheets-value='{"1":2,"2":"Single-walled"}' style="overflow:hidden;padding:0px 3px 0px 3px;vertical-align:bottom;font-weight:bold;">Single-walled</td> <td data-sheets-value='{"1":2,"2":"Opal (D)"}' style="border-right:1px solid #000000;overflow:hidden;padding:0px 3px 0px 3px;vertical-align:bottom;font-weight:bold;">Opal (D)</td> <td data-sheets-numberformat='{"1":2,"2":"0.00","3":1}' data-sheets-value='{"1":3,"3":5.17}' style="overflow:hidden;padding:0px 3px 0px 3px;vertical-align:bottom;text-align:center;">5.17</td> <td data-sheets-numberformat='{"1":2,"2":"0","3":1}' data-sheets-value='{"1":3,"3":58}' style="overflow:hidden;padding:0px 3px 0px 3px;vertical-align:bottom;text-align:center;">58</td> <td data-sheets-numberformat='{"1":2,"2":"0","3":1}' data-sheets-value='{"1":3,"3":60}' style="overflow:hidden;padding:0px 3px 0px 3px;vertical-align:bottom;text-align:center;">60</td> <td data-sheets-numberformat='{"1":2,"2":"0","3":1}' data-sheets-value='{"1":2,"2":"-"}' style="border-right:1px solid #000000;overflow:hidden;padding:0px 3px 0px 3px;vertical-align:bottom;text-align:center;">-</td> </tr> <tr style="height:20px;"> <td style="border-left:1px solid #000000;overflow:hidden;padding:0px 3px 0px 3px;vertical-align:bottom;font-weight:bold;"></td> <td data-sheets-value='{"1":2,"2":"Double-walled"}' style="overflow:hidden;padding:0px 3px 0px 3px;vertical-align:bottom;font-weight:bold;">Double-walled</td> <td data-sheets-value='{"1":2,"2":"Clear (A/H)"}' style="border-right:1px solid #000000;overflow:hidden;padding:0px 3px 0px 3px;vertical-align:bottom;font-weight:bold;">Clear (A/H)</td> <td data-sheets-numberformat='{"1":2,"2":"0.00","3":1}' data-sheets-value='{"1":3,"3":2.9}' style="overflow:hidden;padding:0px 3px 0px 3px;vertical-align:bottom;text-align:center;">2.90</td> <td data-sheets-numberformat='{"1":2,"2":"0","3":1}' data-sheets-value='{"1":3,"3":79}' style="overflow:hidden;padding:0px 3px 0px 3px;vertical-align:bottom;text-align:center;">79</td> <td data-sheets-numberformat='{"1":2,"2":"0","3":1}' data-sheets-value='{"1":3,"3":72}' style="overflow:hidden;padding:0px 3px 0px 3px;vertical-align:bottom;text-align:center;">72</td> <td data-sheets-numberformat='{"1":2,"2":"0","3":1}' data-sheets-value='{"1":3,"3":20}' style="border-right:1px solid #000000;overflow:hidden;padding:0px 3px 0px 3px;vertical-align:bottom;text-align:center;">20</td> </tr> <tr style="height:20px;"> <td style="border-left:1px solid #000000;overflow:hidden;padding:0px 3px 0px 3px;vertical-align:bottom;font-weight:bold;"></td> <td data-sheets-value='{"1":2,"2":"Double-walled"}' style="overflow:hidden;padding:0px 3px 0px 3px;vertical-align:bottom;font-weight:bold;">Double-walled</td> <td data-sheets-value='{"1":2,"2":"Clear (A/A)"}' style="border-right:1px solid #000000;overflow:hidden;padding:0px 3px 0px 3px;vertical-align:bottom;font-weight:bold;">Clear (A/A)</td> <td data-sheets-numberformat='{"1":2,"2":"0.00","3":1}' data-sheets-value='{"1":3,"3":2.9}' style="overflow:hidden;padding:0px 3px 0px 3px;vertical-align:bottom;text-align:center;">2.90</td> <td data-sheets-numberformat='{"1":2,"2":"0","3":1}' data-sheets-value='{"1":3,"3":77}' style="overflow:hidden;padding:0px 3px 0px 3px;vertical-align:bottom;text-align:center;">77</td> <td data-sheets-numberformat='{"1":2,"2":"0","3":1}' data-sheets-value='{"1":3,"3":69}' style="overflow:hidden;padding:0px 3px 0px 3px;vertical-align:bottom;text-align:center;">69</td> <td data-sheets-numberformat='{"1":2,"2":"0","3":1}' data-sheets-value='{"1":3,"3":20}' style="border-right:1px solid #000000;overflow:hidden;padding:0px 3px 0px 3px;vertical-align:bottom;text-align:center;">20</td> </tr> <tr style="height:20px;"> <td style="border-left:1px solid #000000;overflow:hidden;padding:0px 3px 0px 3px;vertical-align:bottom;font-weight:bold;"></td> <td data-sheets-value='{"1":2,"2":"Double-walled"}' style="overflow:hidden;padding:0px 3px 0px 3px;vertical-align:bottom;font-weight:bold;">Double-walled</td> <td data-sheets-value='{"1":2,"2":"Opal (A/O)"}' style="border-right:1px solid #000000;overflow:hidden;padding:0px 3px 0px 3px;vertical-align:bottom;font-weight:bold;">Opal (A/O)</td> <td data-sheets-numberformat='{"1":2,"2":"0.00","3":1}' data-sheets-value='{"1":3,"3":2.9}' style="overflow:hidden;padding:0px 3px 0px 3px;vertical-align:bottom;text-align:center;">2.90</td> <td data-sheets-numberformat='{"1":2,"2":"0","3":1}' data-sheets-value='{"1":3,"3":73}' style="overflow:hidden;padding:0px 3px 0px 3px;vertical-align:bottom;text-align:center;">73</td> <td data-sheets-numberformat='{"1":2,"2":"0","3":1}' data-sheets-value='{"1":3,"3":63}' style="overflow:hidden;padding:0px 3px 0px 3px;vertical-align:bottom;text-align:center;">63</td> <td data-sheets-numberformat='{"1":2,"2":"0","3":1}' data-sheets-value='{"1":3,"3":20}' style="border-right:1px solid #000000;overflow:hidden;padding:0px 3px 0px 3px;vertical-align:bottom;text-align:center;">20</td> </tr> <tr style="height:20px;"> <td style="border-left:1px solid #000000;overflow:hidden;padding:0px 3px 0px 3px;vertical-align:bottom;font-weight:bold;"></td> <td data-sheets-value='{"1":2,"2":"Double-walled"}' style="overflow:hidden;padding:0px 3px 0px 3px;vertical-align:bottom;font-weight:bold;">Double-walled</td> <td data-sheets-value='{"1":2,"2":"Opal (A/D)"}' style="border-right:1px solid #000000;overflow:hidden;padding:0px 3px 0px 3px;vertical-align:bottom;font-weight:bold;">Opal (A/D)</td> <td data-sheets-numberformat='{"1":2,"2":"0.00","3":1}' data-sheets-value='{"1":3,"3":2.9}' style="overflow:hidden;padding:0px 3px 0px 3px;vertical-align:bottom;text-align:center;">2.90</td> <td data-sheets-numberformat='{"1":2,"2":"0","3":1}' data-sheets-value='{"1":3,"3":51}' style="overflow:hidden;padding:0px 3px 0px 3px;vertical-align:bottom;text-align:center;">51</td> <td data-sheets-numberformat='{"1":2,"2":"0","3":1}' data-sheets-value='{"1":3,"3":50}' style="overflow:hidden;padding:0px 3px 0px 3px;vertical-align:bottom;text-align:center;">50</td> <td data-sheets-numberformat='{"1":2,"2":"0","3":1}' data-sheets-value='{"1":3,"3":20}' style="border-right:1px solid #000000;overflow:hidden;padding:0px 3px 0px 3px;vertical-align:bottom;text-align:center;">20</td> </tr> <tr style="height:20px;"> <td style="border-left:1px solid #000000;overflow:hidden;padding:0px 3px 0px 3px;vertical-align:bottom;font-weight:bold;"></td> <td data-sheets-value='{"1":2,"2":"Triple-walled"}' style="overflow:hidden;padding:0px 3px 0px 3px;vertical-align:bottom;font-weight:bold;">Triple-walled</td> <td data-sheets-value='{"1":2,"2":"Clear (A/H/H)"}' style="border-right:1px solid #000000;overflow:hidden;padding:0px 3px 0px 3px;vertical-align:bottom;font-weight:bold;">Clear (A/H/H)</td> <td data-sheets-numberformat='{"1":2,"2":"0.00","3":1}' data-sheets-value='{"1":3,"3":1.7}' style="overflow:hidden;padding:0px 3px 0px 3px;vertical-align:bottom;text-align:center;">1.70</td> <td data-sheets-numberformat='{"1":2,"2":"0","3":1}' data-sheets-value='{"1":3,"3":71}' style="overflow:hidden;padding:0px 3px 0px 3px;vertical-align:bottom;text-align:center;">71</td> <td data-sheets-numberformat='{"1":2,"2":"0","3":1}' data-sheets-value='{"1":3,"3":63}' style="overflow:hidden;padding:0px 3px 0px 3px;vertical-align:bottom;text-align:center;">63</td> <td data-sheets-numberformat='{"1":2,"2":"0","3":1}' data-sheets-value='{"1":3,"3":22}' style="border-right:1px solid #000000;overflow:hidden;padding:0px 3px 0px 3px;vertical-align:bottom;text-align:center;">22</td> </tr> <tr style="height:20px;"> <td style="border-left:1px solid #000000;overflow:hidden;padding:0px 3px 0px 3px;vertical-align:bottom;font-weight:bold;"></td> <td data-sheets-value='{"1":2,"2":"Triple-walled"}' style="overflow:hidden;padding:0px 3px 0px 3px;vertical-align:bottom;font-weight:bold;">Triple-walled</td> <td data-sheets-value='{"1":2,"2":"Opal (A/O/O)"}' style="border-right:1px solid #000000;overflow:hidden;padding:0px 3px 0px 3px;vertical-align:bottom;font-weight:bold;">Opal (A/O/O)</td> <td data-sheets-numberformat='{"1":2,"2":"0.00","3":1}' data-sheets-value='{"1":3,"3":1.7}' style="overflow:hidden;padding:0px 3px 0px 3px;vertical-align:bottom;text-align:center;">1.70</td> <td data-sheets-numberformat='{"1":2,"2":"0","3":1}' data-sheets-value='{"1":3,"3":61}' style="overflow:hidden;padding:0px 3px 0px 3px;vertical-align:bottom;text-align:center;">61</td> <td data-sheets-numberformat='{"1":2,"2":"0","3":1}' data-sheets-value='{"1":3,"3":48}' style="overflow:hidden;padding:0px 3px 0px 3px;vertical-align:bottom;text-align:center;">48</td> <td data-sheets-numberformat='{"1":2,"2":"0","3":1}' data-sheets-value='{"1":3,"3":22}' style="border-right:1px solid #000000;overflow:hidden;padding:0px 3px 0px 3px;vertical-align:bottom;text-align:center;">22</td> </tr> <tr style="height:20px;"> <td style="border-left:1px solid #000000;overflow:hidden;padding:0px 3px 0px 3px;vertical-align:bottom;font-weight:bold;"></td> <td data-sheets-value='{"1":2,"2":"Four-walled"}' style="overflow:hidden;padding:0px 3px 0px 3px;vertical-align:bottom;font-weight:bold;">Four-walled</td> <td data-sheets-value='{"1":2,"2":"Clear (A/H/H/H)"}' style="border-right:1px solid #000000;overflow:hidden;padding:0px 3px 0px 3px;vertical-align:bottom;font-weight:bold;">Clear (A/H/H/H)</td> <td data-sheets-numberformat='{"1":2,"2":"0.00","3":1}' data-sheets-value='{"1":3,"3":1.28}' style="overflow:hidden;padding:0px 3px 0px 3px;vertical-align:bottom;text-align:center;">1.28</td> <td data-sheets-numberformat='{"1":2,"2":"0","3":1}' data-sheets-value='{"1":3,"3":64}' style="overflow:hidden;padding:0px 3px 0px 3px;vertical-align:bottom;text-align:center;">64</td> <td data-sheets-numberformat='{"1":2,"2":"0","3":1}' data-sheets-value='{"1":3,"3":52}' style="overflow:hidden;padding:0px 3px 0px 3px;vertical-align:bottom;text-align:center;">52</td> <td data-sheets-numberformat='{"1":2,"2":"0","3":1}' data-sheets-value='{"1":3,"3":23}' style="border-right:1px solid #000000;overflow:hidden;padding:0px 3px 0px 3px;vertical-align:bottom;text-align:center;">23</td> </tr> <tr style="height:20px;"> <td style="border-bottom:1px solid #000000;border-left:1px solid #000000;overflow:hidden;padding:0px 3px 0px 3px;vertical-align:bottom;"></td> <td data-sheets-value='{"1":2,"2":"Four-walled"}' style="border-bottom:1px solid #000000;overflow:hidden;padding:0px 3px 0px 3px;vertical-align:bottom;font-weight:bold;">Four-walled</td> <td data-sheets-value='{"1":2,"2":"Opal (A/H/O/H)"}' style="border-right:1px solid #000000;border-bottom:1px solid #000000;overflow:hidden;padding:0px 3px 0px 3px;vertical-align:bottom;font-weight:bold;">Opal (A/H/O/H)</td> <td data-sheets-numberformat='{"1":2,"2":"0.00","3":1}' data-sheets-value='{"1":3,"3":1.28}' style="border-bottom:1px solid #000000;overflow:hidden;padding:0px 3px 0px 3px;vertical-align:bottom;text-align:center;">1.28</td> <td data-sheets-numberformat='{"1":2,"2":"0","3":1}' data-sheets-value='{"1":3,"3":59}' style="border-bottom:1px solid #000000;overflow:hidden;padding:0px 3px 0px 3px;vertical-align:bottom;text-align:center;">59</td> <td data-sheets-numberformat='{"1":2,"2":"0","3":1}' data-sheets-value='{"1":3,"3":46}' style="border-bottom:1px solid #000000;overflow:hidden;padding:0px 3px 0px 3px;vertical-align:bottom;text-align:center;">46</td> <td data-sheets-numberformat='{"1":2,"2":"0","3":1}' data-sheets-value='{"1":3,"3":23}' style="border-right:1px solid #000000;border-bottom:1px solid #000000;overflow:hidden;padding:0px 3px 0px 3px;vertical-align:bottom;text-align:center;">23</td> </tr> <tr style="height:20px;"> <td data-sheets-value='{"1":2,"2":"Polycarbonate"}' style="border-left:1px solid #000000;overflow:hidden;padding:0px 3px 0px 3px;vertical-align:bottom;font-weight:bold;">Polycarbonate</td> <td data-sheets-value='{"1":2,"2":"Single-walled"}' style="overflow:hidden;padding:0px 3px 0px 3px;vertical-align:bottom;font-weight:bold;">Single-walled</td> <td data-sheets-value='{"1":2,"2":"Heatstop Opal (T)"}' style="border-right:1px solid #000000;overflow:hidden;padding:0px 3px 0px 3px;vertical-align:bottom;font-weight:bold;">Heatstop Opal (T)</td> <td data-sheets-numberformat='{"1":2,"2":"0.00","3":1}' data-sheets-value='{"1":3,"3":5.17}' style="overflow:hidden;padding:0px 3px 0px 3px;vertical-align:bottom;text-align:center;">5.17</td> <td data-sheets-numberformat='{"1":2,"2":"0","3":1}' data-sheets-value='{"1":3,"3":49}' style="overflow:hidden;padding:0px 3px 0px 3px;vertical-align:bottom;text-align:center;">49</td> <td data-sheets-numberformat='{"1":2,"2":"0","3":1}' data-sheets-value='{"1":3,"3":59}' style="overflow:hidden;padding:0px 3px 0px 3px;vertical-align:bottom;text-align:center;">59</td> <td data-sheets-numberformat='{"1":2,"2":"0","3":1}' data-sheets-value='{"1":2,"2":"-"}' style="border-right:1px solid #000000;overflow:hidden;padding:0px 3px 0px 3px;vertical-align:bottom;text-align:center;">-</td> </tr> <tr style="height:20px;"> <td data-sheets-value='{"1":2,"2":"Heatstop PC"}' style="border-left:1px solid #000000;overflow:hidden;padding:0px 3px 0px 3px;vertical-align:bottom;font-weight:bold;">Heatstop PC</td> <td data-sheets-value='{"1":2,"2":"Double-walled"}' style="overflow:hidden;padding:0px 3px 0px 3px;vertical-align:bottom;font-weight:bold;">Double-walled</td> <td data-sheets-value='{"1":2,"2":"Clear (T/H)"}' style="border-right:1px solid #000000;overflow:hidden;padding:0px 3px 0px 3px;vertical-align:bottom;font-weight:bold;">Clear (T/H)</td> <td data-sheets-numberformat='{"1":2,"2":"0.00","3":1}' data-sheets-value='{"1":3,"3":2.9}' style="overflow:hidden;padding:0px 3px 0px 3px;vertical-align:bottom;text-align:center;">2.90</td> <td data-sheets-numberformat='{"1":2,"2":"0","3":1}' data-sheets-value='{"1":3,"3":44}' style="overflow:hidden;padding:0px 3px 0px 3px;vertical-align:bottom;text-align:center;">44</td> <td data-sheets-numberformat='{"1":2,"2":"0","3":1}' data-sheets-value='{"1":3,"3":51}' style="overflow:hidden;padding:0px 3px 0px 3px;vertical-align:bottom;text-align:center;">51</td> <td data-sheets-numberformat='{"1":2,"2":"0","3":1}' data-sheets-value='{"1":3,"3":20}' style="border-right:1px solid #000000;overflow:hidden;padding:0px 3px 0px 3px;vertical-align:bottom;text-align:center;">20</td> </tr> <tr style="height:20px;"> <td style="border-left:1px solid #000000;overflow:hidden;padding:0px 3px 0px 3px;vertical-align:bottom;font-weight:bold;"></td> <td data-sheets-value='{"1":2,"2":"Double-walled"}' style="overflow:hidden;padding:0px 3px 0px 3px;vertical-align:bottom;font-weight:bold;">Double-walled</td> <td data-sheets-value='{"1":2,"2":"Opal (T/O)"}' style="border-right:1px solid #000000;overflow:hidden;padding:0px 3px 0px 3px;vertical-align:bottom;font-weight:bold;">Opal (T/O)</td> <td data-sheets-numberformat='{"1":2,"2":"0.00","3":1}' data-sheets-value='{"1":3,"3":2.9}' style="overflow:hidden;padding:0px 3px 0px 3px;vertical-align:bottom;text-align:center;">2.90</td> <td data-sheets-numberformat='{"1":2,"2":"0","3":1}' data-sheets-value='{"1":3,"3":41}' style="overflow:hidden;padding:0px 3px 0px 3px;vertical-align:bottom;text-align:center;">41</td> <td data-sheets-numberformat='{"1":2,"2":"0","3":1}' data-sheets-value='{"1":3,"3":45}' style="overflow:hidden;padding:0px 3px 0px 3px;vertical-align:bottom;text-align:center;">45</td> <td data-sheets-numberformat='{"1":2,"2":"0","3":1}' data-sheets-value='{"1":3,"3":20}' style="border-right:1px solid #000000;overflow:hidden;padding:0px 3px 0px 3px;vertical-align:bottom;text-align:center;">20</td> </tr> <tr style="height:20px;"> <td style="border-left:1px solid #000000;overflow:hidden;padding:0px 3px 0px 3px;vertical-align:bottom;font-weight:bold;"></td> <td data-sheets-value='{"1":2,"2":"Triple-walled"}' style="overflow:hidden; | skylux-160-ce-met-koepel-en-pvc-opstand-16-00-met-lm-motor-1000-x-1500-mm | 8586021765453 | 46872329683277
Smoke and heat exhaust (SHEV) | SHE system | Skylux | Skylux 160° CE with skylight and PVC curb 16/00 with LM-actuator 1000 x 1600 mm |  | 28607 | 5412970286073 | 3956.7 | Yes | 30-45 | 57.22 | 1000 x 1600 mm | 1600 | 1000 |  | PVC 16/00 (16 cm high & roof opening = daylight size) | Rectangular | 5.17 W/m²K - 1.28 W/m²K | 87% - 32% | 90% - 32% | 20dB - 23dB | 160° CE (for industry) | skylight | without spoiler | E | Single actuator | Maximum four-walled skylight possible for this product | Ut-value LT-value g-value Rw-value EN 1873 : 2014 EN ISO 13468 EN 16153 EN 410 EN 410 EN ISO 140-3 Material Walls Shells (W/m²K) (%) (%) (dB) Acrylic Single-walled Clear (H) 5.17 90 87 - PMMA Single-walled Opal (O) 5.17 83 76 - Double-walled Clear (H/H) 2.90 81 75 20 Double-walled Opal (O/O) 2.90 69 58 20 Triple-walled Clear (H/H/H) 1.70 73 65 22 Triple-walled Opal (O/H/O) 1.70 62 51 22 Four-walled Clear (H/H/H/H) 1.28 64 54 23 Four-walled Opal (H/H/O/H) 1.28 59 48 23 Polycarbonate Single-walled Clear (A) 5.17 88 83 - PC Single-walled Opal (D) 5.17 58 60 - Double-walled Clear (A/H) 2.90 79 72 20 Double-walled Clear (A/A) 2.90 77 69 20 Double-walled Opal (A/O) 2.90 73 63 20 Double-walled Opal (A/D) 2.90 51 50 20 Triple-walled Clear (A/H/H) 1.70 71 63 22 Triple-walled Opal (A/O/O) 1.70 61 48 22 Four-walled Clear (A/H/H/H) 1.28 64 52 23 Four-walled Opal (A/H/O/H) 1.28 59 46 23 Polycarbonate Single-walled Heatstop Opal (T) 5.17 49 59 - Heatstop PC Double-walled Clear (T/H) 2.90 44 51 20 Double-walled Opal (T/O) 2.90 41 45 20 Triple-walled Clear (T/H/H) 1.70 40 <td data-sheets-numberformat='{"1":2,"2":"0","3":1}' data-sheets-value='{"1":3,"3":44}' style="overflow:hidden;paddin | https://skylux.eu/en/products/skylux-160-ce-met-koepel-en-pvc-opstand-16-00-met-lm-motor-1000-x-1600-mm | https://skylux.eu/cdn/shop/files/Skylux-160deg-CE-met-koepel-en-pvc-opstand-1600-met-LM-motor-1000-x-1600-mm-RWA-systeem.jpg?v=1702979340&width=1600 | https://skylux.eu/cdn/shop/files/e5a82811-1bb0-48e4-a776-cacb59c7c092_2874b57a-b441-4cbf-a6de-4c143532cdbc.jpg?v=1688550875&width=1600 | //skylux.eu/cdn/shop/files/E_MH_Mounting_instructions_Skylux_160_CE_LM.pdf?v=12406716259046007223 | //skylux.eu/cdn/shop/files/E_TD_Technical_File_Skylux_Skylux_160_CE_Electric.pdf?v=3667116872303399239 | <style type="text/css" id="isPasted"> <!--td { border: 1px solid #cccccc; } br { mso-data-placement: same-cell; } --> </style> <table border="1" cellpadding="0" cellspacing="0" dir="ltr" style="table-layout:fixed;font-size:10pt;font-family:Arial;border-collapse:collapse;border:none;"><tbody> <tr style="height:20px;"> <td style="overflow:hidden;padding:0px 3px 0px 3px;vertical-align:bottom;"></td> <td style="overflow:hidden;padding:0px 3px 0px 3px;vertical-align:bottom;"></td> <td style="overflow:hidden;padding:0px 3px 0px 3px;vertical-align:bottom;"></td> <td data-sheets-value='{"1":2,"2":"Ut-value"}' style="overflow:hidden;padding:0px 3px 0px 3px;vertical-align:bottom;font-weight:bold;text-align:center;">Ut-value</td> <td data-sheets-value='{"1":2,"2":"LT-value"}' style="overflow:hidden;padding:0px 3px 0px 3px;vertical-align:bottom;font-weight:bold;text-align:center;">LT-value</td> <td data-sheets-value='{"1":2,"2":"g-value"}' style="overflow:hidden;padding:0px 3px 0px 3px;vertical-align:bottom;font-weight:bold;text-align:center;">g-value</td> <td data-sheets-value='{"1":2,"2":"Rw-value "}' style="overflow:hidden;padding:0px 3px 0px 3px;vertical-align:bottom;font-weight:bold;text-align:center;">Rw-value </td> </tr> <tr style="height:20px;"> <td style="overflow:hidden;padding:0px 3px 0px 3px;vertical-align:bottom;"></td> <td style="overflow:hidden;padding:0px 3px 0px 3px;vertical-align:bottom;"></td> <td style="overflow:hidden;padding:0px 3px 0px 3px;vertical-align:bottom;"></td> <td data-sheets-numberformat='{"1":2,"2":"0.00","3":1}' data-sheets-value='{"1":2,"2":"EN 1873 : 2014"}' style="overflow:hidden;padding:0px 3px 0px 3px;vertical-align:bottom;text-align:center;">EN 1873 : 2014</td> <td data-sheets-numberformat='{"1":2,"2":"0","3":1}' data-sheets-value='{"1":2,"2":"EN ISO 13468 EN 16153 EN 410"}' style="overflow:hidden;padding:0px 3px 0px 3px;vertical-align:bottom;text-align:center;">EN ISO 13468 EN 16153 EN 410</td> <td data-sheets-numberformat='{"1":2,"2":"0","3":1}' data-sheets-value='{"1":2,"2":"EN 410"}' style="overflow:hidden;padding:0px 3px 0px 3px;vertical-align:bottom;text-align:center;">EN 410</td> <td data-sheets-value='{"1":2,"2":"EN ISO 140-3\t\t"}' style="overflow:hidden;padding:0px 3px 0px 3px;vertical-align:bottom;text-align:center;">EN ISO 140-3 </td> </tr> <tr style="height:20px;"> <td data-sheets-value='{"1":2,"2":"Material"}' style="border-bottom:1px solid #000000;overflow:hidden;padding:0px 3px 0px 3px;vertical-align:bottom;background-color:#000000;font-weight:bold;color:#ffffff;">Material</td> <td data-sheets-value='{"1":2,"2":"Walls"}' style="border-bottom:1px solid #000000;overflow:hidden;padding:0px 3px 0px 3px;vertical-align:bottom;background-color:#000000;font-weight:bold;color:#ffffff;">Walls</td> <td data-sheets-value='{"1":2,"2":"Shells"}' style="border-bottom:1px solid #000000;overflow:hidden;padding:0px 3px 0px 3px;vertical-align:bottom;background-color:#000000;font-weight:bold;color:#ffffff;">Shells</td> <td data-sheets-numberformat='{"1":2,"2":"0.00","3":1}' data-sheets-value='{"1":2,"2":"(W/m²K)\t"}' style="border-bottom:1px solid #000000;overflow:hidden;padding:0px 3px 0px 3px;vertical-align:bottom;background-color:#000000;font-weight:bold;color:#ffffff;text-align:center;">(W/m²K) </td> <td data-sheets-numberformat='{"1":2,"2":"0","3":1}' data-sheets-value='{"1":2,"2":"(%)"}' style="border-bottom:1px solid #000000;overflow:hidden;padding:0px 3px 0px 3px;vertical-align:bottom;background-color:#000000;font-weight:bold;color:#ffffff;text-align:center;">(%)</td> <td data-sheets-numberformat='{"1":2,"2":"0","3":1}' data-sheets-value='{"1":2,"2":"(%)"}' style="border-bottom:1px solid #000000;overflow:hidden;padding:0px 3px 0px 3px;vertical-align:bottom;background-color:#000000;font-weight:bold;color:#ffffff;text-align:center;">(%)</td> <td data-sheets-value='{"1":2,"2":"(dB)"}' style="border-bottom:1px solid #000000;overflow:hidden;padding:0px 3px 0px 3px;vertical-align:bottom;background-color:#000000;font-weight:bold;color:#ffffff;text-align:center;">(dB)</td> </tr> <tr style="height:20px;"> <td data-sheets-value='{"1":2,"2":"Acrylic"}' style="border-left:1px solid #000000;overflow:hidden;padding:0px 3px 0px 3px;vertical-align:bottom;font-weight:bold;">Acrylic</td> <td data-sheets-value='{"1":2,"2":"Single-walled"}' style="overflow:hidden;padding:0px 3px 0px 3px;vertical-align:bottom;font-weight:bold;">Single-walled</td> <td data-sheets-value='{"1":2,"2":"Clear (H)"}' style="border-right:1px solid #000000;overflow:hidden;padding:0px 3px 0px 3px;vertical-align:bottom;font-weight:bold;">Clear (H)</td> <td data-sheets-numberformat='{"1":2,"2":"0.00","3":1}' data-sheets-value='{"1":3,"3":5.17}' style="overflow:hidden;padding:0px 3px 0px 3px;vertical-align:bottom;text-align:center;">5.17</td> <td data-sheets-numberformat='{"1":2,"2":"0","3":1}' data-sheets-value='{"1":3,"3":90}' style="overflow:hidden;padding:0px 3px 0px 3px;vertical-align:bottom;text-align:center;">90</td> <td data-sheets-numberformat='{"1":2,"2":"0","3":1}' data-sheets-value='{"1":3,"3":87}' style="overflow:hidden;padding:0px 3px 0px 3px;vertical-align:bottom;text-align:center;">87</td> <td data-sheets-numberformat='{"1":2,"2":"0","3":1}' data-sheets-value='{"1":2,"2":"-"}' style="border-right:1px solid #000000;overflow:hidden;padding:0px 3px 0px 3px;vertical-align:bottom;text-align:center;">-</td> </tr> <tr style="height:20px;"> <td data-sheets-value='{"1":2,"2":"PMMA"}' style="border-left:1px solid #000000;overflow:hidden;padding:0px 3px 0px 3px;vertical-align:bottom;font-weight:bold;">PMMA</td> <td data-sheets-value='{"1":2,"2":"Single-walled"}' style="overflow:hidden;padding:0px 3px 0px 3px;vertical-align:bottom;font-weight:bold;">Single-walled</td> <td data-sheets-value='{"1":2,"2":"Opal (O)"}' style="border-right:1px solid #000000;overflow:hidden;padding:0px 3px 0px 3px;vertical-align:bottom;font-weight:bold;">Opal (O)</td> <td data-sheets-numberformat='{"1":2,"2":"0.00","3":1}' data-sheets-value='{"1":3,"3":5.17}' style="overflow:hidden;padding:0px 3px 0px 3px;vertical-align:bottom;text-align:center;">5.17</td> <td data-sheets-numberformat='{"1":2,"2":"0","3":1}' data-sheets-value='{"1":3,"3":83}' style="overflow:hidden;padding:0px 3px 0px 3px;vertical-align:bottom;text-align:center;">83</td> <td data-sheets-numberformat='{"1":2,"2":"0","3":1}' data-sheets-value='{"1":3,"3":76}' style="overflow:hidden;padding:0px 3px 0px 3px;vertical-align:bottom;text-align:center;">76</td> <td data-sheets-numberformat='{"1":2,"2":"0","3":1}' data-sheets-value='{"1":2,"2":"-"}' style="border-right:1px solid #000000;overflow:hidden;padding:0px 3px 0px 3px;vertical-align:bottom;text-align:center;">-</td> </tr> <tr style="height:20px;"> <td style="border-left:1px solid #000000;overflow:hidden;padding:0px 3px 0px 3px;vertical-align:bottom;font-weight:bold;"></td> <td data-sheets-value='{"1":2,"2":"Double-walled"}' style="overflow:hidden;padding:0px 3px 0px 3px;vertical-align:bottom;font-weight:bold;">Double-walled</td> <td data-sheets-value='{"1":2,"2":"Clear (H/H)"}' style="border-right:1px solid #000000;overflow:hidden;padding:0px 3px 0px 3px;vertical-align:bottom;font-weight:bold;">Clear (H/H)</td> <td data-sheets-numberformat='{"1":2,"2":"0.00","3":1}' data-sheets-value='{"1":3,"3":2.9}' style="overflow:hidden;padding:0px 3px 0px 3px;vertical-align:bottom;text-align:center;">2.90</td> <td data-sheets-numberformat='{"1":2,"2":"0","3":1}' data-sheets-value='{"1":3,"3":81}' style="overflow:hidden;padding:0px 3px 0px 3px;vertical-align:bottom;text-align:center;">81</td> <td data-sheets-numberformat='{"1":2,"2":"0","3":1}' data-sheets-value='{"1":3,"3":75}' style="overflow:hidden;padding:0px 3px 0px 3px;vertical-align:bottom;text-align:center;">75</td> <td data-sheets-numberformat='{"1":2,"2":"0","3":1}' data-sheets-value='{"1":3,"3":20}' style="border-right:1px solid #000000;overflow:hidden;padding:0px 3px 0px 3px;vertical-align:bottom;text-align:center;">20</td> </tr> <tr style="height:20px;"> <td style="border-left:1px solid #000000;overflow:hidden;padding:0px 3px 0px 3px;vertical-align:bottom;font-weight:bold;"></td> <td data-sheets-value='{"1":2,"2":"Double-walled"}' style="overflow:hidden;padding:0px 3px 0px 3px;vertical-align:bottom;font-weight:bold;">Double-walled</td> <td data-sheets-value='{"1":2,"2":"Opal (O/O)"}' style="border-right:1px solid #000000;overflow:hidden;padding:0px 3px 0px 3px;vertical-align:bottom;font-weight:bold;">Opal (O/O)</td> <td data-sheets-numberformat='{"1":2,"2":"0.00","3":1}' data-sheets-value='{"1":3,"3":2.9}' style="overflow:hidden;padding:0px 3px 0px 3px;vertical-align:bottom;text-align:center;">2.90</td> <td data-sheets-numberformat='{"1":2,"2":"0","3":1}' data-sheets-value='{"1":3,"3":69}' style="overflow:hidden;padding:0px 3px 0px 3px;vertical-align:bottom;text-align:center;">69</td> <td data-sheets-numberformat='{"1":2,"2":"0","3":1}' data-sheets-value='{"1":3,"3":58}' style="overflow:hidden;padding:0px 3px 0px 3px;vertical-align:bottom;text-align:center;">58</td> <td data-sheets-numberformat='{"1":2,"2":"0","3":1}' data-sheets-value='{"1":3,"3":20}' style="border-right:1px solid #000000;overflow:hidden;padding:0px 3px 0px 3px;vertical-align:bottom;text-align:center;">20</td> </tr> <tr style="height:20px;"> <td style="border-left:1px solid #000000;overflow:hidden;padding:0px 3px 0px 3px;vertical-align:bottom;font-weight:bold;"></td> <td data-sheets-value='{"1":2,"2":"Triple-walled"}' style="overflow:hidden;padding:0px 3px 0px 3px;vertical-align:bottom;font-weight:bold;">Triple-walled</td> <td data-sheets-value='{"1":2,"2":"Clear (H/H/H)"}' style="border-right:1px solid #000000;overflow:hidden;padding:0px 3px 0px 3px;vertical-align:bottom;font-weight:bold;">Clear (H/H/H)</td> <td data-sheets-numberformat='{"1":2,"2":"0.00","3":1}' data-sheets-value='{"1":3,"3":1.7}' style="overflow:hidden;padding:0px 3px 0px 3px;vertical-align:bottom;text-align:center;">1.70</td> <td data-sheets-numberformat='{"1":2,"2":"0","3":1}' data-sheets-value='{"1":3,"3":73}' style="overflow:hidden;padding:0px 3px 0px 3px;vertical-align:bottom;text-align:center;">73</td> <td data-sheets-numberformat='{"1":2,"2":"0","3":1}' data-sheets-value='{"1":3,"3":65}' style="overflow:hidden;padding:0px 3px 0px 3px;vertical-align:bottom;text-align:center;">65</td> <td data-sheets-numberformat='{"1":2,"2":"0","3":1}' data-sheets-value='{"1":3,"3":22}' style="border-right:1px solid #000000;overflow:hidden;padding:0px 3px 0px 3px;vertical-align:bottom;text-align:center;">22</td> </tr> <tr style="height:20px;"> <td style="border-left:1px solid #000000;overflow:hidden;padding:0px 3px 0px 3px;vertical-align:bottom;font-weight:bold;"></td> <td data-sheets-value='{"1":2,"2":"Triple-walled"}' style="overflow:hidden;padding:0px 3px 0px 3px;vertical-align:bottom;font-weight:bold;">Triple-walled</td> <td data-sheets-value='{"1":2,"2":"Opal (O/H/O)"}' style="border-right:1px solid #000000;overflow:hidden;padding:0px 3px 0px 3px;vertical-align:bottom;font-weight:bold;">Opal (O/H/O)</td> <td data-sheets-numberformat='{"1":2,"2":"0.00","3":1}' data-sheets-value='{"1":3,"3":1.7}' style="overflow:hidden;padding:0px 3px 0px 3px;vertical-align:bottom;text-align:center;">1.70</td> <td data-sheets-numberformat='{"1":2,"2":"0","3":1}' data-sheets-value='{"1":3,"3":62}' style="overflow:hidden;padding:0px 3px 0px 3px;vertical-align:bottom;text-align:center;">62</td> <td data-sheets-numberformat='{"1":2,"2":"0","3":1}' data-sheets-value='{"1":3,"3":51}' style="overflow:hidden;padding:0px 3px 0px 3px;vertical-align:bottom;text-align:center;">51</td> <td data-sheets-numberformat='{"1":2,"2":"0","3":1}' data-sheets-value='{"1":3,"3":22}' style="border-right:1px solid #000000;overflow:hidden;padding:0px 3px 0px 3px;vertical-align:bottom;text-align:center;">22</td> </tr> <tr style="height:20px;"> <td style="border-left:1px solid #000000;overflow:hidden;padding:0px 3px 0px 3px;vertical-align:bottom;font-weight:bold;"></td> <td data-sheets-value='{"1":2,"2":"Four-walled"}' style="overflow:hidden;padding:0px 3px 0px 3px;vertical-align:bottom;font-weight:bold;">Four-walled</td> <td data-sheets-value='{"1":2,"2":"Clear (H/H/H/H)"}' style="border-right:1px solid #000000;overflow:hidden;padding:0px 3px 0px 3px;vertical-align:bottom;font-weight:bold;">Clear (H/H/H/H)</td> <td data-sheets-numberformat='{"1":2,"2":"0.00","3":1}' data-sheets-value='{"1":3,"3":1.28}' style="overflow:hidden;padding:0px 3px 0px 3px;vertical-align:bottom;text-align:center;">1.28</td> <td data-sheets-numberformat='{"1":2,"2":"0","3":1}' data-sheets-value='{"1":3,"3":64}' style="overflow:hidden;padding:0px 3px 0px 3px;vertical-align:bottom;text-align:center;">64</td> <td data-sheets-numberformat='{"1":2,"2":"0","3":1}' data-sheets-value='{"1":3,"3":54}' style="overflow:hidden;padding:0px 3px 0px 3px;vertical-align:bottom;text-align:center;">54</td> <td data-sheets-numberformat='{"1":2,"2":"0","3":1}' data-sheets-value='{"1":3,"3":23}' style="border-right:1px solid #000000;overflow:hidden;padding:0px 3px 0px 3px;vertical-align:bottom;text-align:center;">23</td> </tr> <tr style="height:20px;"> <td style="border-bottom:1px solid #000000;border-left:1px solid #000000;overflow:hidden;padding:0px 3px 0px 3px;vertical-align:bottom;"></td> <td data-sheets-value='{"1":2,"2":"Four-walled"}' style="border-bottom:1px solid #000000;overflow:hidden;padding:0px 3px 0px 3px;vertical-align:bottom;font-weight:bold;">Four-walled</td> <td data-sheets-value='{"1":2,"2":"Opal (H/H/O/H)"}' style="border-right:1px solid #000000;border-bottom:1px solid #000000;overflow:hidden;padding:0px 3px 0px 3px;vertical-align:bottom;font-weight:bold;">Opal (H/H/O/H)</td> <td data-sheets-numberformat='{"1":2,"2":"0.00","3":1}' data-sheets-value='{"1":3,"3":1.28}' style="border-bottom:1px solid #000000;overflow:hidden;padding:0px 3px 0px 3px;vertical-align:bottom;text-align:center;">1.28</td> <td data-sheets-numberformat='{"1":2,"2":"0","3":1}' data-sheets-value='{"1":3,"3":59}' style="border-bottom:1px solid #000000;overflow:hidden;padding:0px 3px 0px 3px;vertical-align:bottom;text-align:center;">59</td> <td data-sheets-numberformat='{"1":2,"2":"0","3":1}' data-sheets-value='{"1":3,"3":48}' style="border-bottom:1px solid #000000;overflow:hidden;padding:0px 3px 0px 3px;vertical-align:bottom;text-align:center;">48</td> <td data-sheets-numberformat='{"1":2,"2":"0","3":1}' data-sheets-value='{"1":3,"3":23}' style="border-right:1px solid #000000;border-bottom:1px solid #000000;overflow:hidden;padding:0px 3px 0px 3px;vertical-align:bottom;text-align:center;">23</td> </tr> <tr style="height:20px;"> <td data-sheets-value='{"1":2,"2":"Polycarbonate "}' style="border-left:1px solid #000000;overflow:hidden;padding:0px 3px 0px 3px;vertical-align:bottom;font-weight:bold;">Polycarbonate </td> <td data-sheets-value='{"1":2,"2":"Single-walled"}' style="overflow:hidden;padding:0px 3px 0px 3px;vertical-align:bottom;font-weight:bold;">Single-walled</td> <td data-sheets-value='{"1":2,"2":"Clear (A)"}' style="border-right:1px solid #000000;overflow:hidden;padding:0px 3px 0px 3px;vertical-align:bottom;font-weight:bold;">Clear (A)</td> <td data-sheets-numberformat='{"1":2,"2":"0.00","3":1}' data-sheets-value='{"1":3,"3":5.17}' style="overflow:hidden;padding:0px 3px 0px 3px;vertical-align:bottom;text-align:center;">5.17</td> <td data-sheets-numberformat='{"1":2,"2":"0","3":1}' data-sheets-value='{"1":3,"3":88}' style="overflow:hidden;padding:0px 3px 0px 3px;vertical-align:bottom;text-align:center;">88</td> <td data-sheets-numberformat='{"1":2,"2":"0","3":1}' data-sheets-value='{"1":3,"3":83}' style="overflow:hidden;padding:0px 3px 0px 3px;vertical-align:bottom;text-align:center;">83</td> <td data-sheets-numberformat='{"1":2,"2":"0","3":1}' data-sheets-value='{"1":2,"2":"-"}' style="border-right:1px solid #000000;overflow:hidden;padding:0px 3px 0px 3px;vertical-align:bottom;text-align:center;">-</td> </tr> <tr style="height:20px;"> <td data-sheets-value='{"1":2,"2":"PC"}' style="border-left:1px solid #000000;overflow:hidden;padding:0px 3px 0px 3px;vertical-align:bottom;font-weight:bold;">PC</td> <td data-sheets-value='{"1":2,"2":"Single-walled"}' style="overflow:hidden;padding:0px 3px 0px 3px;vertical-align:bottom;font-weight:bold;">Single-walled</td> <td data-sheets-value='{"1":2,"2":"Opal (D)"}' style="border-right:1px solid #000000;overflow:hidden;padding:0px 3px 0px 3px;vertical-align:bottom;font-weight:bold;">Opal (D)</td> <td data-sheets-numberformat='{"1":2,"2":"0.00","3":1}' data-sheets-value='{"1":3,"3":5.17}' style="overflow:hidden;padding:0px 3px 0px 3px;vertical-align:bottom;text-align:center;">5.17</td> <td data-sheets-numberformat='{"1":2,"2":"0","3":1}' data-sheets-value='{"1":3,"3":58}' style="overflow:hidden;padding:0px 3px 0px 3px;vertical-align:bottom;text-align:center;">58</td> <td data-sheets-numberformat='{"1":2,"2":"0","3":1}' data-sheets-value='{"1":3,"3":60}' style="overflow:hidden;padding:0px 3px 0px 3px;vertical-align:bottom;text-align:center;">60</td> <td data-sheets-numberformat='{"1":2,"2":"0","3":1}' data-sheets-value='{"1":2,"2":"-"}' style="border-right:1px solid #000000;overflow:hidden;padding:0px 3px 0px 3px;vertical-align:bottom;text-align:center;">-</td> </tr> <tr style="height:20px;"> <td style="border-left:1px solid #000000;overflow:hidden;padding:0px 3px 0px 3px;vertical-align:bottom;font-weight:bold;"></td> <td data-sheets-value='{"1":2,"2":"Double-walled"}' style="overflow:hidden;padding:0px 3px 0px 3px;vertical-align:bottom;font-weight:bold;">Double-walled</td> <td data-sheets-value='{"1":2,"2":"Clear (A/H)"}' style="border-right:1px solid #000000;overflow:hidden;padding:0px 3px 0px 3px;vertical-align:bottom;font-weight:bold;">Clear (A/H)</td> <td data-sheets-numberformat='{"1":2,"2":"0.00","3":1}' data-sheets-value='{"1":3,"3":2.9}' style="overflow:hidden;padding:0px 3px 0px 3px;vertical-align:bottom;text-align:center;">2.90</td> <td data-sheets-numberformat='{"1":2,"2":"0","3":1}' data-sheets-value='{"1":3,"3":79}' style="overflow:hidden;padding:0px 3px 0px 3px;vertical-align:bottom;text-align:center;">79</td> <td data-sheets-numberformat='{"1":2,"2":"0","3":1}' data-sheets-value='{"1":3,"3":72}' style="overflow:hidden;padding:0px 3px 0px 3px;vertical-align:bottom;text-align:center;">72</td> <td data-sheets-numberformat='{"1":2,"2":"0","3":1}' data-sheets-value='{"1":3,"3":20}' style="border-right:1px solid #000000;overflow:hidden;padding:0px 3px 0px 3px;vertical-align:bottom;text-align:center;">20</td> </tr> <tr style="height:20px;"> <td style="border-left:1px solid #000000;overflow:hidden;padding:0px 3px 0px 3px;vertical-align:bottom;font-weight:bold;"></td> <td data-sheets-value='{"1":2,"2":"Double-walled"}' style="overflow:hidden;padding:0px 3px 0px 3px;vertical-align:bottom;font-weight:bold;">Double-walled</td> <td data-sheets-value='{"1":2,"2":"Clear (A/A)"}' style="border-right:1px solid #000000;overflow:hidden;padding:0px 3px 0px 3px;vertical-align:bottom;font-weight:bold;">Clear (A/A)</td> <td data-sheets-numberformat='{"1":2,"2":"0.00","3":1}' data-sheets-value='{"1":3,"3":2.9}' style="overflow:hidden;padding:0px 3px 0px 3px;vertical-align:bottom;text-align:center;">2.90</td> <td data-sheets-numberformat='{"1":2,"2":"0","3":1}' data-sheets-value='{"1":3,"3":77}' style="overflow:hidden;padding:0px 3px 0px 3px;vertical-align:bottom;text-align:center;">77</td> <td data-sheets-numberformat='{"1":2,"2":"0","3":1}' data-sheets-value='{"1":3,"3":69}' style="overflow:hidden;padding:0px 3px 0px 3px;vertical-align:bottom;text-align:center;">69</td> <td data-sheets-numberformat='{"1":2,"2":"0","3":1}' data-sheets-value='{"1":3,"3":20}' style="border-right:1px solid #000000;overflow:hidden;padding:0px 3px 0px 3px;vertical-align:bottom;text-align:center;">20</td> </tr> <tr style="height:20px;"> <td style="border-left:1px solid #000000;overflow:hidden;padding:0px 3px 0px 3px;vertical-align:bottom;font-weight:bold;"></td> <td data-sheets-value='{"1":2,"2":"Double-walled"}' style="overflow:hidden;padding:0px 3px 0px 3px;vertical-align:bottom;font-weight:bold;">Double-walled</td> <td data-sheets-value='{"1":2,"2":"Opal (A/O)"}' style="border-right:1px solid #000000;overflow:hidden;padding:0px 3px 0px 3px;vertical-align:bottom;font-weight:bold;">Opal (A/O)</td> <td data-sheets-numberformat='{"1":2,"2":"0.00","3":1}' data-sheets-value='{"1":3,"3":2.9}' style="overflow:hidden;padding:0px 3px 0px 3px;vertical-align:bottom;text-align:center;">2.90</td> <td data-sheets-numberformat='{"1":2,"2":"0","3":1}' data-sheets-value='{"1":3,"3":73}' style="overflow:hidden;padding:0px 3px 0px 3px;vertical-align:bottom;text-align:center;">73</td> <td data-sheets-numberformat='{"1":2,"2":"0","3":1}' data-sheets-value='{"1":3,"3":63}' style="overflow:hidden;padding:0px 3px 0px 3px;vertical-align:bottom;text-align:center;">63</td> <td data-sheets-numberformat='{"1":2,"2":"0","3":1}' data-sheets-value='{"1":3,"3":20}' style="border-right:1px solid #000000;overflow:hidden;padding:0px 3px 0px 3px;vertical-align:bottom;text-align:center;">20</td> </tr> <tr style="height:20px;"> <td style="border-left:1px solid #000000;overflow:hidden;padding:0px 3px 0px 3px;vertical-align:bottom;font-weight:bold;"></td> <td data-sheets-value='{"1":2,"2":"Double-walled"}' style="overflow:hidden;padding:0px 3px 0px 3px;vertical-align:bottom;font-weight:bold;">Double-walled</td> <td data-sheets-value='{"1":2,"2":"Opal (A/D)"}' style="border-right:1px solid #000000;overflow:hidden;padding:0px 3px 0px 3px;vertical-align:bottom;font-weight:bold;">Opal (A/D)</td> <td data-sheets-numberformat='{"1":2,"2":"0.00","3":1}' data-sheets-value='{"1":3,"3":2.9}' style="overflow:hidden;padding:0px 3px 0px 3px;vertical-align:bottom;text-align:center;">2.90</td> <td data-sheets-numberformat='{"1":2,"2":"0","3":1}' data-sheets-value='{"1":3,"3":51}' style="overflow:hidden;padding:0px 3px 0px 3px;vertical-align:bottom;text-align:center;">51</td> <td data-sheets-numberformat='{"1":2,"2":"0","3":1}' data-sheets-value='{"1":3,"3":50}' style="overflow:hidden;padding:0px 3px 0px 3px;vertical-align:bottom;text-align:center;">50</td> <td data-sheets-numberformat='{"1":2,"2":"0","3":1}' data-sheets-value='{"1":3,"3":20}' style="border-right:1px solid #000000;overflow:hidden;padding:0px 3px 0px 3px;vertical-align:bottom;text-align:center;">20</td> </tr> <tr style="height:20px;"> <td style="border-left:1px solid #000000;overflow:hidden;padding:0px 3px 0px 3px;vertical-align:bottom;font-weight:bold;"></td> <td data-sheets-value='{"1":2,"2":"Triple-walled"}' style="overflow:hidden;padding:0px 3px 0px 3px;vertical-align:bottom;font-weight:bold;">Triple-walled</td> <td data-sheets-value='{"1":2,"2":"Clear (A/H/H)"}' style="border-right:1px solid #000000;overflow:hidden;padding:0px 3px 0px 3px;vertical-align:bottom;font-weight:bold;">Clear (A/H/H)</td> <td data-sheets-numberformat='{"1":2,"2":"0.00","3":1}' data-sheets-value='{"1":3,"3":1.7}' style="overflow:hidden;padding:0px 3px 0px 3px;vertical-align:bottom;text-align:center;">1.70</td> <td data-sheets-numberformat='{"1":2,"2":"0","3":1}' data-sheets-value='{"1":3,"3":71}' style="overflow:hidden;padding:0px 3px 0px 3px;vertical-align:bottom;text-align:center;">71</td> <td data-sheets-numberformat='{"1":2,"2":"0","3":1}' data-sheets-value='{"1":3,"3":63}' style="overflow:hidden;padding:0px 3px 0px 3px;vertical-align:bottom;text-align:center;">63</td> <td data-sheets-numberformat='{"1":2,"2":"0","3":1}' data-sheets-value='{"1":3,"3":22}' style="border-right:1px solid #000000;overflow:hidden;padding:0px 3px 0px 3px;vertical-align:bottom;text-align:center;">22</td> </tr> <tr style="height:20px;"> <td style="border-left:1px solid #000000;overflow:hidden;padding:0px 3px 0px 3px;vertical-align:bottom;font-weight:bold;"></td> <td data-sheets-value='{"1":2,"2":"Triple-walled"}' style="overflow:hidden;padding:0px 3px 0px 3px;vertical-align:bottom;font-weight:bold;">Triple-walled</td> <td data-sheets-value='{"1":2,"2":"Opal (A/O/O)"}' style="border-right:1px solid #000000;overflow:hidden;padding:0px 3px 0px 3px;vertical-align:bottom;font-weight:bold;">Opal (A/O/O)</td> <td data-sheets-numberformat='{"1":2,"2":"0.00","3":1}' data-sheets-value='{"1":3,"3":1.7}' style="overflow:hidden;padding:0px 3px 0px 3px;vertical-align:bottom;text-align:center;">1.70</td> <td data-sheets-numberformat='{"1":2,"2":"0","3":1}' data-sheets-value='{"1":3,"3":61}' style="overflow:hidden;padding:0px 3px 0px 3px;vertical-align:bottom;text-align:center;">61</td> <td data-sheets-numberformat='{"1":2,"2":"0","3":1}' data-sheets-value='{"1":3,"3":48}' style="overflow:hidden;padding:0px 3px 0px 3px;vertical-align:bottom;text-align:center;">48</td> <td data-sheets-numberformat='{"1":2,"2":"0","3":1}' data-sheets-value='{"1":3,"3":22}' style="border-right:1px solid #000000;overflow:hidden;padding:0px 3px 0px 3px;vertical-align:bottom;text-align:center;">22</td> </tr> <tr style="height:20px;"> <td style="border-left:1px solid #000000;overflow:hidden;padding:0px 3px 0px 3px;vertical-align:bottom;font-weight:bold;"></td> <td data-sheets-value='{"1":2,"2":"Four-walled"}' style="overflow:hidden;padding:0px 3px 0px 3px;vertical-align:bottom;font-weight:bold;">Four-walled</td> <td data-sheets-value='{"1":2,"2":"Clear (A/H/H/H)"}' style="border-right:1px solid #000000;overflow:hidden;padding:0px 3px 0px 3px;vertical-align:bottom;font-weight:bold;">Clear (A/H/H/H)</td> <td data-sheets-numberformat='{"1":2,"2":"0.00","3":1}' data-sheets-value='{"1":3,"3":1.28}' style="overflow:hidden;padding:0px 3px 0px 3px;vertical-align:bottom;text-align:center;">1.28</td> <td data-sheets-numberformat='{"1":2,"2":"0","3":1}' data-sheets-value='{"1":3,"3":64}' style="overflow:hidden;padding:0px 3px 0px 3px;vertical-align:bottom;text-align:center;">64</td> <td data-sheets-numberformat='{"1":2,"2":"0","3":1}' data-sheets-value='{"1":3,"3":52}' style="overflow:hidden;padding:0px 3px 0px 3px;vertical-align:bottom;text-align:center;">52</td> <td data-sheets-numberformat='{"1":2,"2":"0","3":1}' data-sheets-value='{"1":3,"3":23}' style="border-right:1px solid #000000;overflow:hidden;padding:0px 3px 0px 3px;vertical-align:bottom;text-align:center;">23</td> </tr> <tr style="height:20px;"> <td style="border-bottom:1px solid #000000;border-left:1px solid #000000;overflow:hidden;padding:0px 3px 0px 3px;vertical-align:bottom;"></td> <td data-sheets-value='{"1":2,"2":"Four-walled"}' style="border-bottom:1px solid #000000;overflow:hidden;padding:0px 3px 0px 3px;vertical-align:bottom;font-weight:bold;">Four-walled</td> <td data-sheets-value='{"1":2,"2":"Opal (A/H/O/H)"}' style="border-right:1px solid #000000;border-bottom:1px solid #000000;overflow:hidden;padding:0px 3px 0px 3px;vertical-align:bottom;font-weight:bold;">Opal (A/H/O/H)</td> <td data-sheets-numberformat='{"1":2,"2":"0.00","3":1}' data-sheets-value='{"1":3,"3":1.28}' style="border-bottom:1px solid #000000;overflow:hidden;padding:0px 3px 0px 3px;vertical-align:bottom;text-align:center;">1.28</td> <td data-sheets-numberformat='{"1":2,"2":"0","3":1}' data-sheets-value='{"1":3,"3":59}' style="border-bottom:1px solid #000000;overflow:hidden;padding:0px 3px 0px 3px;vertical-align:bottom;text-align:center;">59</td> <td data-sheets-numberformat='{"1":2,"2":"0","3":1}' data-sheets-value='{"1":3,"3":46}' style="border-bottom:1px solid #000000;overflow:hidden;padding:0px 3px 0px 3px;vertical-align:bottom;text-align:center;">46</td> <td data-sheets-numberformat='{"1":2,"2":"0","3":1}' data-sheets-value='{"1":3,"3":23}' style="border-right:1px solid #000000;border-bottom:1px solid #000000;overflow:hidden;padding:0px 3px 0px 3px;vertical-align:bottom;text-align:center;">23</td> </tr> <tr style="height:20px;"> <td data-sheets-value='{"1":2,"2":"Polycarbonate"}' style="border-left:1px solid #000000;overflow:hidden;padding:0px 3px 0px 3px;vertical-align:bottom;font-weight:bold;">Polycarbonate</td> <td data-sheets-value='{"1":2,"2":"Single-walled"}' style="overflow:hidden;padding:0px 3px 0px 3px;vertical-align:bottom;font-weight:bold;">Single-walled</td> <td data-sheets-value='{"1":2,"2":"Heatstop Opal (T)"}' style="border-right:1px solid #000000;overflow:hidden;padding:0px 3px 0px 3px;vertical-align:bottom;font-weight:bold;">Heatstop Opal (T)</td> <td data-sheets-numberformat='{"1":2,"2":"0.00","3":1}' data-sheets-value='{"1":3,"3":5.17}' style="overflow:hidden;padding:0px 3px 0px 3px;vertical-align:bottom;text-align:center;">5.17</td> <td data-sheets-numberformat='{"1":2,"2":"0","3":1}' data-sheets-value='{"1":3,"3":49}' style="overflow:hidden;padding:0px 3px 0px 3px;vertical-align:bottom;text-align:center;">49</td> <td data-sheets-numberformat='{"1":2,"2":"0","3":1}' data-sheets-value='{"1":3,"3":59}' style="overflow:hidden;padding:0px 3px 0px 3px;vertical-align:bottom;text-align:center;">59</td> <td data-sheets-numberformat='{"1":2,"2":"0","3":1}' data-sheets-value='{"1":2,"2":"-"}' style="border-right:1px solid #000000;overflow:hidden;padding:0px 3px 0px 3px;vertical-align:bottom;text-align:center;">-</td> </tr> <tr style="height:20px;"> <td data-sheets-value='{"1":2,"2":"Heatstop PC"}' style="border-left:1px solid #000000;overflow:hidden;padding:0px 3px 0px 3px;vertical-align:bottom;font-weight:bold;">Heatstop PC</td> <td data-sheets-value='{"1":2,"2":"Double-walled"}' style="overflow:hidden;padding:0px 3px 0px 3px;vertical-align:bottom;font-weight:bold;">Double-walled</td> <td data-sheets-value='{"1":2,"2":"Clear (T/H)"}' style="border-right:1px solid #000000;overflow:hidden;padding:0px 3px 0px 3px;vertical-align:bottom;font-weight:bold;">Clear (T/H)</td> <td data-sheets-numberformat='{"1":2,"2":"0.00","3":1}' data-sheets-value='{"1":3,"3":2.9}' style="overflow:hidden;padding:0px 3px 0px 3px;vertical-align:bottom;text-align:center;">2.90</td> <td data-sheets-numberformat='{"1":2,"2":"0","3":1}' data-sheets-value='{"1":3,"3":44}' style="overflow:hidden;padding:0px 3px 0px 3px;vertical-align:bottom;text-align:center;">44</td> <td data-sheets-numberformat='{"1":2,"2":"0","3":1}' data-sheets-value='{"1":3,"3":51}' style="overflow:hidden;padding:0px 3px 0px 3px;vertical-align:bottom;text-align:center;">51</td> <td data-sheets-numberformat='{"1":2,"2":"0","3":1}' data-sheets-value='{"1":3,"3":20}' style="border-right:1px solid #000000;overflow:hidden;padding:0px 3px 0px 3px;vertical-align:bottom;text-align:center;">20</td> </tr> <tr style="height:20px;"> <td style="border-left:1px solid #000000;overflow:hidden;padding:0px 3px 0px 3px;vertical-align:bottom;font-weight:bold;"></td> <td data-sheets-value='{"1":2,"2":"Double-walled"}' style="overflow:hidden;padding:0px 3px 0px 3px;vertical-align:bottom;font-weight:bold;">Double-walled</td> <td data-sheets-value='{"1":2,"2":"Opal (T/O)"}' style="border-right:1px solid #000000;overflow:hidden;padding:0px 3px 0px 3px;vertical-align:bottom;font-weight:bold;">Opal (T/O)</td> <td data-sheets-numberformat='{"1":2,"2":"0.00","3":1}' data-sheets-value='{"1":3,"3":2.9}' style="overflow:hidden;padding:0px 3px 0px 3px;vertical-align:bottom;text-align:center;">2.90</td> <td data-sheets-numberformat='{"1":2,"2":"0","3":1}' data-sheets-value='{"1":3,"3":41}' style="overflow:hidden;padding:0px 3px 0px 3px;vertical-align:bottom;text-align:center;">41</td> <td data-sheets-numberformat='{"1":2,"2":"0","3":1}' data-sheets-value='{"1":3,"3":45}' style="overflow:hidden;padding:0px 3px 0px 3px;vertical-align:bottom;text-align:center;">45</td> <td data-sheets-numberformat='{"1":2,"2":"0","3":1}' data-sheets-value='{"1":3,"3":20}' style="border-right:1px solid #000000;overflow:hidden;padding:0px 3px 0px 3px;vertical-align:bottom;text-align:center;">20</td> </tr> <tr style="height:20px;"> <td style="border-left:1px solid #000000;overflow:hidden;padding:0px 3px 0px 3px;vertical-align:bottom;font-weight:bold;"></td> <td data-sheets-value='{"1":2,"2":"Triple-walled"}' style="overflow:hidden; | skylux-160-ce-met-koepel-en-pvc-opstand-16-00-met-lm-motor-1000-x-1600-mm | 8586021798221 | 46872329781581
Smoke and heat exhaust (SHEV) | SHE system | Skylux | Skylux 160° CE with skylight and PVC curb 16/00 with LM-actuator 1000 x 1900 mm |  | 28945 | 5412970289456 | 4214.45 | Yes | 30-45 | 62.34 | 1000 x 1900 mm | 1900 | 1000 |  | PVC 16/00 (16 cm high & roof opening = daylight size) | Rectangular | 5.17 W/m²K - 1.28 W/m²K | 87% - 32% | 90% - 32% | 20dB - 23dB | 160° CE (for industry) | skylight | without spoiler | E | Single actuator | Maximum four-walled skylight possible for this product | Ut-value LT-value g-value Rw-value EN 1873 : 2014 EN ISO 13468 EN 16153 EN 410 EN 410 EN ISO 140-3 Material Walls Shells (W/m²K) (%) (%) (dB) Acrylic Single-walled Clear (H) 5.17 90 87 - PMMA Single-walled Opal (O) 5.17 83 76 - Double-walled Clear (H/H) 2.90 81 75 20 Double-walled Opal (O/O) 2.90 69 58 20 Triple-walled Clear (H/H/H) 1.70 73 65 22 Triple-walled Opal (O/H/O) 1.70 62 51 22 Four-walled Clear (H/H/H/H) 1.28 64 54 23 Four-walled Opal (H/H/O/H) 1.28 59 48 23 Polycarbonate Single-walled Clear (A) 5.17 88 83 - PC Single-walled Opal (D) 5.17 58 60 - Double-walled Clear (A/H) 2.90 79 72 20 Double-walled Clear (A/A) 2.90 77 69 20 Double-walled Opal (A/O) 2.90 73 63 20 Double-walled Opal (A/D) 2.90 51 50 20 Triple-walled Clear (A/H/H) 1.70 71 63 22 Triple-walled Opal (A/O/O) 1.70 61 48 22 Four-walled Clear (A/H/H/H) 1.28 64 52 23 Four-walled Opal (A/H/O/H) 1.28 59 46 23 Polycarbonate Single-walled Heatstop Opal (T) 5.17 49 59 - Heatstop PC Double-walled Clear (T/H) 2.90 44 51 20 Double-walled Opal (T/O) 2.90 41 45 20 Triple-walled Clear (T/H/H) 1.70 40 <td data-sheets-numberformat='{"1":2,"2":"0","3":1}' data-sheets-value='{"1":3,"3":44}' style="overflow:hidden;paddin | https://skylux.eu/en/products/skylux-160-ce-met-koepel-en-pvc-opstand-16-00-met-lm-motor-1000-x-1900-mm | https://skylux.eu/cdn/shop/files/Skylux-160deg-CE-met-koepel-en-pvc-opstand-1600-met-LM-motor-1000-x-1900-mm-RWA-systeem.jpg?v=1702979345&width=1600 | https://skylux.eu/cdn/shop/files/e5a82811-1bb0-48e4-a776-cacb59c7c092_f985e9d1-70e5-4391-bbc5-97f4e54017f1.jpg?v=1688550876&width=1600 | //skylux.eu/cdn/shop/files/E_MH_Mounting_instructions_Skylux_160_CE_LM.pdf?v=12406716259046007223 | //skylux.eu/cdn/shop/files/E_TD_Technical_File_Skylux_Skylux_160_CE_Electric.pdf?v=3667116872303399239 | <style type="text/css" id="isPasted"> <!--td { border: 1px solid #cccccc; } br { mso-data-placement: same-cell; } --> </style> <table border="1" cellpadding="0" cellspacing="0" dir="ltr" style="table-layout:fixed;font-size:10pt;font-family:Arial;border-collapse:collapse;border:none;"><tbody> <tr style="height:20px;"> <td style="overflow:hidden;padding:0px 3px 0px 3px;vertical-align:bottom;"></td> <td style="overflow:hidden;padding:0px 3px 0px 3px;vertical-align:bottom;"></td> <td style="overflow:hidden;padding:0px 3px 0px 3px;vertical-align:bottom;"></td> <td data-sheets-value='{"1":2,"2":"Ut-value"}' style="overflow:hidden;padding:0px 3px 0px 3px;vertical-align:bottom;font-weight:bold;text-align:center;">Ut-value</td> <td data-sheets-value='{"1":2,"2":"LT-value"}' style="overflow:hidden;padding:0px 3px 0px 3px;vertical-align:bottom;font-weight:bold;text-align:center;">LT-value</td> <td data-sheets-value='{"1":2,"2":"g-value"}' style="overflow:hidden;padding:0px 3px 0px 3px;vertical-align:bottom;font-weight:bold;text-align:center;">g-value</td> <td data-sheets-value='{"1":2,"2":"Rw-value "}' style="overflow:hidden;padding:0px 3px 0px 3px;vertical-align:bottom;font-weight:bold;text-align:center;">Rw-value </td> </tr> <tr style="height:20px;"> <td style="overflow:hidden;padding:0px 3px 0px 3px;vertical-align:bottom;"></td> <td style="overflow:hidden;padding:0px 3px 0px 3px;vertical-align:bottom;"></td> <td style="overflow:hidden;padding:0px 3px 0px 3px;vertical-align:bottom;"></td> <td data-sheets-numberformat='{"1":2,"2":"0.00","3":1}' data-sheets-value='{"1":2,"2":"EN 1873 : 2014"}' style="overflow:hidden;padding:0px 3px 0px 3px;vertical-align:bottom;text-align:center;">EN 1873 : 2014</td> <td data-sheets-numberformat='{"1":2,"2":"0","3":1}' data-sheets-value='{"1":2,"2":"EN ISO 13468 EN 16153 EN 410"}' style="overflow:hidden;padding:0px 3px 0px 3px;vertical-align:bottom;text-align:center;">EN ISO 13468 EN 16153 EN 410</td> <td data-sheets-numberformat='{"1":2,"2":"0","3":1}' data-sheets-value='{"1":2,"2":"EN 410"}' style="overflow:hidden;padding:0px 3px 0px 3px;vertical-align:bottom;text-align:center;">EN 410</td> <td data-sheets-value='{"1":2,"2":"EN ISO 140-3\t\t"}' style="overflow:hidden;padding:0px 3px 0px 3px;vertical-align:bottom;text-align:center;">EN ISO 140-3 </td> </tr> <tr style="height:20px;"> <td data-sheets-value='{"1":2,"2":"Material"}' style="border-bottom:1px solid #000000;overflow:hidden;padding:0px 3px 0px 3px;vertical-align:bottom;background-color:#000000;font-weight:bold;color:#ffffff;">Material</td> <td data-sheets-value='{"1":2,"2":"Walls"}' style="border-bottom:1px solid #000000;overflow:hidden;padding:0px 3px 0px 3px;vertical-align:bottom;background-color:#000000;font-weight:bold;color:#ffffff;">Walls</td> <td data-sheets-value='{"1":2,"2":"Shells"}' style="border-bottom:1px solid #000000;overflow:hidden;padding:0px 3px 0px 3px;vertical-align:bottom;background-color:#000000;font-weight:bold;color:#ffffff;">Shells</td> <td data-sheets-numberformat='{"1":2,"2":"0.00","3":1}' data-sheets-value='{"1":2,"2":"(W/m²K)\t"}' style="border-bottom:1px solid #000000;overflow:hidden;padding:0px 3px 0px 3px;vertical-align:bottom;background-color:#000000;font-weight:bold;color:#ffffff;text-align:center;">(W/m²K) </td> <td data-sheets-numberformat='{"1":2,"2":"0","3":1}' data-sheets-value='{"1":2,"2":"(%)"}' style="border-bottom:1px solid #000000;overflow:hidden;padding:0px 3px 0px 3px;vertical-align:bottom;background-color:#000000;font-weight:bold;color:#ffffff;text-align:center;">(%)</td> <td data-sheets-numberformat='{"1":2,"2":"0","3":1}' data-sheets-value='{"1":2,"2":"(%)"}' style="border-bottom:1px solid #000000;overflow:hidden;padding:0px 3px 0px 3px;vertical-align:bottom;background-color:#000000;font-weight:bold;color:#ffffff;text-align:center;">(%)</td> <td data-sheets-value='{"1":2,"2":"(dB)"}' style="border-bottom:1px solid #000000;overflow:hidden;padding:0px 3px 0px 3px;vertical-align:bottom;background-color:#000000;font-weight:bold;color:#ffffff;text-align:center;">(dB)</td> </tr> <tr style="height:20px;"> <td data-sheets-value='{"1":2,"2":"Acrylic"}' style="border-left:1px solid #000000;overflow:hidden;padding:0px 3px 0px 3px;vertical-align:bottom;font-weight:bold;">Acrylic</td> <td data-sheets-value='{"1":2,"2":"Single-walled"}' style="overflow:hidden;padding:0px 3px 0px 3px;vertical-align:bottom;font-weight:bold;">Single-walled</td> <td data-sheets-value='{"1":2,"2":"Clear (H)"}' style="border-right:1px solid #000000;overflow:hidden;padding:0px 3px 0px 3px;vertical-align:bottom;font-weight:bold;">Clear (H)</td> <td data-sheets-numberformat='{"1":2,"2":"0.00","3":1}' data-sheets-value='{"1":3,"3":5.17}' style="overflow:hidden;padding:0px 3px 0px 3px;vertical-align:bottom;text-align:center;">5.17</td> <td data-sheets-numberformat='{"1":2,"2":"0","3":1}' data-sheets-value='{"1":3,"3":90}' style="overflow:hidden;padding:0px 3px 0px 3px;vertical-align:bottom;text-align:center;">90</td> <td data-sheets-numberformat='{"1":2,"2":"0","3":1}' data-sheets-value='{"1":3,"3":87}' style="overflow:hidden;padding:0px 3px 0px 3px;vertical-align:bottom;text-align:center;">87</td> <td data-sheets-numberformat='{"1":2,"2":"0","3":1}' data-sheets-value='{"1":2,"2":"-"}' style="border-right:1px solid #000000;overflow:hidden;padding:0px 3px 0px 3px;vertical-align:bottom;text-align:center;">-</td> </tr> <tr style="height:20px;"> <td data-sheets-value='{"1":2,"2":"PMMA"}' style="border-left:1px solid #000000;overflow:hidden;padding:0px 3px 0px 3px;vertical-align:bottom;font-weight:bold;">PMMA</td> <td data-sheets-value='{"1":2,"2":"Single-walled"}' style="overflow:hidden;padding:0px 3px 0px 3px;vertical-align:bottom;font-weight:bold;">Single-walled</td> <td data-sheets-value='{"1":2,"2":"Opal (O)"}' style="border-right:1px solid #000000;overflow:hidden;padding:0px 3px 0px 3px;vertical-align:bottom;font-weight:bold;">Opal (O)</td> <td data-sheets-numberformat='{"1":2,"2":"0.00","3":1}' data-sheets-value='{"1":3,"3":5.17}' style="overflow:hidden;padding:0px 3px 0px 3px;vertical-align:bottom;text-align:center;">5.17</td> <td data-sheets-numberformat='{"1":2,"2":"0","3":1}' data-sheets-value='{"1":3,"3":83}' style="overflow:hidden;padding:0px 3px 0px 3px;vertical-align:bottom;text-align:center;">83</td> <td data-sheets-numberformat='{"1":2,"2":"0","3":1}' data-sheets-value='{"1":3,"3":76}' style="overflow:hidden;padding:0px 3px 0px 3px;vertical-align:bottom;text-align:center;">76</td> <td data-sheets-numberformat='{"1":2,"2":"0","3":1}' data-sheets-value='{"1":2,"2":"-"}' style="border-right:1px solid #000000;overflow:hidden;padding:0px 3px 0px 3px;vertical-align:bottom;text-align:center;">-</td> </tr> <tr style="height:20px;"> <td style="border-left:1px solid #000000;overflow:hidden;padding:0px 3px 0px 3px;vertical-align:bottom;font-weight:bold;"></td> <td data-sheets-value='{"1":2,"2":"Double-walled"}' style="overflow:hidden;padding:0px 3px 0px 3px;vertical-align:bottom;font-weight:bold;">Double-walled</td> <td data-sheets-value='{"1":2,"2":"Clear (H/H)"}' style="border-right:1px solid #000000;overflow:hidden;padding:0px 3px 0px 3px;vertical-align:bottom;font-weight:bold;">Clear (H/H)</td> <td data-sheets-numberformat='{"1":2,"2":"0.00","3":1}' data-sheets-value='{"1":3,"3":2.9}' style="overflow:hidden;padding:0px 3px 0px 3px;vertical-align:bottom;text-align:center;">2.90</td> <td data-sheets-numberformat='{"1":2,"2":"0","3":1}' data-sheets-value='{"1":3,"3":81}' style="overflow:hidden;padding:0px 3px 0px 3px;vertical-align:bottom;text-align:center;">81</td> <td data-sheets-numberformat='{"1":2,"2":"0","3":1}' data-sheets-value='{"1":3,"3":75}' style="overflow:hidden;padding:0px 3px 0px 3px;vertical-align:bottom;text-align:center;">75</td> <td data-sheets-numberformat='{"1":2,"2":"0","3":1}' data-sheets-value='{"1":3,"3":20}' style="border-right:1px solid #000000;overflow:hidden;padding:0px 3px 0px 3px;vertical-align:bottom;text-align:center;">20</td> </tr> <tr style="height:20px;"> <td style="border-left:1px solid #000000;overflow:hidden;padding:0px 3px 0px 3px;vertical-align:bottom;font-weight:bold;"></td> <td data-sheets-value='{"1":2,"2":"Double-walled"}' style="overflow:hidden;padding:0px 3px 0px 3px;vertical-align:bottom;font-weight:bold;">Double-walled</td> <td data-sheets-value='{"1":2,"2":"Opal (O/O)"}' style="border-right:1px solid #000000;overflow:hidden;padding:0px 3px 0px 3px;vertical-align:bottom;font-weight:bold;">Opal (O/O)</td> <td data-sheets-numberformat='{"1":2,"2":"0.00","3":1}' data-sheets-value='{"1":3,"3":2.9}' style="overflow:hidden;padding:0px 3px 0px 3px;vertical-align:bottom;text-align:center;">2.90</td> <td data-sheets-numberformat='{"1":2,"2":"0","3":1}' data-sheets-value='{"1":3,"3":69}' style="overflow:hidden;padding:0px 3px 0px 3px;vertical-align:bottom;text-align:center;">69</td> <td data-sheets-numberformat='{"1":2,"2":"0","3":1}' data-sheets-value='{"1":3,"3":58}' style="overflow:hidden;padding:0px 3px 0px 3px;vertical-align:bottom;text-align:center;">58</td> <td data-sheets-numberformat='{"1":2,"2":"0","3":1}' data-sheets-value='{"1":3,"3":20}' style="border-right:1px solid #000000;overflow:hidden;padding:0px 3px 0px 3px;vertical-align:bottom;text-align:center;">20</td> </tr> <tr style="height:20px;"> <td style="border-left:1px solid #000000;overflow:hidden;padding:0px 3px 0px 3px;vertical-align:bottom;font-weight:bold;"></td> <td data-sheets-value='{"1":2,"2":"Triple-walled"}' style="overflow:hidden;padding:0px 3px 0px 3px;vertical-align:bottom;font-weight:bold;">Triple-walled</td> <td data-sheets-value='{"1":2,"2":"Clear (H/H/H)"}' style="border-right:1px solid #000000;overflow:hidden;padding:0px 3px 0px 3px;vertical-align:bottom;font-weight:bold;">Clear (H/H/H)</td> <td data-sheets-numberformat='{"1":2,"2":"0.00","3":1}' data-sheets-value='{"1":3,"3":1.7}' style="overflow:hidden;padding:0px 3px 0px 3px;vertical-align:bottom;text-align:center;">1.70</td> <td data-sheets-numberformat='{"1":2,"2":"0","3":1}' data-sheets-value='{"1":3,"3":73}' style="overflow:hidden;padding:0px 3px 0px 3px;vertical-align:bottom;text-align:center;">73</td> <td data-sheets-numberformat='{"1":2,"2":"0","3":1}' data-sheets-value='{"1":3,"3":65}' style="overflow:hidden;padding:0px 3px 0px 3px;vertical-align:bottom;text-align:center;">65</td> <td data-sheets-numberformat='{"1":2,"2":"0","3":1}' data-sheets-value='{"1":3,"3":22}' style="border-right:1px solid #000000;overflow:hidden;padding:0px 3px 0px 3px;vertical-align:bottom;text-align:center;">22</td> </tr> <tr style="height:20px;"> <td style="border-left:1px solid #000000;overflow:hidden;padding:0px 3px 0px 3px;vertical-align:bottom;font-weight:bold;"></td> <td data-sheets-value='{"1":2,"2":"Triple-walled"}' style="overflow:hidden;padding:0px 3px 0px 3px;vertical-align:bottom;font-weight:bold;">Triple-walled</td> <td data-sheets-value='{"1":2,"2":"Opal (O/H/O)"}' style="border-right:1px solid #000000;overflow:hidden;padding:0px 3px 0px 3px;vertical-align:bottom;font-weight:bold;">Opal (O/H/O)</td> <td data-sheets-numberformat='{"1":2,"2":"0.00","3":1}' data-sheets-value='{"1":3,"3":1.7}' style="overflow:hidden;padding:0px 3px 0px 3px;vertical-align:bottom;text-align:center;">1.70</td> <td data-sheets-numberformat='{"1":2,"2":"0","3":1}' data-sheets-value='{"1":3,"3":62}' style="overflow:hidden;padding:0px 3px 0px 3px;vertical-align:bottom;text-align:center;">62</td> <td data-sheets-numberformat='{"1":2,"2":"0","3":1}' data-sheets-value='{"1":3,"3":51}' style="overflow:hidden;padding:0px 3px 0px 3px;vertical-align:bottom;text-align:center;">51</td> <td data-sheets-numberformat='{"1":2,"2":"0","3":1}' data-sheets-value='{"1":3,"3":22}' style="border-right:1px solid #000000;overflow:hidden;padding:0px 3px 0px 3px;vertical-align:bottom;text-align:center;">22</td> </tr> <tr style="height:20px;"> <td style="border-left:1px solid #000000;overflow:hidden;padding:0px 3px 0px 3px;vertical-align:bottom;font-weight:bold;"></td> <td data-sheets-value='{"1":2,"2":"Four-walled"}' style="overflow:hidden;padding:0px 3px 0px 3px;vertical-align:bottom;font-weight:bold;">Four-walled</td> <td data-sheets-value='{"1":2,"2":"Clear (H/H/H/H)"}' style="border-right:1px solid #000000;overflow:hidden;padding:0px 3px 0px 3px;vertical-align:bottom;font-weight:bold;">Clear (H/H/H/H)</td> <td data-sheets-numberformat='{"1":2,"2":"0.00","3":1}' data-sheets-value='{"1":3,"3":1.28}' style="overflow:hidden;padding:0px 3px 0px 3px;vertical-align:bottom;text-align:center;">1.28</td> <td data-sheets-numberformat='{"1":2,"2":"0","3":1}' data-sheets-value='{"1":3,"3":64}' style="overflow:hidden;padding:0px 3px 0px 3px;vertical-align:bottom;text-align:center;">64</td> <td data-sheets-numberformat='{"1":2,"2":"0","3":1}' data-sheets-value='{"1":3,"3":54}' style="overflow:hidden;padding:0px 3px 0px 3px;vertical-align:bottom;text-align:center;">54</td> <td data-sheets-numberformat='{"1":2,"2":"0","3":1}' data-sheets-value='{"1":3,"3":23}' style="border-right:1px solid #000000;overflow:hidden;padding:0px 3px 0px 3px;vertical-align:bottom;text-align:center;">23</td> </tr> <tr style="height:20px;"> <td style="border-bottom:1px solid #000000;border-left:1px solid #000000;overflow:hidden;padding:0px 3px 0px 3px;vertical-align:bottom;"></td> <td data-sheets-value='{"1":2,"2":"Four-walled"}' style="border-bottom:1px solid #000000;overflow:hidden;padding:0px 3px 0px 3px;vertical-align:bottom;font-weight:bold;">Four-walled</td> <td data-sheets-value='{"1":2,"2":"Opal (H/H/O/H)"}' style="border-right:1px solid #000000;border-bottom:1px solid #000000;overflow:hidden;padding:0px 3px 0px 3px;vertical-align:bottom;font-weight:bold;">Opal (H/H/O/H)</td> <td data-sheets-numberformat='{"1":2,"2":"0.00","3":1}' data-sheets-value='{"1":3,"3":1.28}' style="border-bottom:1px solid #000000;overflow:hidden;padding:0px 3px 0px 3px;vertical-align:bottom;text-align:center;">1.28</td> <td data-sheets-numberformat='{"1":2,"2":"0","3":1}' data-sheets-value='{"1":3,"3":59}' style="border-bottom:1px solid #000000;overflow:hidden;padding:0px 3px 0px 3px;vertical-align:bottom;text-align:center;">59</td> <td data-sheets-numberformat='{"1":2,"2":"0","3":1}' data-sheets-value='{"1":3,"3":48}' style="border-bottom:1px solid #000000;overflow:hidden;padding:0px 3px 0px 3px;vertical-align:bottom;text-align:center;">48</td> <td data-sheets-numberformat='{"1":2,"2":"0","3":1}' data-sheets-value='{"1":3,"3":23}' style="border-right:1px solid #000000;border-bottom:1px solid #000000;overflow:hidden;padding:0px 3px 0px 3px;vertical-align:bottom;text-align:center;">23</td> </tr> <tr style="height:20px;"> <td data-sheets-value='{"1":2,"2":"Polycarbonate "}' style="border-left:1px solid #000000;overflow:hidden;padding:0px 3px 0px 3px;vertical-align:bottom;font-weight:bold;">Polycarbonate </td> <td data-sheets-value='{"1":2,"2":"Single-walled"}' style="overflow:hidden;padding:0px 3px 0px 3px;vertical-align:bottom;font-weight:bold;">Single-walled</td> <td data-sheets-value='{"1":2,"2":"Clear (A)"}' style="border-right:1px solid #000000;overflow:hidden;padding:0px 3px 0px 3px;vertical-align:bottom;font-weight:bold;">Clear (A)</td> <td data-sheets-numberformat='{"1":2,"2":"0.00","3":1}' data-sheets-value='{"1":3,"3":5.17}' style="overflow:hidden;padding:0px 3px 0px 3px;vertical-align:bottom;text-align:center;">5.17</td> <td data-sheets-numberformat='{"1":2,"2":"0","3":1}' data-sheets-value='{"1":3,"3":88}' style="overflow:hidden;padding:0px 3px 0px 3px;vertical-align:bottom;text-align:center;">88</td> <td data-sheets-numberformat='{"1":2,"2":"0","3":1}' data-sheets-value='{"1":3,"3":83}' style="overflow:hidden;padding:0px 3px 0px 3px;vertical-align:bottom;text-align:center;">83</td> <td data-sheets-numberformat='{"1":2,"2":"0","3":1}' data-sheets-value='{"1":2,"2":"-"}' style="border-right:1px solid #000000;overflow:hidden;padding:0px 3px 0px 3px;vertical-align:bottom;text-align:center;">-</td> </tr> <tr style="height:20px;"> <td data-sheets-value='{"1":2,"2":"PC"}' style="border-left:1px solid #000000;overflow:hidden;padding:0px 3px 0px 3px;vertical-align:bottom;font-weight:bold;">PC</td> <td data-sheets-value='{"1":2,"2":"Single-walled"}' style="overflow:hidden;padding:0px 3px 0px 3px;vertical-align:bottom;font-weight:bold;">Single-walled</td> <td data-sheets-value='{"1":2,"2":"Opal (D)"}' style="border-right:1px solid #000000;overflow:hidden;padding:0px 3px 0px 3px;vertical-align:bottom;font-weight:bold;">Opal (D)</td> <td data-sheets-numberformat='{"1":2,"2":"0.00","3":1}' data-sheets-value='{"1":3,"3":5.17}' style="overflow:hidden;padding:0px 3px 0px 3px;vertical-align:bottom;text-align:center;">5.17</td> <td data-sheets-numberformat='{"1":2,"2":"0","3":1}' data-sheets-value='{"1":3,"3":58}' style="overflow:hidden;padding:0px 3px 0px 3px;vertical-align:bottom;text-align:center;">58</td> <td data-sheets-numberformat='{"1":2,"2":"0","3":1}' data-sheets-value='{"1":3,"3":60}' style="overflow:hidden;padding:0px 3px 0px 3px;vertical-align:bottom;text-align:center;">60</td> <td data-sheets-numberformat='{"1":2,"2":"0","3":1}' data-sheets-value='{"1":2,"2":"-"}' style="border-right:1px solid #000000;overflow:hidden;padding:0px 3px 0px 3px;vertical-align:bottom;text-align:center;">-</td> </tr> <tr style="height:20px;"> <td style="border-left:1px solid #000000;overflow:hidden;padding:0px 3px 0px 3px;vertical-align:bottom;font-weight:bold;"></td> <td data-sheets-value='{"1":2,"2":"Double-walled"}' style="overflow:hidden;padding:0px 3px 0px 3px;vertical-align:bottom;font-weight:bold;">Double-walled</td> <td data-sheets-value='{"1":2,"2":"Clear (A/H)"}' style="border-right:1px solid #000000;overflow:hidden;padding:0px 3px 0px 3px;vertical-align:bottom;font-weight:bold;">Clear (A/H)</td> <td data-sheets-numberformat='{"1":2,"2":"0.00","3":1}' data-sheets-value='{"1":3,"3":2.9}' style="overflow:hidden;padding:0px 3px 0px 3px;vertical-align:bottom;text-align:center;">2.90</td> <td data-sheets-numberformat='{"1":2,"2":"0","3":1}' data-sheets-value='{"1":3,"3":79}' style="overflow:hidden;padding:0px 3px 0px 3px;vertical-align:bottom;text-align:center;">79</td> <td data-sheets-numberformat='{"1":2,"2":"0","3":1}' data-sheets-value='{"1":3,"3":72}' style="overflow:hidden;padding:0px 3px 0px 3px;vertical-align:bottom;text-align:center;">72</td> <td data-sheets-numberformat='{"1":2,"2":"0","3":1}' data-sheets-value='{"1":3,"3":20}' style="border-right:1px solid #000000;overflow:hidden;padding:0px 3px 0px 3px;vertical-align:bottom;text-align:center;">20</td> </tr> <tr style="height:20px;"> <td style="border-left:1px solid #000000;overflow:hidden;padding:0px 3px 0px 3px;vertical-align:bottom;font-weight:bold;"></td> <td data-sheets-value='{"1":2,"2":"Double-walled"}' style="overflow:hidden;padding:0px 3px 0px 3px;vertical-align:bottom;font-weight:bold;">Double-walled</td> <td data-sheets-value='{"1":2,"2":"Clear (A/A)"}' style="border-right:1px solid #000000;overflow:hidden;padding:0px 3px 0px 3px;vertical-align:bottom;font-weight:bold;">Clear (A/A)</td> <td data-sheets-numberformat='{"1":2,"2":"0.00","3":1}' data-sheets-value='{"1":3,"3":2.9}' style="overflow:hidden;padding:0px 3px 0px 3px;vertical-align:bottom;text-align:center;">2.90</td> <td data-sheets-numberformat='{"1":2,"2":"0","3":1}' data-sheets-value='{"1":3,"3":77}' style="overflow:hidden;padding:0px 3px 0px 3px;vertical-align:bottom;text-align:center;">77</td> <td data-sheets-numberformat='{"1":2,"2":"0","3":1}' data-sheets-value='{"1":3,"3":69}' style="overflow:hidden;padding:0px 3px 0px 3px;vertical-align:bottom;text-align:center;">69</td> <td data-sheets-numberformat='{"1":2,"2":"0","3":1}' data-sheets-value='{"1":3,"3":20}' style="border-right:1px solid #000000;overflow:hidden;padding:0px 3px 0px 3px;vertical-align:bottom;text-align:center;">20</td> </tr> <tr style="height:20px;"> <td style="border-left:1px solid #000000;overflow:hidden;padding:0px 3px 0px 3px;vertical-align:bottom;font-weight:bold;"></td> <td data-sheets-value='{"1":2,"2":"Double-walled"}' style="overflow:hidden;padding:0px 3px 0px 3px;vertical-align:bottom;font-weight:bold;">Double-walled</td> <td data-sheets-value='{"1":2,"2":"Opal (A/O)"}' style="border-right:1px solid #000000;overflow:hidden;padding:0px 3px 0px 3px;vertical-align:bottom;font-weight:bold;">Opal (A/O)</td> <td data-sheets-numberformat='{"1":2,"2":"0.00","3":1}' data-sheets-value='{"1":3,"3":2.9}' style="overflow:hidden;padding:0px 3px 0px 3px;vertical-align:bottom;text-align:center;">2.90</td> <td data-sheets-numberformat='{"1":2,"2":"0","3":1}' data-sheets-value='{"1":3,"3":73}' style="overflow:hidden;padding:0px 3px 0px 3px;vertical-align:bottom;text-align:center;">73</td> <td data-sheets-numberformat='{"1":2,"2":"0","3":1}' data-sheets-value='{"1":3,"3":63}' style="overflow:hidden;padding:0px 3px 0px 3px;vertical-align:bottom;text-align:center;">63</td> <td data-sheets-numberformat='{"1":2,"2":"0","3":1}' data-sheets-value='{"1":3,"3":20}' style="border-right:1px solid #000000;overflow:hidden;padding:0px 3px 0px 3px;vertical-align:bottom;text-align:center;">20</td> </tr> <tr style="height:20px;"> <td style="border-left:1px solid #000000;overflow:hidden;padding:0px 3px 0px 3px;vertical-align:bottom;font-weight:bold;"></td> <td data-sheets-value='{"1":2,"2":"Double-walled"}' style="overflow:hidden;padding:0px 3px 0px 3px;vertical-align:bottom;font-weight:bold;">Double-walled</td> <td data-sheets-value='{"1":2,"2":"Opal (A/D)"}' style="border-right:1px solid #000000;overflow:hidden;padding:0px 3px 0px 3px;vertical-align:bottom;font-weight:bold;">Opal (A/D)</td> <td data-sheets-numberformat='{"1":2,"2":"0.00","3":1}' data-sheets-value='{"1":3,"3":2.9}' style="overflow:hidden;padding:0px 3px 0px 3px;vertical-align:bottom;text-align:center;">2.90</td> <td data-sheets-numberformat='{"1":2,"2":"0","3":1}' data-sheets-value='{"1":3,"3":51}' style="overflow:hidden;padding:0px 3px 0px 3px;vertical-align:bottom;text-align:center;">51</td> <td data-sheets-numberformat='{"1":2,"2":"0","3":1}' data-sheets-value='{"1":3,"3":50}' style="overflow:hidden;padding:0px 3px 0px 3px;vertical-align:bottom;text-align:center;">50</td> <td data-sheets-numberformat='{"1":2,"2":"0","3":1}' data-sheets-value='{"1":3,"3":20}' style="border-right:1px solid #000000;overflow:hidden;padding:0px 3px 0px 3px;vertical-align:bottom;text-align:center;">20</td> </tr> <tr style="height:20px;"> <td style="border-left:1px solid #000000;overflow:hidden;padding:0px 3px 0px 3px;vertical-align:bottom;font-weight:bold;"></td> <td data-sheets-value='{"1":2,"2":"Triple-walled"}' style="overflow:hidden;padding:0px 3px 0px 3px;vertical-align:bottom;font-weight:bold;">Triple-walled</td> <td data-sheets-value='{"1":2,"2":"Clear (A/H/H)"}' style="border-right:1px solid #000000;overflow:hidden;padding:0px 3px 0px 3px;vertical-align:bottom;font-weight:bold;">Clear (A/H/H)</td> <td data-sheets-numberformat='{"1":2,"2":"0.00","3":1}' data-sheets-value='{"1":3,"3":1.7}' style="overflow:hidden;padding:0px 3px 0px 3px;vertical-align:bottom;text-align:center;">1.70</td> <td data-sheets-numberformat='{"1":2,"2":"0","3":1}' data-sheets-value='{"1":3,"3":71}' style="overflow:hidden;padding:0px 3px 0px 3px;vertical-align:bottom;text-align:center;">71</td> <td data-sheets-numberformat='{"1":2,"2":"0","3":1}' data-sheets-value='{"1":3,"3":63}' style="overflow:hidden;padding:0px 3px 0px 3px;vertical-align:bottom;text-align:center;">63</td> <td data-sheets-numberformat='{"1":2,"2":"0","3":1}' data-sheets-value='{"1":3,"3":22}' style="border-right:1px solid #000000;overflow:hidden;padding:0px 3px 0px 3px;vertical-align:bottom;text-align:center;">22</td> </tr> <tr style="height:20px;"> <td style="border-left:1px solid #000000;overflow:hidden;padding:0px 3px 0px 3px;vertical-align:bottom;font-weight:bold;"></td> <td data-sheets-value='{"1":2,"2":"Triple-walled"}' style="overflow:hidden;padding:0px 3px 0px 3px;vertical-align:bottom;font-weight:bold;">Triple-walled</td> <td data-sheets-value='{"1":2,"2":"Opal (A/O/O)"}' style="border-right:1px solid #000000;overflow:hidden;padding:0px 3px 0px 3px;vertical-align:bottom;font-weight:bold;">Opal (A/O/O)</td> <td data-sheets-numberformat='{"1":2,"2":"0.00","3":1}' data-sheets-value='{"1":3,"3":1.7}' style="overflow:hidden;padding:0px 3px 0px 3px;vertical-align:bottom;text-align:center;">1.70</td> <td data-sheets-numberformat='{"1":2,"2":"0","3":1}' data-sheets-value='{"1":3,"3":61}' style="overflow:hidden;padding:0px 3px 0px 3px;vertical-align:bottom;text-align:center;">61</td> <td data-sheets-numberformat='{"1":2,"2":"0","3":1}' data-sheets-value='{"1":3,"3":48}' style="overflow:hidden;padding:0px 3px 0px 3px;vertical-align:bottom;text-align:center;">48</td> <td data-sheets-numberformat='{"1":2,"2":"0","3":1}' data-sheets-value='{"1":3,"3":22}' style="border-right:1px solid #000000;overflow:hidden;padding:0px 3px 0px 3px;vertical-align:bottom;text-align:center;">22</td> </tr> <tr style="height:20px;"> <td style="border-left:1px solid #000000;overflow:hidden;padding:0px 3px 0px 3px;vertical-align:bottom;font-weight:bold;"></td> <td data-sheets-value='{"1":2,"2":"Four-walled"}' style="overflow:hidden;padding:0px 3px 0px 3px;vertical-align:bottom;font-weight:bold;">Four-walled</td> <td data-sheets-value='{"1":2,"2":"Clear (A/H/H/H)"}' style="border-right:1px solid #000000;overflow:hidden;padding:0px 3px 0px 3px;vertical-align:bottom;font-weight:bold;">Clear (A/H/H/H)</td> <td data-sheets-numberformat='{"1":2,"2":"0.00","3":1}' data-sheets-value='{"1":3,"3":1.28}' style="overflow:hidden;padding:0px 3px 0px 3px;vertical-align:bottom;text-align:center;">1.28</td> <td data-sheets-numberformat='{"1":2,"2":"0","3":1}' data-sheets-value='{"1":3,"3":64}' style="overflow:hidden;padding:0px 3px 0px 3px;vertical-align:bottom;text-align:center;">64</td> <td data-sheets-numberformat='{"1":2,"2":"0","3":1}' data-sheets-value='{"1":3,"3":52}' style="overflow:hidden;padding:0px 3px 0px 3px;vertical-align:bottom;text-align:center;">52</td> <td data-sheets-numberformat='{"1":2,"2":"0","3":1}' data-sheets-value='{"1":3,"3":23}' style="border-right:1px solid #000000;overflow:hidden;padding:0px 3px 0px 3px;vertical-align:bottom;text-align:center;">23</td> </tr> <tr style="height:20px;"> <td style="border-bottom:1px solid #000000;border-left:1px solid #000000;overflow:hidden;padding:0px 3px 0px 3px;vertical-align:bottom;"></td> <td data-sheets-value='{"1":2,"2":"Four-walled"}' style="border-bottom:1px solid #000000;overflow:hidden;padding:0px 3px 0px 3px;vertical-align:bottom;font-weight:bold;">Four-walled</td> <td data-sheets-value='{"1":2,"2":"Opal (A/H/O/H)"}' style="border-right:1px solid #000000;border-bottom:1px solid #000000;overflow:hidden;padding:0px 3px 0px 3px;vertical-align:bottom;font-weight:bold;">Opal (A/H/O/H)</td> <td data-sheets-numberformat='{"1":2,"2":"0.00","3":1}' data-sheets-value='{"1":3,"3":1.28}' style="border-bottom:1px solid #000000;overflow:hidden;padding:0px 3px 0px 3px;vertical-align:bottom;text-align:center;">1.28</td> <td data-sheets-numberformat='{"1":2,"2":"0","3":1}' data-sheets-value='{"1":3,"3":59}' style="border-bottom:1px solid #000000;overflow:hidden;padding:0px 3px 0px 3px;vertical-align:bottom;text-align:center;">59</td> <td data-sheets-numberformat='{"1":2,"2":"0","3":1}' data-sheets-value='{"1":3,"3":46}' style="border-bottom:1px solid #000000;overflow:hidden;padding:0px 3px 0px 3px;vertical-align:bottom;text-align:center;">46</td> <td data-sheets-numberformat='{"1":2,"2":"0","3":1}' data-sheets-value='{"1":3,"3":23}' style="border-right:1px solid #000000;border-bottom:1px solid #000000;overflow:hidden;padding:0px 3px 0px 3px;vertical-align:bottom;text-align:center;">23</td> </tr> <tr style="height:20px;"> <td data-sheets-value='{"1":2,"2":"Polycarbonate"}' style="border-left:1px solid #000000;overflow:hidden;padding:0px 3px 0px 3px;vertical-align:bottom;font-weight:bold;">Polycarbonate</td> <td data-sheets-value='{"1":2,"2":"Single-walled"}' style="overflow:hidden;padding:0px 3px 0px 3px;vertical-align:bottom;font-weight:bold;">Single-walled</td> <td data-sheets-value='{"1":2,"2":"Heatstop Opal (T)"}' style="border-right:1px solid #000000;overflow:hidden;padding:0px 3px 0px 3px;vertical-align:bottom;font-weight:bold;">Heatstop Opal (T)</td> <td data-sheets-numberformat='{"1":2,"2":"0.00","3":1}' data-sheets-value='{"1":3,"3":5.17}' style="overflow:hidden;padding:0px 3px 0px 3px;vertical-align:bottom;text-align:center;">5.17</td> <td data-sheets-numberformat='{"1":2,"2":"0","3":1}' data-sheets-value='{"1":3,"3":49}' style="overflow:hidden;padding:0px 3px 0px 3px;vertical-align:bottom;text-align:center;">49</td> <td data-sheets-numberformat='{"1":2,"2":"0","3":1}' data-sheets-value='{"1":3,"3":59}' style="overflow:hidden;padding:0px 3px 0px 3px;vertical-align:bottom;text-align:center;">59</td> <td data-sheets-numberformat='{"1":2,"2":"0","3":1}' data-sheets-value='{"1":2,"2":"-"}' style="border-right:1px solid #000000;overflow:hidden;padding:0px 3px 0px 3px;vertical-align:bottom;text-align:center;">-</td> </tr> <tr style="height:20px;"> <td data-sheets-value='{"1":2,"2":"Heatstop PC"}' style="border-left:1px solid #000000;overflow:hidden;padding:0px 3px 0px 3px;vertical-align:bottom;font-weight:bold;">Heatstop PC</td> <td data-sheets-value='{"1":2,"2":"Double-walled"}' style="overflow:hidden;padding:0px 3px 0px 3px;vertical-align:bottom;font-weight:bold;">Double-walled</td> <td data-sheets-value='{"1":2,"2":"Clear (T/H)"}' style="border-right:1px solid #000000;overflow:hidden;padding:0px 3px 0px 3px;vertical-align:bottom;font-weight:bold;">Clear (T/H)</td> <td data-sheets-numberformat='{"1":2,"2":"0.00","3":1}' data-sheets-value='{"1":3,"3":2.9}' style="overflow:hidden;padding:0px 3px 0px 3px;vertical-align:bottom;text-align:center;">2.90</td> <td data-sheets-numberformat='{"1":2,"2":"0","3":1}' data-sheets-value='{"1":3,"3":44}' style="overflow:hidden;padding:0px 3px 0px 3px;vertical-align:bottom;text-align:center;">44</td> <td data-sheets-numberformat='{"1":2,"2":"0","3":1}' data-sheets-value='{"1":3,"3":51}' style="overflow:hidden;padding:0px 3px 0px 3px;vertical-align:bottom;text-align:center;">51</td> <td data-sheets-numberformat='{"1":2,"2":"0","3":1}' data-sheets-value='{"1":3,"3":20}' style="border-right:1px solid #000000;overflow:hidden;padding:0px 3px 0px 3px;vertical-align:bottom;text-align:center;">20</td> </tr> <tr style="height:20px;"> <td style="border-left:1px solid #000000;overflow:hidden;padding:0px 3px 0px 3px;vertical-align:bottom;font-weight:bold;"></td> <td data-sheets-value='{"1":2,"2":"Double-walled"}' style="overflow:hidden;padding:0px 3px 0px 3px;vertical-align:bottom;font-weight:bold;">Double-walled</td> <td data-sheets-value='{"1":2,"2":"Opal (T/O)"}' style="border-right:1px solid #000000;overflow:hidden;padding:0px 3px 0px 3px;vertical-align:bottom;font-weight:bold;">Opal (T/O)</td> <td data-sheets-numberformat='{"1":2,"2":"0.00","3":1}' data-sheets-value='{"1":3,"3":2.9}' style="overflow:hidden;padding:0px 3px 0px 3px;vertical-align:bottom;text-align:center;">2.90</td> <td data-sheets-numberformat='{"1":2,"2":"0","3":1}' data-sheets-value='{"1":3,"3":41}' style="overflow:hidden;padding:0px 3px 0px 3px;vertical-align:bottom;text-align:center;">41</td> <td data-sheets-numberformat='{"1":2,"2":"0","3":1}' data-sheets-value='{"1":3,"3":45}' style="overflow:hidden;padding:0px 3px 0px 3px;vertical-align:bottom;text-align:center;">45</td> <td data-sheets-numberformat='{"1":2,"2":"0","3":1}' data-sheets-value='{"1":3,"3":20}' style="border-right:1px solid #000000;overflow:hidden;padding:0px 3px 0px 3px;vertical-align:bottom;text-align:center;">20</td> </tr> <tr style="height:20px;"> <td style="border-left:1px solid #000000;overflow:hidden;padding:0px 3px 0px 3px;vertical-align:bottom;font-weight:bold;"></td> <td data-sheets-value='{"1":2,"2":"Triple-walled"}' style="overflow:hidden; | skylux-160-ce-met-koepel-en-pvc-opstand-16-00-met-lm-motor-1000-x-1900-mm | 8586021830989 | 46872329847117
Smoke and heat exhaust (SHEV) | SHE system | Skylux | Skylux 160° CE with skylight and PVC curb 16/00 with LM-actuator 1000 x 2000 mm |  | 28508 | 5412970285083 | 4244.7 | Yes | 30-45 | 64.15 | 1000 x 2000 mm | 2000 | 1000 |  | PVC 16/00 (16 cm high & roof opening = daylight size) | Rectangular | 5.17 W/m²K - 1.28 W/m²K | 87% - 32% | 90% - 32% | 20dB - 23dB | 160° CE (for industry) | skylight | without spoiler | E | Single actuator | Maximum four-walled skylight possible for this product | Ut-value LT-value g-value Rw-value EN 1873 : 2014 EN ISO 13468 EN 16153 EN 410 EN 410 EN ISO 140-3 Material Walls Shells (W/m²K) (%) (%) (dB) Acrylic Single-walled Clear (H) 5.17 90 87 - PMMA Single-walled Opal (O) 5.17 83 76 - Double-walled Clear (H/H) 2.90 81 75 20 Double-walled Opal (O/O) 2.90 69 58 20 Triple-walled Clear (H/H/H) 1.70 73 65 22 Triple-walled Opal (O/H/O) 1.70 62 51 22 Four-walled Clear (H/H/H/H) 1.28 64 54 23 Four-walled Opal (H/H/O/H) 1.28 59 48 23 Polycarbonate Single-walled Clear (A) 5.17 88 83 - PC Single-walled Opal (D) 5.17 58 60 - Double-walled Clear (A/H) 2.90 79 72 20 Double-walled Clear (A/A) 2.90 77 69 20 Double-walled Opal (A/O) 2.90 73 63 20 Double-walled Opal (A/D) 2.90 51 50 20 Triple-walled Clear (A/H/H) 1.70 71 63 22 Triple-walled Opal (A/O/O) 1.70 61 48 22 Four-walled Clear (A/H/H/H) 1.28 64 52 23 Four-walled Opal (A/H/O/H) 1.28 59 46 23 Polycarbonate Single-walled Heatstop Opal (T) 5.17 49 59 - Heatstop PC Double-walled Clear (T/H) 2.90 44 51 20 Double-walled Opal (T/O) 2.90 41 45 20 Triple-walled Clear (T/H/H) 1.70 40 <td data-sheets-numberformat='{"1":2,"2":"0","3":1}' data-sheets-value='{"1":3,"3":44}' style="overflow:hidden;paddin | https://skylux.eu/en/products/skylux-160-ce-met-koepel-en-pvc-opstand-16-00-met-lm-motor-1000-x-2000-mm | https://skylux.eu/cdn/shop/files/Skylux-160deg-CE-met-koepel-en-pvc-opstand-1600-met-LM-motor-1000-x-2000-mm-RWA-systeem.jpg?v=1702979351&width=1600 | https://skylux.eu/cdn/shop/files/e5a82811-1bb0-48e4-a776-cacb59c7c092_3931f46a-a496-413e-bc91-aa17df35ee43.jpg?v=1688550877&width=1600 | //skylux.eu/cdn/shop/files/E_MH_Mounting_instructions_Skylux_160_CE_LM.pdf?v=12406716259046007223 | //skylux.eu/cdn/shop/files/E_TD_Technical_File_Skylux_Skylux_160_CE_Electric.pdf?v=3667116872303399239 | <style type="text/css" id="isPasted"> <!--td { border: 1px solid #cccccc; } br { mso-data-placement: same-cell; } --> </style> <table border="1" cellpadding="0" cellspacing="0" dir="ltr" style="table-layout:fixed;font-size:10pt;font-family:Arial;border-collapse:collapse;border:none;"><tbody> <tr style="height:20px;"> <td style="overflow:hidden;padding:0px 3px 0px 3px;vertical-align:bottom;"></td> <td style="overflow:hidden;padding:0px 3px 0px 3px;vertical-align:bottom;"></td> <td style="overflow:hidden;padding:0px 3px 0px 3px;vertical-align:bottom;"></td> <td data-sheets-value='{"1":2,"2":"Ut-value"}' style="overflow:hidden;padding:0px 3px 0px 3px;vertical-align:bottom;font-weight:bold;text-align:center;">Ut-value</td> <td data-sheets-value='{"1":2,"2":"LT-value"}' style="overflow:hidden;padding:0px 3px 0px 3px;vertical-align:bottom;font-weight:bold;text-align:center;">LT-value</td> <td data-sheets-value='{"1":2,"2":"g-value"}' style="overflow:hidden;padding:0px 3px 0px 3px;vertical-align:bottom;font-weight:bold;text-align:center;">g-value</td> <td data-sheets-value='{"1":2,"2":"Rw-value "}' style="overflow:hidden;padding:0px 3px 0px 3px;vertical-align:bottom;font-weight:bold;text-align:center;">Rw-value </td> </tr> <tr style="height:20px;"> <td style="overflow:hidden;padding:0px 3px 0px 3px;vertical-align:bottom;"></td> <td style="overflow:hidden;padding:0px 3px 0px 3px;vertical-align:bottom;"></td> <td style="overflow:hidden;padding:0px 3px 0px 3px;vertical-align:bottom;"></td> <td data-sheets-numberformat='{"1":2,"2":"0.00","3":1}' data-sheets-value='{"1":2,"2":"EN 1873 : 2014"}' style="overflow:hidden;padding:0px 3px 0px 3px;vertical-align:bottom;text-align:center;">EN 1873 : 2014</td> <td data-sheets-numberformat='{"1":2,"2":"0","3":1}' data-sheets-value='{"1":2,"2":"EN ISO 13468 EN 16153 EN 410"}' style="overflow:hidden;padding:0px 3px 0px 3px;vertical-align:bottom;text-align:center;">EN ISO 13468 EN 16153 EN 410</td> <td data-sheets-numberformat='{"1":2,"2":"0","3":1}' data-sheets-value='{"1":2,"2":"EN 410"}' style="overflow:hidden;padding:0px 3px 0px 3px;vertical-align:bottom;text-align:center;">EN 410</td> <td data-sheets-value='{"1":2,"2":"EN ISO 140-3\t\t"}' style="overflow:hidden;padding:0px 3px 0px 3px;vertical-align:bottom;text-align:center;">EN ISO 140-3 </td> </tr> <tr style="height:20px;"> <td data-sheets-value='{"1":2,"2":"Material"}' style="border-bottom:1px solid #000000;overflow:hidden;padding:0px 3px 0px 3px;vertical-align:bottom;background-color:#000000;font-weight:bold;color:#ffffff;">Material</td> <td data-sheets-value='{"1":2,"2":"Walls"}' style="border-bottom:1px solid #000000;overflow:hidden;padding:0px 3px 0px 3px;vertical-align:bottom;background-color:#000000;font-weight:bold;color:#ffffff;">Walls</td> <td data-sheets-value='{"1":2,"2":"Shells"}' style="border-bottom:1px solid #000000;overflow:hidden;padding:0px 3px 0px 3px;vertical-align:bottom;background-color:#000000;font-weight:bold;color:#ffffff;">Shells</td> <td data-sheets-numberformat='{"1":2,"2":"0.00","3":1}' data-sheets-value='{"1":2,"2":"(W/m²K)\t"}' style="border-bottom:1px solid #000000;overflow:hidden;padding:0px 3px 0px 3px;vertical-align:bottom;background-color:#000000;font-weight:bold;color:#ffffff;text-align:center;">(W/m²K) </td> <td data-sheets-numberformat='{"1":2,"2":"0","3":1}' data-sheets-value='{"1":2,"2":"(%)"}' style="border-bottom:1px solid #000000;overflow:hidden;padding:0px 3px 0px 3px;vertical-align:bottom;background-color:#000000;font-weight:bold;color:#ffffff;text-align:center;">(%)</td> <td data-sheets-numberformat='{"1":2,"2":"0","3":1}' data-sheets-value='{"1":2,"2":"(%)"}' style="border-bottom:1px solid #000000;overflow:hidden;padding:0px 3px 0px 3px;vertical-align:bottom;background-color:#000000;font-weight:bold;color:#ffffff;text-align:center;">(%)</td> <td data-sheets-value='{"1":2,"2":"(dB)"}' style="border-bottom:1px solid #000000;overflow:hidden;padding:0px 3px 0px 3px;vertical-align:bottom;background-color:#000000;font-weight:bold;color:#ffffff;text-align:center;">(dB)</td> </tr> <tr style="height:20px;"> <td data-sheets-value='{"1":2,"2":"Acrylic"}' style="border-left:1px solid #000000;overflow:hidden;padding:0px 3px 0px 3px;vertical-align:bottom;font-weight:bold;">Acrylic</td> <td data-sheets-value='{"1":2,"2":"Single-walled"}' style="overflow:hidden;padding:0px 3px 0px 3px;vertical-align:bottom;font-weight:bold;">Single-walled</td> <td data-sheets-value='{"1":2,"2":"Clear (H)"}' style="border-right:1px solid #000000;overflow:hidden;padding:0px 3px 0px 3px;vertical-align:bottom;font-weight:bold;">Clear (H)</td> <td data-sheets-numberformat='{"1":2,"2":"0.00","3":1}' data-sheets-value='{"1":3,"3":5.17}' style="overflow:hidden;padding:0px 3px 0px 3px;vertical-align:bottom;text-align:center;">5.17</td> <td data-sheets-numberformat='{"1":2,"2":"0","3":1}' data-sheets-value='{"1":3,"3":90}' style="overflow:hidden;padding:0px 3px 0px 3px;vertical-align:bottom;text-align:center;">90</td> <td data-sheets-numberformat='{"1":2,"2":"0","3":1}' data-sheets-value='{"1":3,"3":87}' style="overflow:hidden;padding:0px 3px 0px 3px;vertical-align:bottom;text-align:center;">87</td> <td data-sheets-numberformat='{"1":2,"2":"0","3":1}' data-sheets-value='{"1":2,"2":"-"}' style="border-right:1px solid #000000;overflow:hidden;padding:0px 3px 0px 3px;vertical-align:bottom;text-align:center;">-</td> </tr> <tr style="height:20px;"> <td data-sheets-value='{"1":2,"2":"PMMA"}' style="border-left:1px solid #000000;overflow:hidden;padding:0px 3px 0px 3px;vertical-align:bottom;font-weight:bold;">PMMA</td> <td data-sheets-value='{"1":2,"2":"Single-walled"}' style="overflow:hidden;padding:0px 3px 0px 3px;vertical-align:bottom;font-weight:bold;">Single-walled</td> <td data-sheets-value='{"1":2,"2":"Opal (O)"}' style="border-right:1px solid #000000;overflow:hidden;padding:0px 3px 0px 3px;vertical-align:bottom;font-weight:bold;">Opal (O)</td> <td data-sheets-numberformat='{"1":2,"2":"0.00","3":1}' data-sheets-value='{"1":3,"3":5.17}' style="overflow:hidden;padding:0px 3px 0px 3px;vertical-align:bottom;text-align:center;">5.17</td> <td data-sheets-numberformat='{"1":2,"2":"0","3":1}' data-sheets-value='{"1":3,"3":83}' style="overflow:hidden;padding:0px 3px 0px 3px;vertical-align:bottom;text-align:center;">83</td> <td data-sheets-numberformat='{"1":2,"2":"0","3":1}' data-sheets-value='{"1":3,"3":76}' style="overflow:hidden;padding:0px 3px 0px 3px;vertical-align:bottom;text-align:center;">76</td> <td data-sheets-numberformat='{"1":2,"2":"0","3":1}' data-sheets-value='{"1":2,"2":"-"}' style="border-right:1px solid #000000;overflow:hidden;padding:0px 3px 0px 3px;vertical-align:bottom;text-align:center;">-</td> </tr> <tr style="height:20px;"> <td style="border-left:1px solid #000000;overflow:hidden;padding:0px 3px 0px 3px;vertical-align:bottom;font-weight:bold;"></td> <td data-sheets-value='{"1":2,"2":"Double-walled"}' style="overflow:hidden;padding:0px 3px 0px 3px;vertical-align:bottom;font-weight:bold;">Double-walled</td> <td data-sheets-value='{"1":2,"2":"Clear (H/H)"}' style="border-right:1px solid #000000;overflow:hidden;padding:0px 3px 0px 3px;vertical-align:bottom;font-weight:bold;">Clear (H/H)</td> <td data-sheets-numberformat='{"1":2,"2":"0.00","3":1}' data-sheets-value='{"1":3,"3":2.9}' style="overflow:hidden;padding:0px 3px 0px 3px;vertical-align:bottom;text-align:center;">2.90</td> <td data-sheets-numberformat='{"1":2,"2":"0","3":1}' data-sheets-value='{"1":3,"3":81}' style="overflow:hidden;padding:0px 3px 0px 3px;vertical-align:bottom;text-align:center;">81</td> <td data-sheets-numberformat='{"1":2,"2":"0","3":1}' data-sheets-value='{"1":3,"3":75}' style="overflow:hidden;padding:0px 3px 0px 3px;vertical-align:bottom;text-align:center;">75</td> <td data-sheets-numberformat='{"1":2,"2":"0","3":1}' data-sheets-value='{"1":3,"3":20}' style="border-right:1px solid #000000;overflow:hidden;padding:0px 3px 0px 3px;vertical-align:bottom;text-align:center;">20</td> </tr> <tr style="height:20px;"> <td style="border-left:1px solid #000000;overflow:hidden;padding:0px 3px 0px 3px;vertical-align:bottom;font-weight:bold;"></td> <td data-sheets-value='{"1":2,"2":"Double-walled"}' style="overflow:hidden;padding:0px 3px 0px 3px;vertical-align:bottom;font-weight:bold;">Double-walled</td> <td data-sheets-value='{"1":2,"2":"Opal (O/O)"}' style="border-right:1px solid #000000;overflow:hidden;padding:0px 3px 0px 3px;vertical-align:bottom;font-weight:bold;">Opal (O/O)</td> <td data-sheets-numberformat='{"1":2,"2":"0.00","3":1}' data-sheets-value='{"1":3,"3":2.9}' style="overflow:hidden;padding:0px 3px 0px 3px;vertical-align:bottom;text-align:center;">2.90</td> <td data-sheets-numberformat='{"1":2,"2":"0","3":1}' data-sheets-value='{"1":3,"3":69}' style="overflow:hidden;padding:0px 3px 0px 3px;vertical-align:bottom;text-align:center;">69</td> <td data-sheets-numberformat='{"1":2,"2":"0","3":1}' data-sheets-value='{"1":3,"3":58}' style="overflow:hidden;padding:0px 3px 0px 3px;vertical-align:bottom;text-align:center;">58</td> <td data-sheets-numberformat='{"1":2,"2":"0","3":1}' data-sheets-value='{"1":3,"3":20}' style="border-right:1px solid #000000;overflow:hidden;padding:0px 3px 0px 3px;vertical-align:bottom;text-align:center;">20</td> </tr> <tr style="height:20px;"> <td style="border-left:1px solid #000000;overflow:hidden;padding:0px 3px 0px 3px;vertical-align:bottom;font-weight:bold;"></td> <td data-sheets-value='{"1":2,"2":"Triple-walled"}' style="overflow:hidden;padding:0px 3px 0px 3px;vertical-align:bottom;font-weight:bold;">Triple-walled</td> <td data-sheets-value='{"1":2,"2":"Clear (H/H/H)"}' style="border-right:1px solid #000000;overflow:hidden;padding:0px 3px 0px 3px;vertical-align:bottom;font-weight:bold;">Clear (H/H/H)</td> <td data-sheets-numberformat='{"1":2,"2":"0.00","3":1}' data-sheets-value='{"1":3,"3":1.7}' style="overflow:hidden;padding:0px 3px 0px 3px;vertical-align:bottom;text-align:center;">1.70</td> <td data-sheets-numberformat='{"1":2,"2":"0","3":1}' data-sheets-value='{"1":3,"3":73}' style="overflow:hidden;padding:0px 3px 0px 3px;vertical-align:bottom;text-align:center;">73</td> <td data-sheets-numberformat='{"1":2,"2":"0","3":1}' data-sheets-value='{"1":3,"3":65}' style="overflow:hidden;padding:0px 3px 0px 3px;vertical-align:bottom;text-align:center;">65</td> <td data-sheets-numberformat='{"1":2,"2":"0","3":1}' data-sheets-value='{"1":3,"3":22}' style="border-right:1px solid #000000;overflow:hidden;padding:0px 3px 0px 3px;vertical-align:bottom;text-align:center;">22</td> </tr> <tr style="height:20px;"> <td style="border-left:1px solid #000000;overflow:hidden;padding:0px 3px 0px 3px;vertical-align:bottom;font-weight:bold;"></td> <td data-sheets-value='{"1":2,"2":"Triple-walled"}' style="overflow:hidden;padding:0px 3px 0px 3px;vertical-align:bottom;font-weight:bold;">Triple-walled</td> <td data-sheets-value='{"1":2,"2":"Opal (O/H/O)"}' style="border-right:1px solid #000000;overflow:hidden;padding:0px 3px 0px 3px;vertical-align:bottom;font-weight:bold;">Opal (O/H/O)</td> <td data-sheets-numberformat='{"1":2,"2":"0.00","3":1}' data-sheets-value='{"1":3,"3":1.7}' style="overflow:hidden;padding:0px 3px 0px 3px;vertical-align:bottom;text-align:center;">1.70</td> <td data-sheets-numberformat='{"1":2,"2":"0","3":1}' data-sheets-value='{"1":3,"3":62}' style="overflow:hidden;padding:0px 3px 0px 3px;vertical-align:bottom;text-align:center;">62</td> <td data-sheets-numberformat='{"1":2,"2":"0","3":1}' data-sheets-value='{"1":3,"3":51}' style="overflow:hidden;padding:0px 3px 0px 3px;vertical-align:bottom;text-align:center;">51</td> <td data-sheets-numberformat='{"1":2,"2":"0","3":1}' data-sheets-value='{"1":3,"3":22}' style="border-right:1px solid #000000;overflow:hidden;padding:0px 3px 0px 3px;vertical-align:bottom;text-align:center;">22</td> </tr> <tr style="height:20px;"> <td style="border-left:1px solid #000000;overflow:hidden;padding:0px 3px 0px 3px;vertical-align:bottom;font-weight:bold;"></td> <td data-sheets-value='{"1":2,"2":"Four-walled"}' style="overflow:hidden;padding:0px 3px 0px 3px;vertical-align:bottom;font-weight:bold;">Four-walled</td> <td data-sheets-value='{"1":2,"2":"Clear (H/H/H/H)"}' style="border-right:1px solid #000000;overflow:hidden;padding:0px 3px 0px 3px;vertical-align:bottom;font-weight:bold;">Clear (H/H/H/H)</td> <td data-sheets-numberformat='{"1":2,"2":"0.00","3":1}' data-sheets-value='{"1":3,"3":1.28}' style="overflow:hidden;padding:0px 3px 0px 3px;vertical-align:bottom;text-align:center;">1.28</td> <td data-sheets-numberformat='{"1":2,"2":"0","3":1}' data-sheets-value='{"1":3,"3":64}' style="overflow:hidden;padding:0px 3px 0px 3px;vertical-align:bottom;text-align:center;">64</td> <td data-sheets-numberformat='{"1":2,"2":"0","3":1}' data-sheets-value='{"1":3,"3":54}' style="overflow:hidden;padding:0px 3px 0px 3px;vertical-align:bottom;text-align:center;">54</td> <td data-sheets-numberformat='{"1":2,"2":"0","3":1}' data-sheets-value='{"1":3,"3":23}' style="border-right:1px solid #000000;overflow:hidden;padding:0px 3px 0px 3px;vertical-align:bottom;text-align:center;">23</td> </tr> <tr style="height:20px;"> <td style="border-bottom:1px solid #000000;border-left:1px solid #000000;overflow:hidden;padding:0px 3px 0px 3px;vertical-align:bottom;"></td> <td data-sheets-value='{"1":2,"2":"Four-walled"}' style="border-bottom:1px solid #000000;overflow:hidden;padding:0px 3px 0px 3px;vertical-align:bottom;font-weight:bold;">Four-walled</td> <td data-sheets-value='{"1":2,"2":"Opal (H/H/O/H)"}' style="border-right:1px solid #000000;border-bottom:1px solid #000000;overflow:hidden;padding:0px 3px 0px 3px;vertical-align:bottom;font-weight:bold;">Opal (H/H/O/H)</td> <td data-sheets-numberformat='{"1":2,"2":"0.00","3":1}' data-sheets-value='{"1":3,"3":1.28}' style="border-bottom:1px solid #000000;overflow:hidden;padding:0px 3px 0px 3px;vertical-align:bottom;text-align:center;">1.28</td> <td data-sheets-numberformat='{"1":2,"2":"0","3":1}' data-sheets-value='{"1":3,"3":59}' style="border-bottom:1px solid #000000;overflow:hidden;padding:0px 3px 0px 3px;vertical-align:bottom;text-align:center;">59</td> <td data-sheets-numberformat='{"1":2,"2":"0","3":1}' data-sheets-value='{"1":3,"3":48}' style="border-bottom:1px solid #000000;overflow:hidden;padding:0px 3px 0px 3px;vertical-align:bottom;text-align:center;">48</td> <td data-sheets-numberformat='{"1":2,"2":"0","3":1}' data-sheets-value='{"1":3,"3":23}' style="border-right:1px solid #000000;border-bottom:1px solid #000000;overflow:hidden;padding:0px 3px 0px 3px;vertical-align:bottom;text-align:center;">23</td> </tr> <tr style="height:20px;"> <td data-sheets-value='{"1":2,"2":"Polycarbonate "}' style="border-left:1px solid #000000;overflow:hidden;padding:0px 3px 0px 3px;vertical-align:bottom;font-weight:bold;">Polycarbonate </td> <td data-sheets-value='{"1":2,"2":"Single-walled"}' style="overflow:hidden;padding:0px 3px 0px 3px;vertical-align:bottom;font-weight:bold;">Single-walled</td> <td data-sheets-value='{"1":2,"2":"Clear (A)"}' style="border-right:1px solid #000000;overflow:hidden;padding:0px 3px 0px 3px;vertical-align:bottom;font-weight:bold;">Clear (A)</td> <td data-sheets-numberformat='{"1":2,"2":"0.00","3":1}' data-sheets-value='{"1":3,"3":5.17}' style="overflow:hidden;padding:0px 3px 0px 3px;vertical-align:bottom;text-align:center;">5.17</td> <td data-sheets-numberformat='{"1":2,"2":"0","3":1}' data-sheets-value='{"1":3,"3":88}' style="overflow:hidden;padding:0px 3px 0px 3px;vertical-align:bottom;text-align:center;">88</td> <td data-sheets-numberformat='{"1":2,"2":"0","3":1}' data-sheets-value='{"1":3,"3":83}' style="overflow:hidden;padding:0px 3px 0px 3px;vertical-align:bottom;text-align:center;">83</td> <td data-sheets-numberformat='{"1":2,"2":"0","3":1}' data-sheets-value='{"1":2,"2":"-"}' style="border-right:1px solid #000000;overflow:hidden;padding:0px 3px 0px 3px;vertical-align:bottom;text-align:center;">-</td> </tr> <tr style="height:20px;"> <td data-sheets-value='{"1":2,"2":"PC"}' style="border-left:1px solid #000000;overflow:hidden;padding:0px 3px 0px 3px;vertical-align:bottom;font-weight:bold;">PC</td> <td data-sheets-value='{"1":2,"2":"Single-walled"}' style="overflow:hidden;padding:0px 3px 0px 3px;vertical-align:bottom;font-weight:bold;">Single-walled</td> <td data-sheets-value='{"1":2,"2":"Opal (D)"}' style="border-right:1px solid #000000;overflow:hidden;padding:0px 3px 0px 3px;vertical-align:bottom;font-weight:bold;">Opal (D)</td> <td data-sheets-numberformat='{"1":2,"2":"0.00","3":1}' data-sheets-value='{"1":3,"3":5.17}' style="overflow:hidden;padding:0px 3px 0px 3px;vertical-align:bottom;text-align:center;">5.17</td> <td data-sheets-numberformat='{"1":2,"2":"0","3":1}' data-sheets-value='{"1":3,"3":58}' style="overflow:hidden;padding:0px 3px 0px 3px;vertical-align:bottom;text-align:center;">58</td> <td data-sheets-numberformat='{"1":2,"2":"0","3":1}' data-sheets-value='{"1":3,"3":60}' style="overflow:hidden;padding:0px 3px 0px 3px;vertical-align:bottom;text-align:center;">60</td> <td data-sheets-numberformat='{"1":2,"2":"0","3":1}' data-sheets-value='{"1":2,"2":"-"}' style="border-right:1px solid #000000;overflow:hidden;padding:0px 3px 0px 3px;vertical-align:bottom;text-align:center;">-</td> </tr> <tr style="height:20px;"> <td style="border-left:1px solid #000000;overflow:hidden;padding:0px 3px 0px 3px;vertical-align:bottom;font-weight:bold;"></td> <td data-sheets-value='{"1":2,"2":"Double-walled"}' style="overflow:hidden;padding:0px 3px 0px 3px;vertical-align:bottom;font-weight:bold;">Double-walled</td> <td data-sheets-value='{"1":2,"2":"Clear (A/H)"}' style="border-right:1px solid #000000;overflow:hidden;padding:0px 3px 0px 3px;vertical-align:bottom;font-weight:bold;">Clear (A/H)</td> <td data-sheets-numberformat='{"1":2,"2":"0.00","3":1}' data-sheets-value='{"1":3,"3":2.9}' style="overflow:hidden;padding:0px 3px 0px 3px;vertical-align:bottom;text-align:center;">2.90</td> <td data-sheets-numberformat='{"1":2,"2":"0","3":1}' data-sheets-value='{"1":3,"3":79}' style="overflow:hidden;padding:0px 3px 0px 3px;vertical-align:bottom;text-align:center;">79</td> <td data-sheets-numberformat='{"1":2,"2":"0","3":1}' data-sheets-value='{"1":3,"3":72}' style="overflow:hidden;padding:0px 3px 0px 3px;vertical-align:bottom;text-align:center;">72</td> <td data-sheets-numberformat='{"1":2,"2":"0","3":1}' data-sheets-value='{"1":3,"3":20}' style="border-right:1px solid #000000;overflow:hidden;padding:0px 3px 0px 3px;vertical-align:bottom;text-align:center;">20</td> </tr> <tr style="height:20px;"> <td style="border-left:1px solid #000000;overflow:hidden;padding:0px 3px 0px 3px;vertical-align:bottom;font-weight:bold;"></td> <td data-sheets-value='{"1":2,"2":"Double-walled"}' style="overflow:hidden;padding:0px 3px 0px 3px;vertical-align:bottom;font-weight:bold;">Double-walled</td> <td data-sheets-value='{"1":2,"2":"Clear (A/A)"}' style="border-right:1px solid #000000;overflow:hidden;padding:0px 3px 0px 3px;vertical-align:bottom;font-weight:bold;">Clear (A/A)</td> <td data-sheets-numberformat='{"1":2,"2":"0.00","3":1}' data-sheets-value='{"1":3,"3":2.9}' style="overflow:hidden;padding:0px 3px 0px 3px;vertical-align:bottom;text-align:center;">2.90</td> <td data-sheets-numberformat='{"1":2,"2":"0","3":1}' data-sheets-value='{"1":3,"3":77}' style="overflow:hidden;padding:0px 3px 0px 3px;vertical-align:bottom;text-align:center;">77</td> <td data-sheets-numberformat='{"1":2,"2":"0","3":1}' data-sheets-value='{"1":3,"3":69}' style="overflow:hidden;padding:0px 3px 0px 3px;vertical-align:bottom;text-align:center;">69</td> <td data-sheets-numberformat='{"1":2,"2":"0","3":1}' data-sheets-value='{"1":3,"3":20}' style="border-right:1px solid #000000;overflow:hidden;padding:0px 3px 0px 3px;vertical-align:bottom;text-align:center;">20</td> </tr> <tr style="height:20px;"> <td style="border-left:1px solid #000000;overflow:hidden;padding:0px 3px 0px 3px;vertical-align:bottom;font-weight:bold;"></td> <td data-sheets-value='{"1":2,"2":"Double-walled"}' style="overflow:hidden;padding:0px 3px 0px 3px;vertical-align:bottom;font-weight:bold;">Double-walled</td> <td data-sheets-value='{"1":2,"2":"Opal (A/O)"}' style="border-right:1px solid #000000;overflow:hidden;padding:0px 3px 0px 3px;vertical-align:bottom;font-weight:bold;">Opal (A/O)</td> <td data-sheets-numberformat='{"1":2,"2":"0.00","3":1}' data-sheets-value='{"1":3,"3":2.9}' style="overflow:hidden;padding:0px 3px 0px 3px;vertical-align:bottom;text-align:center;">2.90</td> <td data-sheets-numberformat='{"1":2,"2":"0","3":1}' data-sheets-value='{"1":3,"3":73}' style="overflow:hidden;padding:0px 3px 0px 3px;vertical-align:bottom;text-align:center;">73</td> <td data-sheets-numberformat='{"1":2,"2":"0","3":1}' data-sheets-value='{"1":3,"3":63}' style="overflow:hidden;padding:0px 3px 0px 3px;vertical-align:bottom;text-align:center;">63</td> <td data-sheets-numberformat='{"1":2,"2":"0","3":1}' data-sheets-value='{"1":3,"3":20}' style="border-right:1px solid #000000;overflow:hidden;padding:0px 3px 0px 3px;vertical-align:bottom;text-align:center;">20</td> </tr> <tr style="height:20px;"> <td style="border-left:1px solid #000000;overflow:hidden;padding:0px 3px 0px 3px;vertical-align:bottom;font-weight:bold;"></td> <td data-sheets-value='{"1":2,"2":"Double-walled"}' style="overflow:hidden;padding:0px 3px 0px 3px;vertical-align:bottom;font-weight:bold;">Double-walled</td> <td data-sheets-value='{"1":2,"2":"Opal (A/D)"}' style="border-right:1px solid #000000;overflow:hidden;padding:0px 3px 0px 3px;vertical-align:bottom;font-weight:bold;">Opal (A/D)</td> <td data-sheets-numberformat='{"1":2,"2":"0.00","3":1}' data-sheets-value='{"1":3,"3":2.9}' style="overflow:hidden;padding:0px 3px 0px 3px;vertical-align:bottom;text-align:center;">2.90</td> <td data-sheets-numberformat='{"1":2,"2":"0","3":1}' data-sheets-value='{"1":3,"3":51}' style="overflow:hidden;padding:0px 3px 0px 3px;vertical-align:bottom;text-align:center;">51</td> <td data-sheets-numberformat='{"1":2,"2":"0","3":1}' data-sheets-value='{"1":3,"3":50}' style="overflow:hidden;padding:0px 3px 0px 3px;vertical-align:bottom;text-align:center;">50</td> <td data-sheets-numberformat='{"1":2,"2":"0","3":1}' data-sheets-value='{"1":3,"3":20}' style="border-right:1px solid #000000;overflow:hidden;padding:0px 3px 0px 3px;vertical-align:bottom;text-align:center;">20</td> </tr> <tr style="height:20px;"> <td style="border-left:1px solid #000000;overflow:hidden;padding:0px 3px 0px 3px;vertical-align:bottom;font-weight:bold;"></td> <td data-sheets-value='{"1":2,"2":"Triple-walled"}' style="overflow:hidden;padding:0px 3px 0px 3px;vertical-align:bottom;font-weight:bold;">Triple-walled</td> <td data-sheets-value='{"1":2,"2":"Clear (A/H/H)"}' style="border-right:1px solid #000000;overflow:hidden;padding:0px 3px 0px 3px;vertical-align:bottom;font-weight:bold;">Clear (A/H/H)</td> <td data-sheets-numberformat='{"1":2,"2":"0.00","3":1}' data-sheets-value='{"1":3,"3":1.7}' style="overflow:hidden;padding:0px 3px 0px 3px;vertical-align:bottom;text-align:center;">1.70</td> <td data-sheets-numberformat='{"1":2,"2":"0","3":1}' data-sheets-value='{"1":3,"3":71}' style="overflow:hidden;padding:0px 3px 0px 3px;vertical-align:bottom;text-align:center;">71</td> <td data-sheets-numberformat='{"1":2,"2":"0","3":1}' data-sheets-value='{"1":3,"3":63}' style="overflow:hidden;padding:0px 3px 0px 3px;vertical-align:bottom;text-align:center;">63</td> <td data-sheets-numberformat='{"1":2,"2":"0","3":1}' data-sheets-value='{"1":3,"3":22}' style="border-right:1px solid #000000;overflow:hidden;padding:0px 3px 0px 3px;vertical-align:bottom;text-align:center;">22</td> </tr> <tr style="height:20px;"> <td style="border-left:1px solid #000000;overflow:hidden;padding:0px 3px 0px 3px;vertical-align:bottom;font-weight:bold;"></td> <td data-sheets-value='{"1":2,"2":"Triple-walled"}' style="overflow:hidden;padding:0px 3px 0px 3px;vertical-align:bottom;font-weight:bold;">Triple-walled</td> <td data-sheets-value='{"1":2,"2":"Opal (A/O/O)"}' style="border-right:1px solid #000000;overflow:hidden;padding:0px 3px 0px 3px;vertical-align:bottom;font-weight:bold;">Opal (A/O/O)</td> <td data-sheets-numberformat='{"1":2,"2":"0.00","3":1}' data-sheets-value='{"1":3,"3":1.7}' style="overflow:hidden;padding:0px 3px 0px 3px;vertical-align:bottom;text-align:center;">1.70</td> <td data-sheets-numberformat='{"1":2,"2":"0","3":1}' data-sheets-value='{"1":3,"3":61}' style="overflow:hidden;padding:0px 3px 0px 3px;vertical-align:bottom;text-align:center;">61</td> <td data-sheets-numberformat='{"1":2,"2":"0","3":1}' data-sheets-value='{"1":3,"3":48}' style="overflow:hidden;padding:0px 3px 0px 3px;vertical-align:bottom;text-align:center;">48</td> <td data-sheets-numberformat='{"1":2,"2":"0","3":1}' data-sheets-value='{"1":3,"3":22}' style="border-right:1px solid #000000;overflow:hidden;padding:0px 3px 0px 3px;vertical-align:bottom;text-align:center;">22</td> </tr> <tr style="height:20px;"> <td style="border-left:1px solid #000000;overflow:hidden;padding:0px 3px 0px 3px;vertical-align:bottom;font-weight:bold;"></td> <td data-sheets-value='{"1":2,"2":"Four-walled"}' style="overflow:hidden;padding:0px 3px 0px 3px;vertical-align:bottom;font-weight:bold;">Four-walled</td> <td data-sheets-value='{"1":2,"2":"Clear (A/H/H/H)"}' style="border-right:1px solid #000000;overflow:hidden;padding:0px 3px 0px 3px;vertical-align:bottom;font-weight:bold;">Clear (A/H/H/H)</td> <td data-sheets-numberformat='{"1":2,"2":"0.00","3":1}' data-sheets-value='{"1":3,"3":1.28}' style="overflow:hidden;padding:0px 3px 0px 3px;vertical-align:bottom;text-align:center;">1.28</td> <td data-sheets-numberformat='{"1":2,"2":"0","3":1}' data-sheets-value='{"1":3,"3":64}' style="overflow:hidden;padding:0px 3px 0px 3px;vertical-align:bottom;text-align:center;">64</td> <td data-sheets-numberformat='{"1":2,"2":"0","3":1}' data-sheets-value='{"1":3,"3":52}' style="overflow:hidden;padding:0px 3px 0px 3px;vertical-align:bottom;text-align:center;">52</td> <td data-sheets-numberformat='{"1":2,"2":"0","3":1}' data-sheets-value='{"1":3,"3":23}' style="border-right:1px solid #000000;overflow:hidden;padding:0px 3px 0px 3px;vertical-align:bottom;text-align:center;">23</td> </tr> <tr style="height:20px;"> <td style="border-bottom:1px solid #000000;border-left:1px solid #000000;overflow:hidden;padding:0px 3px 0px 3px;vertical-align:bottom;"></td> <td data-sheets-value='{"1":2,"2":"Four-walled"}' style="border-bottom:1px solid #000000;overflow:hidden;padding:0px 3px 0px 3px;vertical-align:bottom;font-weight:bold;">Four-walled</td> <td data-sheets-value='{"1":2,"2":"Opal (A/H/O/H)"}' style="border-right:1px solid #000000;border-bottom:1px solid #000000;overflow:hidden;padding:0px 3px 0px 3px;vertical-align:bottom;font-weight:bold;">Opal (A/H/O/H)</td> <td data-sheets-numberformat='{"1":2,"2":"0.00","3":1}' data-sheets-value='{"1":3,"3":1.28}' style="border-bottom:1px solid #000000;overflow:hidden;padding:0px 3px 0px 3px;vertical-align:bottom;text-align:center;">1.28</td> <td data-sheets-numberformat='{"1":2,"2":"0","3":1}' data-sheets-value='{"1":3,"3":59}' style="border-bottom:1px solid #000000;overflow:hidden;padding:0px 3px 0px 3px;vertical-align:bottom;text-align:center;">59</td> <td data-sheets-numberformat='{"1":2,"2":"0","3":1}' data-sheets-value='{"1":3,"3":46}' style="border-bottom:1px solid #000000;overflow:hidden;padding:0px 3px 0px 3px;vertical-align:bottom;text-align:center;">46</td> <td data-sheets-numberformat='{"1":2,"2":"0","3":1}' data-sheets-value='{"1":3,"3":23}' style="border-right:1px solid #000000;border-bottom:1px solid #000000;overflow:hidden;padding:0px 3px 0px 3px;vertical-align:bottom;text-align:center;">23</td> </tr> <tr style="height:20px;"> <td data-sheets-value='{"1":2,"2":"Polycarbonate"}' style="border-left:1px solid #000000;overflow:hidden;padding:0px 3px 0px 3px;vertical-align:bottom;font-weight:bold;">Polycarbonate</td> <td data-sheets-value='{"1":2,"2":"Single-walled"}' style="overflow:hidden;padding:0px 3px 0px 3px;vertical-align:bottom;font-weight:bold;">Single-walled</td> <td data-sheets-value='{"1":2,"2":"Heatstop Opal (T)"}' style="border-right:1px solid #000000;overflow:hidden;padding:0px 3px 0px 3px;vertical-align:bottom;font-weight:bold;">Heatstop Opal (T)</td> <td data-sheets-numberformat='{"1":2,"2":"0.00","3":1}' data-sheets-value='{"1":3,"3":5.17}' style="overflow:hidden;padding:0px 3px 0px 3px;vertical-align:bottom;text-align:center;">5.17</td> <td data-sheets-numberformat='{"1":2,"2":"0","3":1}' data-sheets-value='{"1":3,"3":49}' style="overflow:hidden;padding:0px 3px 0px 3px;vertical-align:bottom;text-align:center;">49</td> <td data-sheets-numberformat='{"1":2,"2":"0","3":1}' data-sheets-value='{"1":3,"3":59}' style="overflow:hidden;padding:0px 3px 0px 3px;vertical-align:bottom;text-align:center;">59</td> <td data-sheets-numberformat='{"1":2,"2":"0","3":1}' data-sheets-value='{"1":2,"2":"-"}' style="border-right:1px solid #000000;overflow:hidden;padding:0px 3px 0px 3px;vertical-align:bottom;text-align:center;">-</td> </tr> <tr style="height:20px;"> <td data-sheets-value='{"1":2,"2":"Heatstop PC"}' style="border-left:1px solid #000000;overflow:hidden;padding:0px 3px 0px 3px;vertical-align:bottom;font-weight:bold;">Heatstop PC</td> <td data-sheets-value='{"1":2,"2":"Double-walled"}' style="overflow:hidden;padding:0px 3px 0px 3px;vertical-align:bottom;font-weight:bold;">Double-walled</td> <td data-sheets-value='{"1":2,"2":"Clear (T/H)"}' style="border-right:1px solid #000000;overflow:hidden;padding:0px 3px 0px 3px;vertical-align:bottom;font-weight:bold;">Clear (T/H)</td> <td data-sheets-numberformat='{"1":2,"2":"0.00","3":1}' data-sheets-value='{"1":3,"3":2.9}' style="overflow:hidden;padding:0px 3px 0px 3px;vertical-align:bottom;text-align:center;">2.90</td> <td data-sheets-numberformat='{"1":2,"2":"0","3":1}' data-sheets-value='{"1":3,"3":44}' style="overflow:hidden;padding:0px 3px 0px 3px;vertical-align:bottom;text-align:center;">44</td> <td data-sheets-numberformat='{"1":2,"2":"0","3":1}' data-sheets-value='{"1":3,"3":51}' style="overflow:hidden;padding:0px 3px 0px 3px;vertical-align:bottom;text-align:center;">51</td> <td data-sheets-numberformat='{"1":2,"2":"0","3":1}' data-sheets-value='{"1":3,"3":20}' style="border-right:1px solid #000000;overflow:hidden;padding:0px 3px 0px 3px;vertical-align:bottom;text-align:center;">20</td> </tr> <tr style="height:20px;"> <td style="border-left:1px solid #000000;overflow:hidden;padding:0px 3px 0px 3px;vertical-align:bottom;font-weight:bold;"></td> <td data-sheets-value='{"1":2,"2":"Double-walled"}' style="overflow:hidden;padding:0px 3px 0px 3px;vertical-align:bottom;font-weight:bold;">Double-walled</td> <td data-sheets-value='{"1":2,"2":"Opal (T/O)"}' style="border-right:1px solid #000000;overflow:hidden;padding:0px 3px 0px 3px;vertical-align:bottom;font-weight:bold;">Opal (T/O)</td> <td data-sheets-numberformat='{"1":2,"2":"0.00","3":1}' data-sheets-value='{"1":3,"3":2.9}' style="overflow:hidden;padding:0px 3px 0px 3px;vertical-align:bottom;text-align:center;">2.90</td> <td data-sheets-numberformat='{"1":2,"2":"0","3":1}' data-sheets-value='{"1":3,"3":41}' style="overflow:hidden;padding:0px 3px 0px 3px;vertical-align:bottom;text-align:center;">41</td> <td data-sheets-numberformat='{"1":2,"2":"0","3":1}' data-sheets-value='{"1":3,"3":45}' style="overflow:hidden;padding:0px 3px 0px 3px;vertical-align:bottom;text-align:center;">45</td> <td data-sheets-numberformat='{"1":2,"2":"0","3":1}' data-sheets-value='{"1":3,"3":20}' style="border-right:1px solid #000000;overflow:hidden;padding:0px 3px 0px 3px;vertical-align:bottom;text-align:center;">20</td> </tr> <tr style="height:20px;"> <td style="border-left:1px solid #000000;overflow:hidden;padding:0px 3px 0px 3px;vertical-align:bottom;font-weight:bold;"></td> <td data-sheets-value='{"1":2,"2":"Triple-walled"}' style="overflow:hidden; | skylux-160-ce-met-koepel-en-pvc-opstand-16-00-met-lm-motor-1000-x-2000-mm | 8586021863757 | 46872329879885
Smoke and heat exhaust (SHEV) | SHE system | Skylux | Skylux 160° CE with skylight and PVC curb 16/00 with LM-actuator 1000 x 2200 mm |  | 33822 | 5412970338222 | 4451.6 | Yes | 30-45 | 67.72 | 1000 x 2200 mm | 2200 | 1000 |  | PVC 16/00 (16 cm high & roof opening = daylight size) | Rectangular | 5.17 W/m²K - 1.28 W/m²K | 87% - 32% | 90% - 32% | 20dB - 23dB | 160° CE (for industry) | skylight | without spoiler | E | Single actuator | Maximum four-walled skylight possible for this product | Ut-value LT-value g-value Rw-value EN 1873 : 2014 EN ISO 13468 EN 16153 EN 410 EN 410 EN ISO 140-3 Material Walls Shells (W/m²K) (%) (%) (dB) Acrylic Single-walled Clear (H) 5.17 90 87 - PMMA Single-walled Opal (O) 5.17 83 76 - Double-walled Clear (H/H) 2.90 81 75 20 Double-walled Opal (O/O) 2.90 69 58 20 Triple-walled Clear (H/H/H) 1.70 73 65 22 Triple-walled Opal (O/H/O) 1.70 62 51 22 Four-walled Clear (H/H/H/H) 1.28 64 54 23 Four-walled Opal (H/H/O/H) 1.28 59 48 23 Polycarbonate Single-walled Clear (A) 5.17 88 83 - PC Single-walled Opal (D) 5.17 58 60 - Double-walled Clear (A/H) 2.90 79 72 20 Double-walled Clear (A/A) 2.90 77 69 20 Double-walled Opal (A/O) 2.90 73 63 20 Double-walled Opal (A/D) 2.90 51 50 20 Triple-walled Clear (A/H/H) 1.70 71 63 22 Triple-walled Opal (A/O/O) 1.70 61 48 22 Four-walled Clear (A/H/H/H) 1.28 64 52 23 Four-walled Opal (A/H/O/H) 1.28 59 46 23 Polycarbonate Single-walled Heatstop Opal (T) 5.17 49 59 - Heatstop PC Double-walled Clear (T/H) 2.90 44 51 20 Double-walled Opal (T/O) 2.90 41 45 20 Triple-walled Clear (T/H/H) 1.70 40 <td data-sheets-numberformat='{"1":2,"2":"0","3":1}' data-sheets-value='{"1":3,"3":44}' style="overflow:hidden;paddin | https://skylux.eu/en/products/skylux-160-ce-met-koepel-en-pvc-opstand-16-00-met-lm-motor-1000-x-2200-mm | https://skylux.eu/cdn/shop/files/Skylux-160deg-CE-met-koepel-en-pvc-opstand-1600-met-LM-motor-1000-x-2200-mm-RWA-systeem.jpg?v=1702979356&width=1600 | https://skylux.eu/cdn/shop/files/e5a82811-1bb0-48e4-a776-cacb59c7c092_358cccf9-155b-40ac-aa31-cae2701d778d.jpg?v=1688550878&width=1600 | //skylux.eu/cdn/shop/files/E_MH_Mounting_instructions_Skylux_160_CE_LM.pdf?v=12406716259046007223 | //skylux.eu/cdn/shop/files/E_TD_Technical_File_Skylux_Skylux_160_CE_Electric.pdf?v=3667116872303399239 | <style type="text/css" id="isPasted"> <!--td { border: 1px solid #cccccc; } br { mso-data-placement: same-cell; } --> </style> <table border="1" cellpadding="0" cellspacing="0" dir="ltr" style="table-layout:fixed;font-size:10pt;font-family:Arial;border-collapse:collapse;border:none;"><tbody> <tr style="height:20px;"> <td style="overflow:hidden;padding:0px 3px 0px 3px;vertical-align:bottom;"></td> <td style="overflow:hidden;padding:0px 3px 0px 3px;vertical-align:bottom;"></td> <td style="overflow:hidden;padding:0px 3px 0px 3px;vertical-align:bottom;"></td> <td data-sheets-value='{"1":2,"2":"Ut-value"}' style="overflow:hidden;padding:0px 3px 0px 3px;vertical-align:bottom;font-weight:bold;text-align:center;">Ut-value</td> <td data-sheets-value='{"1":2,"2":"LT-value"}' style="overflow:hidden;padding:0px 3px 0px 3px;vertical-align:bottom;font-weight:bold;text-align:center;">LT-value</td> <td data-sheets-value='{"1":2,"2":"g-value"}' style="overflow:hidden;padding:0px 3px 0px 3px;vertical-align:bottom;font-weight:bold;text-align:center;">g-value</td> <td data-sheets-value='{"1":2,"2":"Rw-value "}' style="overflow:hidden;padding:0px 3px 0px 3px;vertical-align:bottom;font-weight:bold;text-align:center;">Rw-value </td> </tr> <tr style="height:20px;"> <td style="overflow:hidden;padding:0px 3px 0px 3px;vertical-align:bottom;"></td> <td style="overflow:hidden;padding:0px 3px 0px 3px;vertical-align:bottom;"></td> <td style="overflow:hidden;padding:0px 3px 0px 3px;vertical-align:bottom;"></td> <td data-sheets-numberformat='{"1":2,"2":"0.00","3":1}' data-sheets-value='{"1":2,"2":"EN 1873 : 2014"}' style="overflow:hidden;padding:0px 3px 0px 3px;vertical-align:bottom;text-align:center;">EN 1873 : 2014</td> <td data-sheets-numberformat='{"1":2,"2":"0","3":1}' data-sheets-value='{"1":2,"2":"EN ISO 13468 EN 16153 EN 410"}' style="overflow:hidden;padding:0px 3px 0px 3px;vertical-align:bottom;text-align:center;">EN ISO 13468 EN 16153 EN 410</td> <td data-sheets-numberformat='{"1":2,"2":"0","3":1}' data-sheets-value='{"1":2,"2":"EN 410"}' style="overflow:hidden;padding:0px 3px 0px 3px;vertical-align:bottom;text-align:center;">EN 410</td> <td data-sheets-value='{"1":2,"2":"EN ISO 140-3\t\t"}' style="overflow:hidden;padding:0px 3px 0px 3px;vertical-align:bottom;text-align:center;">EN ISO 140-3 </td> </tr> <tr style="height:20px;"> <td data-sheets-value='{"1":2,"2":"Material"}' style="border-bottom:1px solid #000000;overflow:hidden;padding:0px 3px 0px 3px;vertical-align:bottom;background-color:#000000;font-weight:bold;color:#ffffff;">Material</td> <td data-sheets-value='{"1":2,"2":"Walls"}' style="border-bottom:1px solid #000000;overflow:hidden;padding:0px 3px 0px 3px;vertical-align:bottom;background-color:#000000;font-weight:bold;color:#ffffff;">Walls</td> <td data-sheets-value='{"1":2,"2":"Shells"}' style="border-bottom:1px solid #000000;overflow:hidden;padding:0px 3px 0px 3px;vertical-align:bottom;background-color:#000000;font-weight:bold;color:#ffffff;">Shells</td> <td data-sheets-numberformat='{"1":2,"2":"0.00","3":1}' data-sheets-value='{"1":2,"2":"(W/m²K)\t"}' style="border-bottom:1px solid #000000;overflow:hidden;padding:0px 3px 0px 3px;vertical-align:bottom;background-color:#000000;font-weight:bold;color:#ffffff;text-align:center;">(W/m²K) </td> <td data-sheets-numberformat='{"1":2,"2":"0","3":1}' data-sheets-value='{"1":2,"2":"(%)"}' style="border-bottom:1px solid #000000;overflow:hidden;padding:0px 3px 0px 3px;vertical-align:bottom;background-color:#000000;font-weight:bold;color:#ffffff;text-align:center;">(%)</td> <td data-sheets-numberformat='{"1":2,"2":"0","3":1}' data-sheets-value='{"1":2,"2":"(%)"}' style="border-bottom:1px solid #000000;overflow:hidden;padding:0px 3px 0px 3px;vertical-align:bottom;background-color:#000000;font-weight:bold;color:#ffffff;text-align:center;">(%)</td> <td data-sheets-value='{"1":2,"2":"(dB)"}' style="border-bottom:1px solid #000000;overflow:hidden;padding:0px 3px 0px 3px;vertical-align:bottom;background-color:#000000;font-weight:bold;color:#ffffff;text-align:center;">(dB)</td> </tr> <tr style="height:20px;"> <td data-sheets-value='{"1":2,"2":"Acrylic"}' style="border-left:1px solid #000000;overflow:hidden;padding:0px 3px 0px 3px;vertical-align:bottom;font-weight:bold;">Acrylic</td> <td data-sheets-value='{"1":2,"2":"Single-walled"}' style="overflow:hidden;padding:0px 3px 0px 3px;vertical-align:bottom;font-weight:bold;">Single-walled</td> <td data-sheets-value='{"1":2,"2":"Clear (H)"}' style="border-right:1px solid #000000;overflow:hidden;padding:0px 3px 0px 3px;vertical-align:bottom;font-weight:bold;">Clear (H)</td> <td data-sheets-numberformat='{"1":2,"2":"0.00","3":1}' data-sheets-value='{"1":3,"3":5.17}' style="overflow:hidden;padding:0px 3px 0px 3px;vertical-align:bottom;text-align:center;">5.17</td> <td data-sheets-numberformat='{"1":2,"2":"0","3":1}' data-sheets-value='{"1":3,"3":90}' style="overflow:hidden;padding:0px 3px 0px 3px;vertical-align:bottom;text-align:center;">90</td> <td data-sheets-numberformat='{"1":2,"2":"0","3":1}' data-sheets-value='{"1":3,"3":87}' style="overflow:hidden;padding:0px 3px 0px 3px;vertical-align:bottom;text-align:center;">87</td> <td data-sheets-numberformat='{"1":2,"2":"0","3":1}' data-sheets-value='{"1":2,"2":"-"}' style="border-right:1px solid #000000;overflow:hidden;padding:0px 3px 0px 3px;vertical-align:bottom;text-align:center;">-</td> </tr> <tr style="height:20px;"> <td data-sheets-value='{"1":2,"2":"PMMA"}' style="border-left:1px solid #000000;overflow:hidden;padding:0px 3px 0px 3px;vertical-align:bottom;font-weight:bold;">PMMA</td> <td data-sheets-value='{"1":2,"2":"Single-walled"}' style="overflow:hidden;padding:0px 3px 0px 3px;vertical-align:bottom;font-weight:bold;">Single-walled</td> <td data-sheets-value='{"1":2,"2":"Opal (O)"}' style="border-right:1px solid #000000;overflow:hidden;padding:0px 3px 0px 3px;vertical-align:bottom;font-weight:bold;">Opal (O)</td> <td data-sheets-numberformat='{"1":2,"2":"0.00","3":1}' data-sheets-value='{"1":3,"3":5.17}' style="overflow:hidden;padding:0px 3px 0px 3px;vertical-align:bottom;text-align:center;">5.17</td> <td data-sheets-numberformat='{"1":2,"2":"0","3":1}' data-sheets-value='{"1":3,"3":83}' style="overflow:hidden;padding:0px 3px 0px 3px;vertical-align:bottom;text-align:center;">83</td> <td data-sheets-numberformat='{"1":2,"2":"0","3":1}' data-sheets-value='{"1":3,"3":76}' style="overflow:hidden;padding:0px 3px 0px 3px;vertical-align:bottom;text-align:center;">76</td> <td data-sheets-numberformat='{"1":2,"2":"0","3":1}' data-sheets-value='{"1":2,"2":"-"}' style="border-right:1px solid #000000;overflow:hidden;padding:0px 3px 0px 3px;vertical-align:bottom;text-align:center;">-</td> </tr> <tr style="height:20px;"> <td style="border-left:1px solid #000000;overflow:hidden;padding:0px 3px 0px 3px;vertical-align:bottom;font-weight:bold;"></td> <td data-sheets-value='{"1":2,"2":"Double-walled"}' style="overflow:hidden;padding:0px 3px 0px 3px;vertical-align:bottom;font-weight:bold;">Double-walled</td> <td data-sheets-value='{"1":2,"2":"Clear (H/H)"}' style="border-right:1px solid #000000;overflow:hidden;padding:0px 3px 0px 3px;vertical-align:bottom;font-weight:bold;">Clear (H/H)</td> <td data-sheets-numberformat='{"1":2,"2":"0.00","3":1}' data-sheets-value='{"1":3,"3":2.9}' style="overflow:hidden;padding:0px 3px 0px 3px;vertical-align:bottom;text-align:center;">2.90</td> <td data-sheets-numberformat='{"1":2,"2":"0","3":1}' data-sheets-value='{"1":3,"3":81}' style="overflow:hidden;padding:0px 3px 0px 3px;vertical-align:bottom;text-align:center;">81</td> <td data-sheets-numberformat='{"1":2,"2":"0","3":1}' data-sheets-value='{"1":3,"3":75}' style="overflow:hidden;padding:0px 3px 0px 3px;vertical-align:bottom;text-align:center;">75</td> <td data-sheets-numberformat='{"1":2,"2":"0","3":1}' data-sheets-value='{"1":3,"3":20}' style="border-right:1px solid #000000;overflow:hidden;padding:0px 3px 0px 3px;vertical-align:bottom;text-align:center;">20</td> </tr> <tr style="height:20px;"> <td style="border-left:1px solid #000000;overflow:hidden;padding:0px 3px 0px 3px;vertical-align:bottom;font-weight:bold;"></td> <td data-sheets-value='{"1":2,"2":"Double-walled"}' style="overflow:hidden;padding:0px 3px 0px 3px;vertical-align:bottom;font-weight:bold;">Double-walled</td> <td data-sheets-value='{"1":2,"2":"Opal (O/O)"}' style="border-right:1px solid #000000;overflow:hidden;padding:0px 3px 0px 3px;vertical-align:bottom;font-weight:bold;">Opal (O/O)</td> <td data-sheets-numberformat='{"1":2,"2":"0.00","3":1}' data-sheets-value='{"1":3,"3":2.9}' style="overflow:hidden;padding:0px 3px 0px 3px;vertical-align:bottom;text-align:center;">2.90</td> <td data-sheets-numberformat='{"1":2,"2":"0","3":1}' data-sheets-value='{"1":3,"3":69}' style="overflow:hidden;padding:0px 3px 0px 3px;vertical-align:bottom;text-align:center;">69</td> <td data-sheets-numberformat='{"1":2,"2":"0","3":1}' data-sheets-value='{"1":3,"3":58}' style="overflow:hidden;padding:0px 3px 0px 3px;vertical-align:bottom;text-align:center;">58</td> <td data-sheets-numberformat='{"1":2,"2":"0","3":1}' data-sheets-value='{"1":3,"3":20}' style="border-right:1px solid #000000;overflow:hidden;padding:0px 3px 0px 3px;vertical-align:bottom;text-align:center;">20</td> </tr> <tr style="height:20px;"> <td style="border-left:1px solid #000000;overflow:hidden;padding:0px 3px 0px 3px;vertical-align:bottom;font-weight:bold;"></td> <td data-sheets-value='{"1":2,"2":"Triple-walled"}' style="overflow:hidden;padding:0px 3px 0px 3px;vertical-align:bottom;font-weight:bold;">Triple-walled</td> <td data-sheets-value='{"1":2,"2":"Clear (H/H/H)"}' style="border-right:1px solid #000000;overflow:hidden;padding:0px 3px 0px 3px;vertical-align:bottom;font-weight:bold;">Clear (H/H/H)</td> <td data-sheets-numberformat='{"1":2,"2":"0.00","3":1}' data-sheets-value='{"1":3,"3":1.7}' style="overflow:hidden;padding:0px 3px 0px 3px;vertical-align:bottom;text-align:center;">1.70</td> <td data-sheets-numberformat='{"1":2,"2":"0","3":1}' data-sheets-value='{"1":3,"3":73}' style="overflow:hidden;padding:0px 3px 0px 3px;vertical-align:bottom;text-align:center;">73</td> <td data-sheets-numberformat='{"1":2,"2":"0","3":1}' data-sheets-value='{"1":3,"3":65}' style="overflow:hidden;padding:0px 3px 0px 3px;vertical-align:bottom;text-align:center;">65</td> <td data-sheets-numberformat='{"1":2,"2":"0","3":1}' data-sheets-value='{"1":3,"3":22}' style="border-right:1px solid #000000;overflow:hidden;padding:0px 3px 0px 3px;vertical-align:bottom;text-align:center;">22</td> </tr> <tr style="height:20px;"> <td style="border-left:1px solid #000000;overflow:hidden;padding:0px 3px 0px 3px;vertical-align:bottom;font-weight:bold;"></td> <td data-sheets-value='{"1":2,"2":"Triple-walled"}' style="overflow:hidden;padding:0px 3px 0px 3px;vertical-align:bottom;font-weight:bold;">Triple-walled</td> <td data-sheets-value='{"1":2,"2":"Opal (O/H/O)"}' style="border-right:1px solid #000000;overflow:hidden;padding:0px 3px 0px 3px;vertical-align:bottom;font-weight:bold;">Opal (O/H/O)</td> <td data-sheets-numberformat='{"1":2,"2":"0.00","3":1}' data-sheets-value='{"1":3,"3":1.7}' style="overflow:hidden;padding:0px 3px 0px 3px;vertical-align:bottom;text-align:center;">1.70</td> <td data-sheets-numberformat='{"1":2,"2":"0","3":1}' data-sheets-value='{"1":3,"3":62}' style="overflow:hidden;padding:0px 3px 0px 3px;vertical-align:bottom;text-align:center;">62</td> <td data-sheets-numberformat='{"1":2,"2":"0","3":1}' data-sheets-value='{"1":3,"3":51}' style="overflow:hidden;padding:0px 3px 0px 3px;vertical-align:bottom;text-align:center;">51</td> <td data-sheets-numberformat='{"1":2,"2":"0","3":1}' data-sheets-value='{"1":3,"3":22}' style="border-right:1px solid #000000;overflow:hidden;padding:0px 3px 0px 3px;vertical-align:bottom;text-align:center;">22</td> </tr> <tr style="height:20px;"> <td style="border-left:1px solid #000000;overflow:hidden;padding:0px 3px 0px 3px;vertical-align:bottom;font-weight:bold;"></td> <td data-sheets-value='{"1":2,"2":"Four-walled"}' style="overflow:hidden;padding:0px 3px 0px 3px;vertical-align:bottom;font-weight:bold;">Four-walled</td> <td data-sheets-value='{"1":2,"2":"Clear (H/H/H/H)"}' style="border-right:1px solid #000000;overflow:hidden;padding:0px 3px 0px 3px;vertical-align:bottom;font-weight:bold;">Clear (H/H/H/H)</td> <td data-sheets-numberformat='{"1":2,"2":"0.00","3":1}' data-sheets-value='{"1":3,"3":1.28}' style="overflow:hidden;padding:0px 3px 0px 3px;vertical-align:bottom;text-align:center;">1.28</td> <td data-sheets-numberformat='{"1":2,"2":"0","3":1}' data-sheets-value='{"1":3,"3":64}' style="overflow:hidden;padding:0px 3px 0px 3px;vertical-align:bottom;text-align:center;">64</td> <td data-sheets-numberformat='{"1":2,"2":"0","3":1}' data-sheets-value='{"1":3,"3":54}' style="overflow:hidden;padding:0px 3px 0px 3px;vertical-align:bottom;text-align:center;">54</td> <td data-sheets-numberformat='{"1":2,"2":"0","3":1}' data-sheets-value='{"1":3,"3":23}' style="border-right:1px solid #000000;overflow:hidden;padding:0px 3px 0px 3px;vertical-align:bottom;text-align:center;">23</td> </tr> <tr style="height:20px;"> <td style="border-bottom:1px solid #000000;border-left:1px solid #000000;overflow:hidden;padding:0px 3px 0px 3px;vertical-align:bottom;"></td> <td data-sheets-value='{"1":2,"2":"Four-walled"}' style="border-bottom:1px solid #000000;overflow:hidden;padding:0px 3px 0px 3px;vertical-align:bottom;font-weight:bold;">Four-walled</td> <td data-sheets-value='{"1":2,"2":"Opal (H/H/O/H)"}' style="border-right:1px solid #000000;border-bottom:1px solid #000000;overflow:hidden;padding:0px 3px 0px 3px;vertical-align:bottom;font-weight:bold;">Opal (H/H/O/H)</td> <td data-sheets-numberformat='{"1":2,"2":"0.00","3":1}' data-sheets-value='{"1":3,"3":1.28}' style="border-bottom:1px solid #000000;overflow:hidden;padding:0px 3px 0px 3px;vertical-align:bottom;text-align:center;">1.28</td> <td data-sheets-numberformat='{"1":2,"2":"0","3":1}' data-sheets-value='{"1":3,"3":59}' style="border-bottom:1px solid #000000;overflow:hidden;padding:0px 3px 0px 3px;vertical-align:bottom;text-align:center;">59</td> <td data-sheets-numberformat='{"1":2,"2":"0","3":1}' data-sheets-value='{"1":3,"3":48}' style="border-bottom:1px solid #000000;overflow:hidden;padding:0px 3px 0px 3px;vertical-align:bottom;text-align:center;">48</td> <td data-sheets-numberformat='{"1":2,"2":"0","3":1}' data-sheets-value='{"1":3,"3":23}' style="border-right:1px solid #000000;border-bottom:1px solid #000000;overflow:hidden;padding:0px 3px 0px 3px;vertical-align:bottom;text-align:center;">23</td> </tr> <tr style="height:20px;"> <td data-sheets-value='{"1":2,"2":"Polycarbonate "}' style="border-left:1px solid #000000;overflow:hidden;padding:0px 3px 0px 3px;vertical-align:bottom;font-weight:bold;">Polycarbonate </td> <td data-sheets-value='{"1":2,"2":"Single-walled"}' style="overflow:hidden;padding:0px 3px 0px 3px;vertical-align:bottom;font-weight:bold;">Single-walled</td> <td data-sheets-value='{"1":2,"2":"Clear (A)"}' style="border-right:1px solid #000000;overflow:hidden;padding:0px 3px 0px 3px;vertical-align:bottom;font-weight:bold;">Clear (A)</td> <td data-sheets-numberformat='{"1":2,"2":"0.00","3":1}' data-sheets-value='{"1":3,"3":5.17}' style="overflow:hidden;padding:0px 3px 0px 3px;vertical-align:bottom;text-align:center;">5.17</td> <td data-sheets-numberformat='{"1":2,"2":"0","3":1}' data-sheets-value='{"1":3,"3":88}' style="overflow:hidden;padding:0px 3px 0px 3px;vertical-align:bottom;text-align:center;">88</td> <td data-sheets-numberformat='{"1":2,"2":"0","3":1}' data-sheets-value='{"1":3,"3":83}' style="overflow:hidden;padding:0px 3px 0px 3px;vertical-align:bottom;text-align:center;">83</td> <td data-sheets-numberformat='{"1":2,"2":"0","3":1}' data-sheets-value='{"1":2,"2":"-"}' style="border-right:1px solid #000000;overflow:hidden;padding:0px 3px 0px 3px;vertical-align:bottom;text-align:center;">-</td> </tr> <tr style="height:20px;"> <td data-sheets-value='{"1":2,"2":"PC"}' style="border-left:1px solid #000000;overflow:hidden;padding:0px 3px 0px 3px;vertical-align:bottom;font-weight:bold;">PC</td> <td data-sheets-value='{"1":2,"2":"Single-walled"}' style="overflow:hidden;padding:0px 3px 0px 3px;vertical-align:bottom;font-weight:bold;">Single-walled</td> <td data-sheets-value='{"1":2,"2":"Opal (D)"}' style="border-right:1px solid #000000;overflow:hidden;padding:0px 3px 0px 3px;vertical-align:bottom;font-weight:bold;">Opal (D)</td> <td data-sheets-numberformat='{"1":2,"2":"0.00","3":1}' data-sheets-value='{"1":3,"3":5.17}' style="overflow:hidden;padding:0px 3px 0px 3px;vertical-align:bottom;text-align:center;">5.17</td> <td data-sheets-numberformat='{"1":2,"2":"0","3":1}' data-sheets-value='{"1":3,"3":58}' style="overflow:hidden;padding:0px 3px 0px 3px;vertical-align:bottom;text-align:center;">58</td> <td data-sheets-numberformat='{"1":2,"2":"0","3":1}' data-sheets-value='{"1":3,"3":60}' style="overflow:hidden;padding:0px 3px 0px 3px;vertical-align:bottom;text-align:center;">60</td> <td data-sheets-numberformat='{"1":2,"2":"0","3":1}' data-sheets-value='{"1":2,"2":"-"}' style="border-right:1px solid #000000;overflow:hidden;padding:0px 3px 0px 3px;vertical-align:bottom;text-align:center;">-</td> </tr> <tr style="height:20px;"> <td style="border-left:1px solid #000000;overflow:hidden;padding:0px 3px 0px 3px;vertical-align:bottom;font-weight:bold;"></td> <td data-sheets-value='{"1":2,"2":"Double-walled"}' style="overflow:hidden;padding:0px 3px 0px 3px;vertical-align:bottom;font-weight:bold;">Double-walled</td> <td data-sheets-value='{"1":2,"2":"Clear (A/H)"}' style="border-right:1px solid #000000;overflow:hidden;padding:0px 3px 0px 3px;vertical-align:bottom;font-weight:bold;">Clear (A/H)</td> <td data-sheets-numberformat='{"1":2,"2":"0.00","3":1}' data-sheets-value='{"1":3,"3":2.9}' style="overflow:hidden;padding:0px 3px 0px 3px;vertical-align:bottom;text-align:center;">2.90</td> <td data-sheets-numberformat='{"1":2,"2":"0","3":1}' data-sheets-value='{"1":3,"3":79}' style="overflow:hidden;padding:0px 3px 0px 3px;vertical-align:bottom;text-align:center;">79</td> <td data-sheets-numberformat='{"1":2,"2":"0","3":1}' data-sheets-value='{"1":3,"3":72}' style="overflow:hidden;padding:0px 3px 0px 3px;vertical-align:bottom;text-align:center;">72</td> <td data-sheets-numberformat='{"1":2,"2":"0","3":1}' data-sheets-value='{"1":3,"3":20}' style="border-right:1px solid #000000;overflow:hidden;padding:0px 3px 0px 3px;vertical-align:bottom;text-align:center;">20</td> </tr> <tr style="height:20px;"> <td style="border-left:1px solid #000000;overflow:hidden;padding:0px 3px 0px 3px;vertical-align:bottom;font-weight:bold;"></td> <td data-sheets-value='{"1":2,"2":"Double-walled"}' style="overflow:hidden;padding:0px 3px 0px 3px;vertical-align:bottom;font-weight:bold;">Double-walled</td> <td data-sheets-value='{"1":2,"2":"Clear (A/A)"}' style="border-right:1px solid #000000;overflow:hidden;padding:0px 3px 0px 3px;vertical-align:bottom;font-weight:bold;">Clear (A/A)</td> <td data-sheets-numberformat='{"1":2,"2":"0.00","3":1}' data-sheets-value='{"1":3,"3":2.9}' style="overflow:hidden;padding:0px 3px 0px 3px;vertical-align:bottom;text-align:center;">2.90</td> <td data-sheets-numberformat='{"1":2,"2":"0","3":1}' data-sheets-value='{"1":3,"3":77}' style="overflow:hidden;padding:0px 3px 0px 3px;vertical-align:bottom;text-align:center;">77</td> <td data-sheets-numberformat='{"1":2,"2":"0","3":1}' data-sheets-value='{"1":3,"3":69}' style="overflow:hidden;padding:0px 3px 0px 3px;vertical-align:bottom;text-align:center;">69</td> <td data-sheets-numberformat='{"1":2,"2":"0","3":1}' data-sheets-value='{"1":3,"3":20}' style="border-right:1px solid #000000;overflow:hidden;padding:0px 3px 0px 3px;vertical-align:bottom;text-align:center;">20</td> </tr> <tr style="height:20px;"> <td style="border-left:1px solid #000000;overflow:hidden;padding:0px 3px 0px 3px;vertical-align:bottom;font-weight:bold;"></td> <td data-sheets-value='{"1":2,"2":"Double-walled"}' style="overflow:hidden;padding:0px 3px 0px 3px;vertical-align:bottom;font-weight:bold;">Double-walled</td> <td data-sheets-value='{"1":2,"2":"Opal (A/O)"}' style="border-right:1px solid #000000;overflow:hidden;padding:0px 3px 0px 3px;vertical-align:bottom;font-weight:bold;">Opal (A/O)</td> <td data-sheets-numberformat='{"1":2,"2":"0.00","3":1}' data-sheets-value='{"1":3,"3":2.9}' style="overflow:hidden;padding:0px 3px 0px 3px;vertical-align:bottom;text-align:center;">2.90</td> <td data-sheets-numberformat='{"1":2,"2":"0","3":1}' data-sheets-value='{"1":3,"3":73}' style="overflow:hidden;padding:0px 3px 0px 3px;vertical-align:bottom;text-align:center;">73</td> <td data-sheets-numberformat='{"1":2,"2":"0","3":1}' data-sheets-value='{"1":3,"3":63}' style="overflow:hidden;padding:0px 3px 0px 3px;vertical-align:bottom;text-align:center;">63</td> <td data-sheets-numberformat='{"1":2,"2":"0","3":1}' data-sheets-value='{"1":3,"3":20}' style="border-right:1px solid #000000;overflow:hidden;padding:0px 3px 0px 3px;vertical-align:bottom;text-align:center;">20</td> </tr> <tr style="height:20px;"> <td style="border-left:1px solid #000000;overflow:hidden;padding:0px 3px 0px 3px;vertical-align:bottom;font-weight:bold;"></td> <td data-sheets-value='{"1":2,"2":"Double-walled"}' style="overflow:hidden;padding:0px 3px 0px 3px;vertical-align:bottom;font-weight:bold;">Double-walled</td> <td data-sheets-value='{"1":2,"2":"Opal (A/D)"}' style="border-right:1px solid #000000;overflow:hidden;padding:0px 3px 0px 3px;vertical-align:bottom;font-weight:bold;">Opal (A/D)</td> <td data-sheets-numberformat='{"1":2,"2":"0.00","3":1}' data-sheets-value='{"1":3,"3":2.9}' style="overflow:hidden;padding:0px 3px 0px 3px;vertical-align:bottom;text-align:center;">2.90</td> <td data-sheets-numberformat='{"1":2,"2":"0","3":1}' data-sheets-value='{"1":3,"3":51}' style="overflow:hidden;padding:0px 3px 0px 3px;vertical-align:bottom;text-align:center;">51</td> <td data-sheets-numberformat='{"1":2,"2":"0","3":1}' data-sheets-value='{"1":3,"3":50}' style="overflow:hidden;padding:0px 3px 0px 3px;vertical-align:bottom;text-align:center;">50</td> <td data-sheets-numberformat='{"1":2,"2":"0","3":1}' data-sheets-value='{"1":3,"3":20}' style="border-right:1px solid #000000;overflow:hidden;padding:0px 3px 0px 3px;vertical-align:bottom;text-align:center;">20</td> </tr> <tr style="height:20px;"> <td style="border-left:1px solid #000000;overflow:hidden;padding:0px 3px 0px 3px;vertical-align:bottom;font-weight:bold;"></td> <td data-sheets-value='{"1":2,"2":"Triple-walled"}' style="overflow:hidden;padding:0px 3px 0px 3px;vertical-align:bottom;font-weight:bold;">Triple-walled</td> <td data-sheets-value='{"1":2,"2":"Clear (A/H/H)"}' style="border-right:1px solid #000000;overflow:hidden;padding:0px 3px 0px 3px;vertical-align:bottom;font-weight:bold;">Clear (A/H/H)</td> <td data-sheets-numberformat='{"1":2,"2":"0.00","3":1}' data-sheets-value='{"1":3,"3":1.7}' style="overflow:hidden;padding:0px 3px 0px 3px;vertical-align:bottom;text-align:center;">1.70</td> <td data-sheets-numberformat='{"1":2,"2":"0","3":1}' data-sheets-value='{"1":3,"3":71}' style="overflow:hidden;padding:0px 3px 0px 3px;vertical-align:bottom;text-align:center;">71</td> <td data-sheets-numberformat='{"1":2,"2":"0","3":1}' data-sheets-value='{"1":3,"3":63}' style="overflow:hidden;padding:0px 3px 0px 3px;vertical-align:bottom;text-align:center;">63</td> <td data-sheets-numberformat='{"1":2,"2":"0","3":1}' data-sheets-value='{"1":3,"3":22}' style="border-right:1px solid #000000;overflow:hidden;padding:0px 3px 0px 3px;vertical-align:bottom;text-align:center;">22</td> </tr> <tr style="height:20px;"> <td style="border-left:1px solid #000000;overflow:hidden;padding:0px 3px 0px 3px;vertical-align:bottom;font-weight:bold;"></td> <td data-sheets-value='{"1":2,"2":"Triple-walled"}' style="overflow:hidden;padding:0px 3px 0px 3px;vertical-align:bottom;font-weight:bold;">Triple-walled</td> <td data-sheets-value='{"1":2,"2":"Opal (A/O/O)"}' style="border-right:1px solid #000000;overflow:hidden;padding:0px 3px 0px 3px;vertical-align:bottom;font-weight:bold;">Opal (A/O/O)</td> <td data-sheets-numberformat='{"1":2,"2":"0.00","3":1}' data-sheets-value='{"1":3,"3":1.7}' style="overflow:hidden;padding:0px 3px 0px 3px;vertical-align:bottom;text-align:center;">1.70</td> <td data-sheets-numberformat='{"1":2,"2":"0","3":1}' data-sheets-value='{"1":3,"3":61}' style="overflow:hidden;padding:0px 3px 0px 3px;vertical-align:bottom;text-align:center;">61</td> <td data-sheets-numberformat='{"1":2,"2":"0","3":1}' data-sheets-value='{"1":3,"3":48}' style="overflow:hidden;padding:0px 3px 0px 3px;vertical-align:bottom;text-align:center;">48</td> <td data-sheets-numberformat='{"1":2,"2":"0","3":1}' data-sheets-value='{"1":3,"3":22}' style="border-right:1px solid #000000;overflow:hidden;padding:0px 3px 0px 3px;vertical-align:bottom;text-align:center;">22</td> </tr> <tr style="height:20px;"> <td style="border-left:1px solid #000000;overflow:hidden;padding:0px 3px 0px 3px;vertical-align:bottom;font-weight:bold;"></td> <td data-sheets-value='{"1":2,"2":"Four-walled"}' style="overflow:hidden;padding:0px 3px 0px 3px;vertical-align:bottom;font-weight:bold;">Four-walled</td> <td data-sheets-value='{"1":2,"2":"Clear (A/H/H/H)"}' style="border-right:1px solid #000000;overflow:hidden;padding:0px 3px 0px 3px;vertical-align:bottom;font-weight:bold;">Clear (A/H/H/H)</td> <td data-sheets-numberformat='{"1":2,"2":"0.00","3":1}' data-sheets-value='{"1":3,"3":1.28}' style="overflow:hidden;padding:0px 3px 0px 3px;vertical-align:bottom;text-align:center;">1.28</td> <td data-sheets-numberformat='{"1":2,"2":"0","3":1}' data-sheets-value='{"1":3,"3":64}' style="overflow:hidden;padding:0px 3px 0px 3px;vertical-align:bottom;text-align:center;">64</td> <td data-sheets-numberformat='{"1":2,"2":"0","3":1}' data-sheets-value='{"1":3,"3":52}' style="overflow:hidden;padding:0px 3px 0px 3px;vertical-align:bottom;text-align:center;">52</td> <td data-sheets-numberformat='{"1":2,"2":"0","3":1}' data-sheets-value='{"1":3,"3":23}' style="border-right:1px solid #000000;overflow:hidden;padding:0px 3px 0px 3px;vertical-align:bottom;text-align:center;">23</td> </tr> <tr style="height:20px;"> <td style="border-bottom:1px solid #000000;border-left:1px solid #000000;overflow:hidden;padding:0px 3px 0px 3px;vertical-align:bottom;"></td> <td data-sheets-value='{"1":2,"2":"Four-walled"}' style="border-bottom:1px solid #000000;overflow:hidden;padding:0px 3px 0px 3px;vertical-align:bottom;font-weight:bold;">Four-walled</td> <td data-sheets-value='{"1":2,"2":"Opal (A/H/O/H)"}' style="border-right:1px solid #000000;border-bottom:1px solid #000000;overflow:hidden;padding:0px 3px 0px 3px;vertical-align:bottom;font-weight:bold;">Opal (A/H/O/H)</td> <td data-sheets-numberformat='{"1":2,"2":"0.00","3":1}' data-sheets-value='{"1":3,"3":1.28}' style="border-bottom:1px solid #000000;overflow:hidden;padding:0px 3px 0px 3px;vertical-align:bottom;text-align:center;">1.28</td> <td data-sheets-numberformat='{"1":2,"2":"0","3":1}' data-sheets-value='{"1":3,"3":59}' style="border-bottom:1px solid #000000;overflow:hidden;padding:0px 3px 0px 3px;vertical-align:bottom;text-align:center;">59</td> <td data-sheets-numberformat='{"1":2,"2":"0","3":1}' data-sheets-value='{"1":3,"3":46}' style="border-bottom:1px solid #000000;overflow:hidden;padding:0px 3px 0px 3px;vertical-align:bottom;text-align:center;">46</td> <td data-sheets-numberformat='{"1":2,"2":"0","3":1}' data-sheets-value='{"1":3,"3":23}' style="border-right:1px solid #000000;border-bottom:1px solid #000000;overflow:hidden;padding:0px 3px 0px 3px;vertical-align:bottom;text-align:center;">23</td> </tr> <tr style="height:20px;"> <td data-sheets-value='{"1":2,"2":"Polycarbonate"}' style="border-left:1px solid #000000;overflow:hidden;padding:0px 3px 0px 3px;vertical-align:bottom;font-weight:bold;">Polycarbonate</td> <td data-sheets-value='{"1":2,"2":"Single-walled"}' style="overflow:hidden;padding:0px 3px 0px 3px;vertical-align:bottom;font-weight:bold;">Single-walled</td> <td data-sheets-value='{"1":2,"2":"Heatstop Opal (T)"}' style="border-right:1px solid #000000;overflow:hidden;padding:0px 3px 0px 3px;vertical-align:bottom;font-weight:bold;">Heatstop Opal (T)</td> <td data-sheets-numberformat='{"1":2,"2":"0.00","3":1}' data-sheets-value='{"1":3,"3":5.17}' style="overflow:hidden;padding:0px 3px 0px 3px;vertical-align:bottom;text-align:center;">5.17</td> <td data-sheets-numberformat='{"1":2,"2":"0","3":1}' data-sheets-value='{"1":3,"3":49}' style="overflow:hidden;padding:0px 3px 0px 3px;vertical-align:bottom;text-align:center;">49</td> <td data-sheets-numberformat='{"1":2,"2":"0","3":1}' data-sheets-value='{"1":3,"3":59}' style="overflow:hidden;padding:0px 3px 0px 3px;vertical-align:bottom;text-align:center;">59</td> <td data-sheets-numberformat='{"1":2,"2":"0","3":1}' data-sheets-value='{"1":2,"2":"-"}' style="border-right:1px solid #000000;overflow:hidden;padding:0px 3px 0px 3px;vertical-align:bottom;text-align:center;">-</td> </tr> <tr style="height:20px;"> <td data-sheets-value='{"1":2,"2":"Heatstop PC"}' style="border-left:1px solid #000000;overflow:hidden;padding:0px 3px 0px 3px;vertical-align:bottom;font-weight:bold;">Heatstop PC</td> <td data-sheets-value='{"1":2,"2":"Double-walled"}' style="overflow:hidden;padding:0px 3px 0px 3px;vertical-align:bottom;font-weight:bold;">Double-walled</td> <td data-sheets-value='{"1":2,"2":"Clear (T/H)"}' style="border-right:1px solid #000000;overflow:hidden;padding:0px 3px 0px 3px;vertical-align:bottom;font-weight:bold;">Clear (T/H)</td> <td data-sheets-numberformat='{"1":2,"2":"0.00","3":1}' data-sheets-value='{"1":3,"3":2.9}' style="overflow:hidden;padding:0px 3px 0px 3px;vertical-align:bottom;text-align:center;">2.90</td> <td data-sheets-numberformat='{"1":2,"2":"0","3":1}' data-sheets-value='{"1":3,"3":44}' style="overflow:hidden;padding:0px 3px 0px 3px;vertical-align:bottom;text-align:center;">44</td> <td data-sheets-numberformat='{"1":2,"2":"0","3":1}' data-sheets-value='{"1":3,"3":51}' style="overflow:hidden;padding:0px 3px 0px 3px;vertical-align:bottom;text-align:center;">51</td> <td data-sheets-numberformat='{"1":2,"2":"0","3":1}' data-sheets-value='{"1":3,"3":20}' style="border-right:1px solid #000000;overflow:hidden;padding:0px 3px 0px 3px;vertical-align:bottom;text-align:center;">20</td> </tr> <tr style="height:20px;"> <td style="border-left:1px solid #000000;overflow:hidden;padding:0px 3px 0px 3px;vertical-align:bottom;font-weight:bold;"></td> <td data-sheets-value='{"1":2,"2":"Double-walled"}' style="overflow:hidden;padding:0px 3px 0px 3px;vertical-align:bottom;font-weight:bold;">Double-walled</td> <td data-sheets-value='{"1":2,"2":"Opal (T/O)"}' style="border-right:1px solid #000000;overflow:hidden;padding:0px 3px 0px 3px;vertical-align:bottom;font-weight:bold;">Opal (T/O)</td> <td data-sheets-numberformat='{"1":2,"2":"0.00","3":1}' data-sheets-value='{"1":3,"3":2.9}' style="overflow:hidden;padding:0px 3px 0px 3px;vertical-align:bottom;text-align:center;">2.90</td> <td data-sheets-numberformat='{"1":2,"2":"0","3":1}' data-sheets-value='{"1":3,"3":41}' style="overflow:hidden;padding:0px 3px 0px 3px;vertical-align:bottom;text-align:center;">41</td> <td data-sheets-numberformat='{"1":2,"2":"0","3":1}' data-sheets-value='{"1":3,"3":45}' style="overflow:hidden;padding:0px 3px 0px 3px;vertical-align:bottom;text-align:center;">45</td> <td data-sheets-numberformat='{"1":2,"2":"0","3":1}' data-sheets-value='{"1":3,"3":20}' style="border-right:1px solid #000000;overflow:hidden;padding:0px 3px 0px 3px;vertical-align:bottom;text-align:center;">20</td> </tr> <tr style="height:20px;"> <td style="border-left:1px solid #000000;overflow:hidden;padding:0px 3px 0px 3px;vertical-align:bottom;font-weight:bold;"></td> <td data-sheets-value='{"1":2,"2":"Triple-walled"}' style="overflow:hidden; | skylux-160-ce-met-koepel-en-pvc-opstand-16-00-met-lm-motor-1000-x-2200-mm | 8586021929293 | 46872329978189
Smoke and heat exhaust (SHEV) | SHE system | Skylux | Skylux 160° CE with skylight and PVC curb 16/00 with LM-actuator 1000 x 2300 mm |  | 29099 | 5412970290995 | 4675.45 | Yes | 30-45 | 70.38 | 1000 x 2300 mm | 2300 | 1000 |  | PVC 16/00 (16 cm high & roof opening = daylight size) | Rectangular | 5.17 W/m²K - 1.28 W/m²K | 87% - 32% | 90% - 32% | 20dB - 23dB | 160° CE (for industry) | skylight | without spoiler | E | Single actuator | Maximum four-walled skylight possible for this product | Ut-value LT-value g-value Rw-value EN 1873 : 2014 EN ISO 13468 EN 16153 EN 410 EN 410 EN ISO 140-3 Material Walls Shells (W/m²K) (%) (%) (dB) Acrylic Single-walled Clear (H) 5.17 90 87 - PMMA Single-walled Opal (O) 5.17 83 76 - Double-walled Clear (H/H) 2.90 81 75 20 Double-walled Opal (O/O) 2.90 69 58 20 Triple-walled Clear (H/H/H) 1.70 73 65 22 Triple-walled Opal (O/H/O) 1.70 62 51 22 Four-walled Clear (H/H/H/H) 1.28 64 54 23 Four-walled Opal (H/H/O/H) 1.28 59 48 23 Polycarbonate Single-walled Clear (A) 5.17 88 83 - PC Single-walled Opal (D) 5.17 58 60 - Double-walled Clear (A/H) 2.90 79 72 20 Double-walled Clear (A/A) 2.90 77 69 20 Double-walled Opal (A/O) 2.90 73 63 20 Double-walled Opal (A/D) 2.90 51 50 20 Triple-walled Clear (A/H/H) 1.70 71 63 22 Triple-walled Opal (A/O/O) 1.70 61 48 22 Four-walled Clear (A/H/H/H) 1.28 64 52 23 Four-walled Opal (A/H/O/H) 1.28 59 46 23 Polycarbonate Single-walled Heatstop Opal (T) 5.17 49 59 - Heatstop PC Double-walled Clear (T/H) 2.90 44 51 20 Double-walled Opal (T/O) 2.90 41 45 20 Triple-walled Clear (T/H/H) 1.70 40 <td data-sheets-numberformat='{"1":2,"2":"0","3":1}' data-sheets-value='{"1":3,"3":44}' style="overflow:hidden;paddin | https://skylux.eu/en/products/skylux-160-ce-met-koepel-en-pvc-opstand-16-00-met-lm-motor-1000-x-2300-mm | https://skylux.eu/cdn/shop/files/Skylux-160deg-CE-met-koepel-en-pvc-opstand-1600-met-LM-motor-1000-x-2300-mm-RWA-systeem.jpg?v=1702979362&width=1600 | https://skylux.eu/cdn/shop/files/e5a82811-1bb0-48e4-a776-cacb59c7c092_f4c0bef0-1570-4406-a6f7-ae650f7e29b8.jpg?v=1688550879&width=1600 | //skylux.eu/cdn/shop/files/E_MH_Mounting_instructions_Skylux_160_CE_LM.pdf?v=12406716259046007223 | //skylux.eu/cdn/shop/files/E_TD_Technical_File_Skylux_Skylux_160_CE_Electric.pdf?v=3667116872303399239 | <style type="text/css" id="isPasted"> <!--td { border: 1px solid #cccccc; } br { mso-data-placement: same-cell; } --> </style> <table border="1" cellpadding="0" cellspacing="0" dir="ltr" style="table-layout:fixed;font-size:10pt;font-family:Arial;border-collapse:collapse;border:none;"><tbody> <tr style="height:20px;"> <td style="overflow:hidden;padding:0px 3px 0px 3px;vertical-align:bottom;"></td> <td style="overflow:hidden;padding:0px 3px 0px 3px;vertical-align:bottom;"></td> <td style="overflow:hidden;padding:0px 3px 0px 3px;vertical-align:bottom;"></td> <td data-sheets-value='{"1":2,"2":"Ut-value"}' style="overflow:hidden;padding:0px 3px 0px 3px;vertical-align:bottom;font-weight:bold;text-align:center;">Ut-value</td> <td data-sheets-value='{"1":2,"2":"LT-value"}' style="overflow:hidden;padding:0px 3px 0px 3px;vertical-align:bottom;font-weight:bold;text-align:center;">LT-value</td> <td data-sheets-value='{"1":2,"2":"g-value"}' style="overflow:hidden;padding:0px 3px 0px 3px;vertical-align:bottom;font-weight:bold;text-align:center;">g-value</td> <td data-sheets-value='{"1":2,"2":"Rw-value "}' style="overflow:hidden;padding:0px 3px 0px 3px;vertical-align:bottom;font-weight:bold;text-align:center;">Rw-value </td> </tr> <tr style="height:20px;"> <td style="overflow:hidden;padding:0px 3px 0px 3px;vertical-align:bottom;"></td> <td style="overflow:hidden;padding:0px 3px 0px 3px;vertical-align:bottom;"></td> <td style="overflow:hidden;padding:0px 3px 0px 3px;vertical-align:bottom;"></td> <td data-sheets-numberformat='{"1":2,"2":"0.00","3":1}' data-sheets-value='{"1":2,"2":"EN 1873 : 2014"}' style="overflow:hidden;padding:0px 3px 0px 3px;vertical-align:bottom;text-align:center;">EN 1873 : 2014</td> <td data-sheets-numberformat='{"1":2,"2":"0","3":1}' data-sheets-value='{"1":2,"2":"EN ISO 13468 EN 16153 EN 410"}' style="overflow:hidden;padding:0px 3px 0px 3px;vertical-align:bottom;text-align:center;">EN ISO 13468 EN 16153 EN 410</td> <td data-sheets-numberformat='{"1":2,"2":"0","3":1}' data-sheets-value='{"1":2,"2":"EN 410"}' style="overflow:hidden;padding:0px 3px 0px 3px;vertical-align:bottom;text-align:center;">EN 410</td> <td data-sheets-value='{"1":2,"2":"EN ISO 140-3\t\t"}' style="overflow:hidden;padding:0px 3px 0px 3px;vertical-align:bottom;text-align:center;">EN ISO 140-3 </td> </tr> <tr style="height:20px;"> <td data-sheets-value='{"1":2,"2":"Material"}' style="border-bottom:1px solid #000000;overflow:hidden;padding:0px 3px 0px 3px;vertical-align:bottom;background-color:#000000;font-weight:bold;color:#ffffff;">Material</td> <td data-sheets-value='{"1":2,"2":"Walls"}' style="border-bottom:1px solid #000000;overflow:hidden;padding:0px 3px 0px 3px;vertical-align:bottom;background-color:#000000;font-weight:bold;color:#ffffff;">Walls</td> <td data-sheets-value='{"1":2,"2":"Shells"}' style="border-bottom:1px solid #000000;overflow:hidden;padding:0px 3px 0px 3px;vertical-align:bottom;background-color:#000000;font-weight:bold;color:#ffffff;">Shells</td> <td data-sheets-numberformat='{"1":2,"2":"0.00","3":1}' data-sheets-value='{"1":2,"2":"(W/m²K)\t"}' style="border-bottom:1px solid #000000;overflow:hidden;padding:0px 3px 0px 3px;vertical-align:bottom;background-color:#000000;font-weight:bold;color:#ffffff;text-align:center;">(W/m²K) </td> <td data-sheets-numberformat='{"1":2,"2":"0","3":1}' data-sheets-value='{"1":2,"2":"(%)"}' style="border-bottom:1px solid #000000;overflow:hidden;padding:0px 3px 0px 3px;vertical-align:bottom;background-color:#000000;font-weight:bold;color:#ffffff;text-align:center;">(%)</td> <td data-sheets-numberformat='{"1":2,"2":"0","3":1}' data-sheets-value='{"1":2,"2":"(%)"}' style="border-bottom:1px solid #000000;overflow:hidden;padding:0px 3px 0px 3px;vertical-align:bottom;background-color:#000000;font-weight:bold;color:#ffffff;text-align:center;">(%)</td> <td data-sheets-value='{"1":2,"2":"(dB)"}' style="border-bottom:1px solid #000000;overflow:hidden;padding:0px 3px 0px 3px;vertical-align:bottom;background-color:#000000;font-weight:bold;color:#ffffff;text-align:center;">(dB)</td> </tr> <tr style="height:20px;"> <td data-sheets-value='{"1":2,"2":"Acrylic"}' style="border-left:1px solid #000000;overflow:hidden;padding:0px 3px 0px 3px;vertical-align:bottom;font-weight:bold;">Acrylic</td> <td data-sheets-value='{"1":2,"2":"Single-walled"}' style="overflow:hidden;padding:0px 3px 0px 3px;vertical-align:bottom;font-weight:bold;">Single-walled</td> <td data-sheets-value='{"1":2,"2":"Clear (H)"}' style="border-right:1px solid #000000;overflow:hidden;padding:0px 3px 0px 3px;vertical-align:bottom;font-weight:bold;">Clear (H)</td> <td data-sheets-numberformat='{"1":2,"2":"0.00","3":1}' data-sheets-value='{"1":3,"3":5.17}' style="overflow:hidden;padding:0px 3px 0px 3px;vertical-align:bottom;text-align:center;">5.17</td> <td data-sheets-numberformat='{"1":2,"2":"0","3":1}' data-sheets-value='{"1":3,"3":90}' style="overflow:hidden;padding:0px 3px 0px 3px;vertical-align:bottom;text-align:center;">90</td> <td data-sheets-numberformat='{"1":2,"2":"0","3":1}' data-sheets-value='{"1":3,"3":87}' style="overflow:hidden;padding:0px 3px 0px 3px;vertical-align:bottom;text-align:center;">87</td> <td data-sheets-numberformat='{"1":2,"2":"0","3":1}' data-sheets-value='{"1":2,"2":"-"}' style="border-right:1px solid #000000;overflow:hidden;padding:0px 3px 0px 3px;vertical-align:bottom;text-align:center;">-</td> </tr> <tr style="height:20px;"> <td data-sheets-value='{"1":2,"2":"PMMA"}' style="border-left:1px solid #000000;overflow:hidden;padding:0px 3px 0px 3px;vertical-align:bottom;font-weight:bold;">PMMA</td> <td data-sheets-value='{"1":2,"2":"Single-walled"}' style="overflow:hidden;padding:0px 3px 0px 3px;vertical-align:bottom;font-weight:bold;">Single-walled</td> <td data-sheets-value='{"1":2,"2":"Opal (O)"}' style="border-right:1px solid #000000;overflow:hidden;padding:0px 3px 0px 3px;vertical-align:bottom;font-weight:bold;">Opal (O)</td> <td data-sheets-numberformat='{"1":2,"2":"0.00","3":1}' data-sheets-value='{"1":3,"3":5.17}' style="overflow:hidden;padding:0px 3px 0px 3px;vertical-align:bottom;text-align:center;">5.17</td> <td data-sheets-numberformat='{"1":2,"2":"0","3":1}' data-sheets-value='{"1":3,"3":83}' style="overflow:hidden;padding:0px 3px 0px 3px;vertical-align:bottom;text-align:center;">83</td> <td data-sheets-numberformat='{"1":2,"2":"0","3":1}' data-sheets-value='{"1":3,"3":76}' style="overflow:hidden;padding:0px 3px 0px 3px;vertical-align:bottom;text-align:center;">76</td> <td data-sheets-numberformat='{"1":2,"2":"0","3":1}' data-sheets-value='{"1":2,"2":"-"}' style="border-right:1px solid #000000;overflow:hidden;padding:0px 3px 0px 3px;vertical-align:bottom;text-align:center;">-</td> </tr> <tr style="height:20px;"> <td style="border-left:1px solid #000000;overflow:hidden;padding:0px 3px 0px 3px;vertical-align:bottom;font-weight:bold;"></td> <td data-sheets-value='{"1":2,"2":"Double-walled"}' style="overflow:hidden;padding:0px 3px 0px 3px;vertical-align:bottom;font-weight:bold;">Double-walled</td> <td data-sheets-value='{"1":2,"2":"Clear (H/H)"}' style="border-right:1px solid #000000;overflow:hidden;padding:0px 3px 0px 3px;vertical-align:bottom;font-weight:bold;">Clear (H/H)</td> <td data-sheets-numberformat='{"1":2,"2":"0.00","3":1}' data-sheets-value='{"1":3,"3":2.9}' style="overflow:hidden;padding:0px 3px 0px 3px;vertical-align:bottom;text-align:center;">2.90</td> <td data-sheets-numberformat='{"1":2,"2":"0","3":1}' data-sheets-value='{"1":3,"3":81}' style="overflow:hidden;padding:0px 3px 0px 3px;vertical-align:bottom;text-align:center;">81</td> <td data-sheets-numberformat='{"1":2,"2":"0","3":1}' data-sheets-value='{"1":3,"3":75}' style="overflow:hidden;padding:0px 3px 0px 3px;vertical-align:bottom;text-align:center;">75</td> <td data-sheets-numberformat='{"1":2,"2":"0","3":1}' data-sheets-value='{"1":3,"3":20}' style="border-right:1px solid #000000;overflow:hidden;padding:0px 3px 0px 3px;vertical-align:bottom;text-align:center;">20</td> </tr> <tr style="height:20px;"> <td style="border-left:1px solid #000000;overflow:hidden;padding:0px 3px 0px 3px;vertical-align:bottom;font-weight:bold;"></td> <td data-sheets-value='{"1":2,"2":"Double-walled"}' style="overflow:hidden;padding:0px 3px 0px 3px;vertical-align:bottom;font-weight:bold;">Double-walled</td> <td data-sheets-value='{"1":2,"2":"Opal (O/O)"}' style="border-right:1px solid #000000;overflow:hidden;padding:0px 3px 0px 3px;vertical-align:bottom;font-weight:bold;">Opal (O/O)</td> <td data-sheets-numberformat='{"1":2,"2":"0.00","3":1}' data-sheets-value='{"1":3,"3":2.9}' style="overflow:hidden;padding:0px 3px 0px 3px;vertical-align:bottom;text-align:center;">2.90</td> <td data-sheets-numberformat='{"1":2,"2":"0","3":1}' data-sheets-value='{"1":3,"3":69}' style="overflow:hidden;padding:0px 3px 0px 3px;vertical-align:bottom;text-align:center;">69</td> <td data-sheets-numberformat='{"1":2,"2":"0","3":1}' data-sheets-value='{"1":3,"3":58}' style="overflow:hidden;padding:0px 3px 0px 3px;vertical-align:bottom;text-align:center;">58</td> <td data-sheets-numberformat='{"1":2,"2":"0","3":1}' data-sheets-value='{"1":3,"3":20}' style="border-right:1px solid #000000;overflow:hidden;padding:0px 3px 0px 3px;vertical-align:bottom;text-align:center;">20</td> </tr> <tr style="height:20px;"> <td style="border-left:1px solid #000000;overflow:hidden;padding:0px 3px 0px 3px;vertical-align:bottom;font-weight:bold;"></td> <td data-sheets-value='{"1":2,"2":"Triple-walled"}' style="overflow:hidden;padding:0px 3px 0px 3px;vertical-align:bottom;font-weight:bold;">Triple-walled</td> <td data-sheets-value='{"1":2,"2":"Clear (H/H/H)"}' style="border-right:1px solid #000000;overflow:hidden;padding:0px 3px 0px 3px;vertical-align:bottom;font-weight:bold;">Clear (H/H/H)</td> <td data-sheets-numberformat='{"1":2,"2":"0.00","3":1}' data-sheets-value='{"1":3,"3":1.7}' style="overflow:hidden;padding:0px 3px 0px 3px;vertical-align:bottom;text-align:center;">1.70</td> <td data-sheets-numberformat='{"1":2,"2":"0","3":1}' data-sheets-value='{"1":3,"3":73}' style="overflow:hidden;padding:0px 3px 0px 3px;vertical-align:bottom;text-align:center;">73</td> <td data-sheets-numberformat='{"1":2,"2":"0","3":1}' data-sheets-value='{"1":3,"3":65}' style="overflow:hidden;padding:0px 3px 0px 3px;vertical-align:bottom;text-align:center;">65</td> <td data-sheets-numberformat='{"1":2,"2":"0","3":1}' data-sheets-value='{"1":3,"3":22}' style="border-right:1px solid #000000;overflow:hidden;padding:0px 3px 0px 3px;vertical-align:bottom;text-align:center;">22</td> </tr> <tr style="height:20px;"> <td style="border-left:1px solid #000000;overflow:hidden;padding:0px 3px 0px 3px;vertical-align:bottom;font-weight:bold;"></td> <td data-sheets-value='{"1":2,"2":"Triple-walled"}' style="overflow:hidden;padding:0px 3px 0px 3px;vertical-align:bottom;font-weight:bold;">Triple-walled</td> <td data-sheets-value='{"1":2,"2":"Opal (O/H/O)"}' style="border-right:1px solid #000000;overflow:hidden;padding:0px 3px 0px 3px;vertical-align:bottom;font-weight:bold;">Opal (O/H/O)</td> <td data-sheets-numberformat='{"1":2,"2":"0.00","3":1}' data-sheets-value='{"1":3,"3":1.7}' style="overflow:hidden;padding:0px 3px 0px 3px;vertical-align:bottom;text-align:center;">1.70</td> <td data-sheets-numberformat='{"1":2,"2":"0","3":1}' data-sheets-value='{"1":3,"3":62}' style="overflow:hidden;padding:0px 3px 0px 3px;vertical-align:bottom;text-align:center;">62</td> <td data-sheets-numberformat='{"1":2,"2":"0","3":1}' data-sheets-value='{"1":3,"3":51}' style="overflow:hidden;padding:0px 3px 0px 3px;vertical-align:bottom;text-align:center;">51</td> <td data-sheets-numberformat='{"1":2,"2":"0","3":1}' data-sheets-value='{"1":3,"3":22}' style="border-right:1px solid #000000;overflow:hidden;padding:0px 3px 0px 3px;vertical-align:bottom;text-align:center;">22</td> </tr> <tr style="height:20px;"> <td style="border-left:1px solid #000000;overflow:hidden;padding:0px 3px 0px 3px;vertical-align:bottom;font-weight:bold;"></td> <td data-sheets-value='{"1":2,"2":"Four-walled"}' style="overflow:hidden;padding:0px 3px 0px 3px;vertical-align:bottom;font-weight:bold;">Four-walled</td> <td data-sheets-value='{"1":2,"2":"Clear (H/H/H/H)"}' style="border-right:1px solid #000000;overflow:hidden;padding:0px 3px 0px 3px;vertical-align:bottom;font-weight:bold;">Clear (H/H/H/H)</td> <td data-sheets-numberformat='{"1":2,"2":"0.00","3":1}' data-sheets-value='{"1":3,"3":1.28}' style="overflow:hidden;padding:0px 3px 0px 3px;vertical-align:bottom;text-align:center;">1.28</td> <td data-sheets-numberformat='{"1":2,"2":"0","3":1}' data-sheets-value='{"1":3,"3":64}' style="overflow:hidden;padding:0px 3px 0px 3px;vertical-align:bottom;text-align:center;">64</td> <td data-sheets-numberformat='{"1":2,"2":"0","3":1}' data-sheets-value='{"1":3,"3":54}' style="overflow:hidden;padding:0px 3px 0px 3px;vertical-align:bottom;text-align:center;">54</td> <td data-sheets-numberformat='{"1":2,"2":"0","3":1}' data-sheets-value='{"1":3,"3":23}' style="border-right:1px solid #000000;overflow:hidden;padding:0px 3px 0px 3px;vertical-align:bottom;text-align:center;">23</td> </tr> <tr style="height:20px;"> <td style="border-bottom:1px solid #000000;border-left:1px solid #000000;overflow:hidden;padding:0px 3px 0px 3px;vertical-align:bottom;"></td> <td data-sheets-value='{"1":2,"2":"Four-walled"}' style="border-bottom:1px solid #000000;overflow:hidden;padding:0px 3px 0px 3px;vertical-align:bottom;font-weight:bold;">Four-walled</td> <td data-sheets-value='{"1":2,"2":"Opal (H/H/O/H)"}' style="border-right:1px solid #000000;border-bottom:1px solid #000000;overflow:hidden;padding:0px 3px 0px 3px;vertical-align:bottom;font-weight:bold;">Opal (H/H/O/H)</td> <td data-sheets-numberformat='{"1":2,"2":"0.00","3":1}' data-sheets-value='{"1":3,"3":1.28}' style="border-bottom:1px solid #000000;overflow:hidden;padding:0px 3px 0px 3px;vertical-align:bottom;text-align:center;">1.28</td> <td data-sheets-numberformat='{"1":2,"2":"0","3":1}' data-sheets-value='{"1":3,"3":59}' style="border-bottom:1px solid #000000;overflow:hidden;padding:0px 3px 0px 3px;vertical-align:bottom;text-align:center;">59</td> <td data-sheets-numberformat='{"1":2,"2":"0","3":1}' data-sheets-value='{"1":3,"3":48}' style="border-bottom:1px solid #000000;overflow:hidden;padding:0px 3px 0px 3px;vertical-align:bottom;text-align:center;">48</td> <td data-sheets-numberformat='{"1":2,"2":"0","3":1}' data-sheets-value='{"1":3,"3":23}' style="border-right:1px solid #000000;border-bottom:1px solid #000000;overflow:hidden;padding:0px 3px 0px 3px;vertical-align:bottom;text-align:center;">23</td> </tr> <tr style="height:20px;"> <td data-sheets-value='{"1":2,"2":"Polycarbonate "}' style="border-left:1px solid #000000;overflow:hidden;padding:0px 3px 0px 3px;vertical-align:bottom;font-weight:bold;">Polycarbonate </td> <td data-sheets-value='{"1":2,"2":"Single-walled"}' style="overflow:hidden;padding:0px 3px 0px 3px;vertical-align:bottom;font-weight:bold;">Single-walled</td> <td data-sheets-value='{"1":2,"2":"Clear (A)"}' style="border-right:1px solid #000000;overflow:hidden;padding:0px 3px 0px 3px;vertical-align:bottom;font-weight:bold;">Clear (A)</td> <td data-sheets-numberformat='{"1":2,"2":"0.00","3":1}' data-sheets-value='{"1":3,"3":5.17}' style="overflow:hidden;padding:0px 3px 0px 3px;vertical-align:bottom;text-align:center;">5.17</td> <td data-sheets-numberformat='{"1":2,"2":"0","3":1}' data-sheets-value='{"1":3,"3":88}' style="overflow:hidden;padding:0px 3px 0px 3px;vertical-align:bottom;text-align:center;">88</td> <td data-sheets-numberformat='{"1":2,"2":"0","3":1}' data-sheets-value='{"1":3,"3":83}' style="overflow:hidden;padding:0px 3px 0px 3px;vertical-align:bottom;text-align:center;">83</td> <td data-sheets-numberformat='{"1":2,"2":"0","3":1}' data-sheets-value='{"1":2,"2":"-"}' style="border-right:1px solid #000000;overflow:hidden;padding:0px 3px 0px 3px;vertical-align:bottom;text-align:center;">-</td> </tr> <tr style="height:20px;"> <td data-sheets-value='{"1":2,"2":"PC"}' style="border-left:1px solid #000000;overflow:hidden;padding:0px 3px 0px 3px;vertical-align:bottom;font-weight:bold;">PC</td> <td data-sheets-value='{"1":2,"2":"Single-walled"}' style="overflow:hidden;padding:0px 3px 0px 3px;vertical-align:bottom;font-weight:bold;">Single-walled</td> <td data-sheets-value='{"1":2,"2":"Opal (D)"}' style="border-right:1px solid #000000;overflow:hidden;padding:0px 3px 0px 3px;vertical-align:bottom;font-weight:bold;">Opal (D)</td> <td data-sheets-numberformat='{"1":2,"2":"0.00","3":1}' data-sheets-value='{"1":3,"3":5.17}' style="overflow:hidden;padding:0px 3px 0px 3px;vertical-align:bottom;text-align:center;">5.17</td> <td data-sheets-numberformat='{"1":2,"2":"0","3":1}' data-sheets-value='{"1":3,"3":58}' style="overflow:hidden;padding:0px 3px 0px 3px;vertical-align:bottom;text-align:center;">58</td> <td data-sheets-numberformat='{"1":2,"2":"0","3":1}' data-sheets-value='{"1":3,"3":60}' style="overflow:hidden;padding:0px 3px 0px 3px;vertical-align:bottom;text-align:center;">60</td> <td data-sheets-numberformat='{"1":2,"2":"0","3":1}' data-sheets-value='{"1":2,"2":"-"}' style="border-right:1px solid #000000;overflow:hidden;padding:0px 3px 0px 3px;vertical-align:bottom;text-align:center;">-</td> </tr> <tr style="height:20px;"> <td style="border-left:1px solid #000000;overflow:hidden;padding:0px 3px 0px 3px;vertical-align:bottom;font-weight:bold;"></td> <td data-sheets-value='{"1":2,"2":"Double-walled"}' style="overflow:hidden;padding:0px 3px 0px 3px;vertical-align:bottom;font-weight:bold;">Double-walled</td> <td data-sheets-value='{"1":2,"2":"Clear (A/H)"}' style="border-right:1px solid #000000;overflow:hidden;padding:0px 3px 0px 3px;vertical-align:bottom;font-weight:bold;">Clear (A/H)</td> <td data-sheets-numberformat='{"1":2,"2":"0.00","3":1}' data-sheets-value='{"1":3,"3":2.9}' style="overflow:hidden;padding:0px 3px 0px 3px;vertical-align:bottom;text-align:center;">2.90</td> <td data-sheets-numberformat='{"1":2,"2":"0","3":1}' data-sheets-value='{"1":3,"3":79}' style="overflow:hidden;padding:0px 3px 0px 3px;vertical-align:bottom;text-align:center;">79</td> <td data-sheets-numberformat='{"1":2,"2":"0","3":1}' data-sheets-value='{"1":3,"3":72}' style="overflow:hidden;padding:0px 3px 0px 3px;vertical-align:bottom;text-align:center;">72</td> <td data-sheets-numberformat='{"1":2,"2":"0","3":1}' data-sheets-value='{"1":3,"3":20}' style="border-right:1px solid #000000;overflow:hidden;padding:0px 3px 0px 3px;vertical-align:bottom;text-align:center;">20</td> </tr> <tr style="height:20px;"> <td style="border-left:1px solid #000000;overflow:hidden;padding:0px 3px 0px 3px;vertical-align:bottom;font-weight:bold;"></td> <td data-sheets-value='{"1":2,"2":"Double-walled"}' style="overflow:hidden;padding:0px 3px 0px 3px;vertical-align:bottom;font-weight:bold;">Double-walled</td> <td data-sheets-value='{"1":2,"2":"Clear (A/A)"}' style="border-right:1px solid #000000;overflow:hidden;padding:0px 3px 0px 3px;vertical-align:bottom;font-weight:bold;">Clear (A/A)</td> <td data-sheets-numberformat='{"1":2,"2":"0.00","3":1}' data-sheets-value='{"1":3,"3":2.9}' style="overflow:hidden;padding:0px 3px 0px 3px;vertical-align:bottom;text-align:center;">2.90</td> <td data-sheets-numberformat='{"1":2,"2":"0","3":1}' data-sheets-value='{"1":3,"3":77}' style="overflow:hidden;padding:0px 3px 0px 3px;vertical-align:bottom;text-align:center;">77</td> <td data-sheets-numberformat='{"1":2,"2":"0","3":1}' data-sheets-value='{"1":3,"3":69}' style="overflow:hidden;padding:0px 3px 0px 3px;vertical-align:bottom;text-align:center;">69</td> <td data-sheets-numberformat='{"1":2,"2":"0","3":1}' data-sheets-value='{"1":3,"3":20}' style="border-right:1px solid #000000;overflow:hidden;padding:0px 3px 0px 3px;vertical-align:bottom;text-align:center;">20</td> </tr> <tr style="height:20px;"> <td style="border-left:1px solid #000000;overflow:hidden;padding:0px 3px 0px 3px;vertical-align:bottom;font-weight:bold;"></td> <td data-sheets-value='{"1":2,"2":"Double-walled"}' style="overflow:hidden;padding:0px 3px 0px 3px;vertical-align:bottom;font-weight:bold;">Double-walled</td> <td data-sheets-value='{"1":2,"2":"Opal (A/O)"}' style="border-right:1px solid #000000;overflow:hidden;padding:0px 3px 0px 3px;vertical-align:bottom;font-weight:bold;">Opal (A/O)</td> <td data-sheets-numberformat='{"1":2,"2":"0.00","3":1}' data-sheets-value='{"1":3,"3":2.9}' style="overflow:hidden;padding:0px 3px 0px 3px;vertical-align:bottom;text-align:center;">2.90</td> <td data-sheets-numberformat='{"1":2,"2":"0","3":1}' data-sheets-value='{"1":3,"3":73}' style="overflow:hidden;padding:0px 3px 0px 3px;vertical-align:bottom;text-align:center;">73</td> <td data-sheets-numberformat='{"1":2,"2":"0","3":1}' data-sheets-value='{"1":3,"3":63}' style="overflow:hidden;padding:0px 3px 0px 3px;vertical-align:bottom;text-align:center;">63</td> <td data-sheets-numberformat='{"1":2,"2":"0","3":1}' data-sheets-value='{"1":3,"3":20}' style="border-right:1px solid #000000;overflow:hidden;padding:0px 3px 0px 3px;vertical-align:bottom;text-align:center;">20</td> </tr> <tr style="height:20px;"> <td style="border-left:1px solid #000000;overflow:hidden;padding:0px 3px 0px 3px;vertical-align:bottom;font-weight:bold;"></td> <td data-sheets-value='{"1":2,"2":"Double-walled"}' style="overflow:hidden;padding:0px 3px 0px 3px;vertical-align:bottom;font-weight:bold;">Double-walled</td> <td data-sheets-value='{"1":2,"2":"Opal (A/D)"}' style="border-right:1px solid #000000;overflow:hidden;padding:0px 3px 0px 3px;vertical-align:bottom;font-weight:bold;">Opal (A/D)</td> <td data-sheets-numberformat='{"1":2,"2":"0.00","3":1}' data-sheets-value='{"1":3,"3":2.9}' style="overflow:hidden;padding:0px 3px 0px 3px;vertical-align:bottom;text-align:center;">2.90</td> <td data-sheets-numberformat='{"1":2,"2":"0","3":1}' data-sheets-value='{"1":3,"3":51}' style="overflow:hidden;padding:0px 3px 0px 3px;vertical-align:bottom;text-align:center;">51</td> <td data-sheets-numberformat='{"1":2,"2":"0","3":1}' data-sheets-value='{"1":3,"3":50}' style="overflow:hidden;padding:0px 3px 0px 3px;vertical-align:bottom;text-align:center;">50</td> <td data-sheets-numberformat='{"1":2,"2":"0","3":1}' data-sheets-value='{"1":3,"3":20}' style="border-right:1px solid #000000;overflow:hidden;padding:0px 3px 0px 3px;vertical-align:bottom;text-align:center;">20</td> </tr> <tr style="height:20px;"> <td style="border-left:1px solid #000000;overflow:hidden;padding:0px 3px 0px 3px;vertical-align:bottom;font-weight:bold;"></td> <td data-sheets-value='{"1":2,"2":"Triple-walled"}' style="overflow:hidden;padding:0px 3px 0px 3px;vertical-align:bottom;font-weight:bold;">Triple-walled</td> <td data-sheets-value='{"1":2,"2":"Clear (A/H/H)"}' style="border-right:1px solid #000000;overflow:hidden;padding:0px 3px 0px 3px;vertical-align:bottom;font-weight:bold;">Clear (A/H/H)</td> <td data-sheets-numberformat='{"1":2,"2":"0.00","3":1}' data-sheets-value='{"1":3,"3":1.7}' style="overflow:hidden;padding:0px 3px 0px 3px;vertical-align:bottom;text-align:center;">1.70</td> <td data-sheets-numberformat='{"1":2,"2":"0","3":1}' data-sheets-value='{"1":3,"3":71}' style="overflow:hidden;padding:0px 3px 0px 3px;vertical-align:bottom;text-align:center;">71</td> <td data-sheets-numberformat='{"1":2,"2":"0","3":1}' data-sheets-value='{"1":3,"3":63}' style="overflow:hidden;padding:0px 3px 0px 3px;vertical-align:bottom;text-align:center;">63</td> <td data-sheets-numberformat='{"1":2,"2":"0","3":1}' data-sheets-value='{"1":3,"3":22}' style="border-right:1px solid #000000;overflow:hidden;padding:0px 3px 0px 3px;vertical-align:bottom;text-align:center;">22</td> </tr> <tr style="height:20px;"> <td style="border-left:1px solid #000000;overflow:hidden;padding:0px 3px 0px 3px;vertical-align:bottom;font-weight:bold;"></td> <td data-sheets-value='{"1":2,"2":"Triple-walled"}' style="overflow:hidden;padding:0px 3px 0px 3px;vertical-align:bottom;font-weight:bold;">Triple-walled</td> <td data-sheets-value='{"1":2,"2":"Opal (A/O/O)"}' style="border-right:1px solid #000000;overflow:hidden;padding:0px 3px 0px 3px;vertical-align:bottom;font-weight:bold;">Opal (A/O/O)</td> <td data-sheets-numberformat='{"1":2,"2":"0.00","3":1}' data-sheets-value='{"1":3,"3":1.7}' style="overflow:hidden;padding:0px 3px 0px 3px;vertical-align:bottom;text-align:center;">1.70</td> <td data-sheets-numberformat='{"1":2,"2":"0","3":1}' data-sheets-value='{"1":3,"3":61}' style="overflow:hidden;padding:0px 3px 0px 3px;vertical-align:bottom;text-align:center;">61</td> <td data-sheets-numberformat='{"1":2,"2":"0","3":1}' data-sheets-value='{"1":3,"3":48}' style="overflow:hidden;padding:0px 3px 0px 3px;vertical-align:bottom;text-align:center;">48</td> <td data-sheets-numberformat='{"1":2,"2":"0","3":1}' data-sheets-value='{"1":3,"3":22}' style="border-right:1px solid #000000;overflow:hidden;padding:0px 3px 0px 3px;vertical-align:bottom;text-align:center;">22</td> </tr> <tr style="height:20px;"> <td style="border-left:1px solid #000000;overflow:hidden;padding:0px 3px 0px 3px;vertical-align:bottom;font-weight:bold;"></td> <td data-sheets-value='{"1":2,"2":"Four-walled"}' style="overflow:hidden;padding:0px 3px 0px 3px;vertical-align:bottom;font-weight:bold;">Four-walled</td> <td data-sheets-value='{"1":2,"2":"Clear (A/H/H/H)"}' style="border-right:1px solid #000000;overflow:hidden;padding:0px 3px 0px 3px;vertical-align:bottom;font-weight:bold;">Clear (A/H/H/H)</td> <td data-sheets-numberformat='{"1":2,"2":"0.00","3":1}' data-sheets-value='{"1":3,"3":1.28}' style="overflow:hidden;padding:0px 3px 0px 3px;vertical-align:bottom;text-align:center;">1.28</td> <td data-sheets-numberformat='{"1":2,"2":"0","3":1}' data-sheets-value='{"1":3,"3":64}' style="overflow:hidden;padding:0px 3px 0px 3px;vertical-align:bottom;text-align:center;">64</td> <td data-sheets-numberformat='{"1":2,"2":"0","3":1}' data-sheets-value='{"1":3,"3":52}' style="overflow:hidden;padding:0px 3px 0px 3px;vertical-align:bottom;text-align:center;">52</td> <td data-sheets-numberformat='{"1":2,"2":"0","3":1}' data-sheets-value='{"1":3,"3":23}' style="border-right:1px solid #000000;overflow:hidden;padding:0px 3px 0px 3px;vertical-align:bottom;text-align:center;">23</td> </tr> <tr style="height:20px;"> <td style="border-bottom:1px solid #000000;border-left:1px solid #000000;overflow:hidden;padding:0px 3px 0px 3px;vertical-align:bottom;"></td> <td data-sheets-value='{"1":2,"2":"Four-walled"}' style="border-bottom:1px solid #000000;overflow:hidden;padding:0px 3px 0px 3px;vertical-align:bottom;font-weight:bold;">Four-walled</td> <td data-sheets-value='{"1":2,"2":"Opal (A/H/O/H)"}' style="border-right:1px solid #000000;border-bottom:1px solid #000000;overflow:hidden;padding:0px 3px 0px 3px;vertical-align:bottom;font-weight:bold;">Opal (A/H/O/H)</td> <td data-sheets-numberformat='{"1":2,"2":"0.00","3":1}' data-sheets-value='{"1":3,"3":1.28}' style="border-bottom:1px solid #000000;overflow:hidden;padding:0px 3px 0px 3px;vertical-align:bottom;text-align:center;">1.28</td> <td data-sheets-numberformat='{"1":2,"2":"0","3":1}' data-sheets-value='{"1":3,"3":59}' style="border-bottom:1px solid #000000;overflow:hidden;padding:0px 3px 0px 3px;vertical-align:bottom;text-align:center;">59</td> <td data-sheets-numberformat='{"1":2,"2":"0","3":1}' data-sheets-value='{"1":3,"3":46}' style="border-bottom:1px solid #000000;overflow:hidden;padding:0px 3px 0px 3px;vertical-align:bottom;text-align:center;">46</td> <td data-sheets-numberformat='{"1":2,"2":"0","3":1}' data-sheets-value='{"1":3,"3":23}' style="border-right:1px solid #000000;border-bottom:1px solid #000000;overflow:hidden;padding:0px 3px 0px 3px;vertical-align:bottom;text-align:center;">23</td> </tr> <tr style="height:20px;"> <td data-sheets-value='{"1":2,"2":"Polycarbonate"}' style="border-left:1px solid #000000;overflow:hidden;padding:0px 3px 0px 3px;vertical-align:bottom;font-weight:bold;">Polycarbonate</td> <td data-sheets-value='{"1":2,"2":"Single-walled"}' style="overflow:hidden;padding:0px 3px 0px 3px;vertical-align:bottom;font-weight:bold;">Single-walled</td> <td data-sheets-value='{"1":2,"2":"Heatstop Opal (T)"}' style="border-right:1px solid #000000;overflow:hidden;padding:0px 3px 0px 3px;vertical-align:bottom;font-weight:bold;">Heatstop Opal (T)</td> <td data-sheets-numberformat='{"1":2,"2":"0.00","3":1}' data-sheets-value='{"1":3,"3":5.17}' style="overflow:hidden;padding:0px 3px 0px 3px;vertical-align:bottom;text-align:center;">5.17</td> <td data-sheets-numberformat='{"1":2,"2":"0","3":1}' data-sheets-value='{"1":3,"3":49}' style="overflow:hidden;padding:0px 3px 0px 3px;vertical-align:bottom;text-align:center;">49</td> <td data-sheets-numberformat='{"1":2,"2":"0","3":1}' data-sheets-value='{"1":3,"3":59}' style="overflow:hidden;padding:0px 3px 0px 3px;vertical-align:bottom;text-align:center;">59</td> <td data-sheets-numberformat='{"1":2,"2":"0","3":1}' data-sheets-value='{"1":2,"2":"-"}' style="border-right:1px solid #000000;overflow:hidden;padding:0px 3px 0px 3px;vertical-align:bottom;text-align:center;">-</td> </tr> <tr style="height:20px;"> <td data-sheets-value='{"1":2,"2":"Heatstop PC"}' style="border-left:1px solid #000000;overflow:hidden;padding:0px 3px 0px 3px;vertical-align:bottom;font-weight:bold;">Heatstop PC</td> <td data-sheets-value='{"1":2,"2":"Double-walled"}' style="overflow:hidden;padding:0px 3px 0px 3px;vertical-align:bottom;font-weight:bold;">Double-walled</td> <td data-sheets-value='{"1":2,"2":"Clear (T/H)"}' style="border-right:1px solid #000000;overflow:hidden;padding:0px 3px 0px 3px;vertical-align:bottom;font-weight:bold;">Clear (T/H)</td> <td data-sheets-numberformat='{"1":2,"2":"0.00","3":1}' data-sheets-value='{"1":3,"3":2.9}' style="overflow:hidden;padding:0px 3px 0px 3px;vertical-align:bottom;text-align:center;">2.90</td> <td data-sheets-numberformat='{"1":2,"2":"0","3":1}' data-sheets-value='{"1":3,"3":44}' style="overflow:hidden;padding:0px 3px 0px 3px;vertical-align:bottom;text-align:center;">44</td> <td data-sheets-numberformat='{"1":2,"2":"0","3":1}' data-sheets-value='{"1":3,"3":51}' style="overflow:hidden;padding:0px 3px 0px 3px;vertical-align:bottom;text-align:center;">51</td> <td data-sheets-numberformat='{"1":2,"2":"0","3":1}' data-sheets-value='{"1":3,"3":20}' style="border-right:1px solid #000000;overflow:hidden;padding:0px 3px 0px 3px;vertical-align:bottom;text-align:center;">20</td> </tr> <tr style="height:20px;"> <td style="border-left:1px solid #000000;overflow:hidden;padding:0px 3px 0px 3px;vertical-align:bottom;font-weight:bold;"></td> <td data-sheets-value='{"1":2,"2":"Double-walled"}' style="overflow:hidden;padding:0px 3px 0px 3px;vertical-align:bottom;font-weight:bold;">Double-walled</td> <td data-sheets-value='{"1":2,"2":"Opal (T/O)"}' style="border-right:1px solid #000000;overflow:hidden;padding:0px 3px 0px 3px;vertical-align:bottom;font-weight:bold;">Opal (T/O)</td> <td data-sheets-numberformat='{"1":2,"2":"0.00","3":1}' data-sheets-value='{"1":3,"3":2.9}' style="overflow:hidden;padding:0px 3px 0px 3px;vertical-align:bottom;text-align:center;">2.90</td> <td data-sheets-numberformat='{"1":2,"2":"0","3":1}' data-sheets-value='{"1":3,"3":41}' style="overflow:hidden;padding:0px 3px 0px 3px;vertical-align:bottom;text-align:center;">41</td> <td data-sheets-numberformat='{"1":2,"2":"0","3":1}' data-sheets-value='{"1":3,"3":45}' style="overflow:hidden;padding:0px 3px 0px 3px;vertical-align:bottom;text-align:center;">45</td> <td data-sheets-numberformat='{"1":2,"2":"0","3":1}' data-sheets-value='{"1":3,"3":20}' style="border-right:1px solid #000000;overflow:hidden;padding:0px 3px 0px 3px;vertical-align:bottom;text-align:center;">20</td> </tr> <tr style="height:20px;"> <td style="border-left:1px solid #000000;overflow:hidden;padding:0px 3px 0px 3px;vertical-align:bottom;font-weight:bold;"></td> <td data-sheets-value='{"1":2,"2":"Triple-walled"}' style="overflow:hidden; | skylux-160-ce-met-koepel-en-pvc-opstand-16-00-met-lm-motor-1000-x-2300-mm | 8586021962061 | 46872330043725
Smoke and heat exhaust (SHEV) | SHE system | Skylux | Skylux 160° CE with skylight and PVC curb 16/00 with LM-actuator 1050 x 1050 mm |  | 27914 | 5412970279143 | 3598.55 | Yes | 30-45 | 49.83 | 1050 x 1050 mm | 1050 | 1050 |  | PVC 16/00 (16 cm high & roof opening = daylight size) | Square | 5.17 W/m²K - 1.28 W/m²K | 87% - 32% | 90% - 32% | 20dB - 23dB | 160° CE (for industry) | skylight | without spoiler | E | Single actuator | Maximum four-walled skylight possible for this product | Ut-value LT-value g-value Rw-value EN 1873 : 2014 EN ISO 13468 EN 16153 EN 410 EN 410 EN ISO 140-3 Material Walls Shells (W/m²K) (%) (%) (dB) Acrylic Single-walled Clear (H) 5.17 90 87 - PMMA Single-walled Opal (O) 5.17 83 76 - Double-walled Clear (H/H) 2.90 81 75 20 Double-walled Opal (O/O) 2.90 69 58 20 Triple-walled Clear (H/H/H) 1.70 73 65 22 Triple-walled Opal (O/H/O) 1.70 62 51 22 Four-walled Clear (H/H/H/H) 1.28 64 54 23 Four-walled Opal (H/H/O/H) 1.28 59 48 23 Polycarbonate Single-walled Clear (A) 5.17 88 83 - PC Single-walled Opal (D) 5.17 58 60 - Double-walled Clear (A/H) 2.90 79 72 20 Double-walled Clear (A/A) 2.90 77 69 20 Double-walled Opal (A/O) 2.90 73 63 20 Double-walled Opal (A/D) 2.90 51 50 20 Triple-walled Clear (A/H/H) 1.70 71 63 22 Triple-walled Opal (A/O/O) 1.70 61 48 22 Four-walled Clear (A/H/H/H) 1.28 64 52 23 Four-walled Opal (A/H/O/H) 1.28 59 46 23 Polycarbonate Single-walled Heatstop Opal (T) 5.17 49 59 - Heatstop PC Double-walled Clear (T/H) 2.90 44 51 20 Double-walled Opal (T/O) 2.90 41 45 20 Triple-walled Clear (T/H/H) 1.70 40 <td data-sheets-numberformat='{"1":2,"2":"0","3":1}' data-sheets-value='{"1":3,"3":44}' style="overflow:hidden;paddin | https://skylux.eu/en/products/skylux-160-ce-met-koepel-en-pvc-opstand-16-00-met-lm-motor-1050-x-1050-mm | https://skylux.eu/cdn/shop/files/Skylux-160deg-CE-met-koepel-en-pvc-opstand-1600-met-LM-motor-1050-x-1050-mm-RWA-systeem.jpg?v=1702979379&width=1600 | https://skylux.eu/cdn/shop/files/e5a82811-1bb0-48e4-a776-cacb59c7c092_c5e162c1-41ec-4a0e-b708-0295ed0a2754.jpg?v=1688550884&width=1600 | //skylux.eu/cdn/shop/files/E_MH_Mounting_instructions_Skylux_160_CE_LM.pdf?v=12406716259046007223 | //skylux.eu/cdn/shop/files/E_TD_Technical_File_Skylux_Skylux_160_CE_Electric.pdf?v=3667116872303399239 | <style type="text/css" id="isPasted"> <!--td { border: 1px solid #cccccc; } br { mso-data-placement: same-cell; } --> </style> <table border="1" cellpadding="0" cellspacing="0" dir="ltr" style="table-layout:fixed;font-size:10pt;font-family:Arial;border-collapse:collapse;border:none;"><tbody> <tr style="height:20px;"> <td style="overflow:hidden;padding:0px 3px 0px 3px;vertical-align:bottom;"></td> <td style="overflow:hidden;padding:0px 3px 0px 3px;vertical-align:bottom;"></td> <td style="overflow:hidden;padding:0px 3px 0px 3px;vertical-align:bottom;"></td> <td data-sheets-value='{"1":2,"2":"Ut-value"}' style="overflow:hidden;padding:0px 3px 0px 3px;vertical-align:bottom;font-weight:bold;text-align:center;">Ut-value</td> <td data-sheets-value='{"1":2,"2":"LT-value"}' style="overflow:hidden;padding:0px 3px 0px 3px;vertical-align:bottom;font-weight:bold;text-align:center;">LT-value</td> <td data-sheets-value='{"1":2,"2":"g-value"}' style="overflow:hidden;padding:0px 3px 0px 3px;vertical-align:bottom;font-weight:bold;text-align:center;">g-value</td> <td data-sheets-value='{"1":2,"2":"Rw-value "}' style="overflow:hidden;padding:0px 3px 0px 3px;vertical-align:bottom;font-weight:bold;text-align:center;">Rw-value </td> </tr> <tr style="height:20px;"> <td style="overflow:hidden;padding:0px 3px 0px 3px;vertical-align:bottom;"></td> <td style="overflow:hidden;padding:0px 3px 0px 3px;vertical-align:bottom;"></td> <td style="overflow:hidden;padding:0px 3px 0px 3px;vertical-align:bottom;"></td> <td data-sheets-numberformat='{"1":2,"2":"0.00","3":1}' data-sheets-value='{"1":2,"2":"EN 1873 : 2014"}' style="overflow:hidden;padding:0px 3px 0px 3px;vertical-align:bottom;text-align:center;">EN 1873 : 2014</td> <td data-sheets-numberformat='{"1":2,"2":"0","3":1}' data-sheets-value='{"1":2,"2":"EN ISO 13468 EN 16153 EN 410"}' style="overflow:hidden;padding:0px 3px 0px 3px;vertical-align:bottom;text-align:center;">EN ISO 13468 EN 16153 EN 410</td> <td data-sheets-numberformat='{"1":2,"2":"0","3":1}' data-sheets-value='{"1":2,"2":"EN 410"}' style="overflow:hidden;padding:0px 3px 0px 3px;vertical-align:bottom;text-align:center;">EN 410</td> <td data-sheets-value='{"1":2,"2":"EN ISO 140-3\t\t"}' style="overflow:hidden;padding:0px 3px 0px 3px;vertical-align:bottom;text-align:center;">EN ISO 140-3 </td> </tr> <tr style="height:20px;"> <td data-sheets-value='{"1":2,"2":"Material"}' style="border-bottom:1px solid #000000;overflow:hidden;padding:0px 3px 0px 3px;vertical-align:bottom;background-color:#000000;font-weight:bold;color:#ffffff;">Material</td> <td data-sheets-value='{"1":2,"2":"Walls"}' style="border-bottom:1px solid #000000;overflow:hidden;padding:0px 3px 0px 3px;vertical-align:bottom;background-color:#000000;font-weight:bold;color:#ffffff;">Walls</td> <td data-sheets-value='{"1":2,"2":"Shells"}' style="border-bottom:1px solid #000000;overflow:hidden;padding:0px 3px 0px 3px;vertical-align:bottom;background-color:#000000;font-weight:bold;color:#ffffff;">Shells</td> <td data-sheets-numberformat='{"1":2,"2":"0.00","3":1}' data-sheets-value='{"1":2,"2":"(W/m²K)\t"}' style="border-bottom:1px solid #000000;overflow:hidden;padding:0px 3px 0px 3px;vertical-align:bottom;background-color:#000000;font-weight:bold;color:#ffffff;text-align:center;">(W/m²K) </td> <td data-sheets-numberformat='{"1":2,"2":"0","3":1}' data-sheets-value='{"1":2,"2":"(%)"}' style="border-bottom:1px solid #000000;overflow:hidden;padding:0px 3px 0px 3px;vertical-align:bottom;background-color:#000000;font-weight:bold;color:#ffffff;text-align:center;">(%)</td> <td data-sheets-numberformat='{"1":2,"2":"0","3":1}' data-sheets-value='{"1":2,"2":"(%)"}' style="border-bottom:1px solid #000000;overflow:hidden;padding:0px 3px 0px 3px;vertical-align:bottom;background-color:#000000;font-weight:bold;color:#ffffff;text-align:center;">(%)</td> <td data-sheets-value='{"1":2,"2":"(dB)"}' style="border-bottom:1px solid #000000;overflow:hidden;padding:0px 3px 0px 3px;vertical-align:bottom;background-color:#000000;font-weight:bold;color:#ffffff;text-align:center;">(dB)</td> </tr> <tr style="height:20px;"> <td data-sheets-value='{"1":2,"2":"Acrylic"}' style="border-left:1px solid #000000;overflow:hidden;padding:0px 3px 0px 3px;vertical-align:bottom;font-weight:bold;">Acrylic</td> <td data-sheets-value='{"1":2,"2":"Single-walled"}' style="overflow:hidden;padding:0px 3px 0px 3px;vertical-align:bottom;font-weight:bold;">Single-walled</td> <td data-sheets-value='{"1":2,"2":"Clear (H)"}' style="border-right:1px solid #000000;overflow:hidden;padding:0px 3px 0px 3px;vertical-align:bottom;font-weight:bold;">Clear (H)</td> <td data-sheets-numberformat='{"1":2,"2":"0.00","3":1}' data-sheets-value='{"1":3,"3":5.17}' style="overflow:hidden;padding:0px 3px 0px 3px;vertical-align:bottom;text-align:center;">5.17</td> <td data-sheets-numberformat='{"1":2,"2":"0","3":1}' data-sheets-value='{"1":3,"3":90}' style="overflow:hidden;padding:0px 3px 0px 3px;vertical-align:bottom;text-align:center;">90</td> <td data-sheets-numberformat='{"1":2,"2":"0","3":1}' data-sheets-value='{"1":3,"3":87}' style="overflow:hidden;padding:0px 3px 0px 3px;vertical-align:bottom;text-align:center;">87</td> <td data-sheets-numberformat='{"1":2,"2":"0","3":1}' data-sheets-value='{"1":2,"2":"-"}' style="border-right:1px solid #000000;overflow:hidden;padding:0px 3px 0px 3px;vertical-align:bottom;text-align:center;">-</td> </tr> <tr style="height:20px;"> <td data-sheets-value='{"1":2,"2":"PMMA"}' style="border-left:1px solid #000000;overflow:hidden;padding:0px 3px 0px 3px;vertical-align:bottom;font-weight:bold;">PMMA</td> <td data-sheets-value='{"1":2,"2":"Single-walled"}' style="overflow:hidden;padding:0px 3px 0px 3px;vertical-align:bottom;font-weight:bold;">Single-walled</td> <td data-sheets-value='{"1":2,"2":"Opal (O)"}' style="border-right:1px solid #000000;overflow:hidden;padding:0px 3px 0px 3px;vertical-align:bottom;font-weight:bold;">Opal (O)</td> <td data-sheets-numberformat='{"1":2,"2":"0.00","3":1}' data-sheets-value='{"1":3,"3":5.17}' style="overflow:hidden;padding:0px 3px 0px 3px;vertical-align:bottom;text-align:center;">5.17</td> <td data-sheets-numberformat='{"1":2,"2":"0","3":1}' data-sheets-value='{"1":3,"3":83}' style="overflow:hidden;padding:0px 3px 0px 3px;vertical-align:bottom;text-align:center;">83</td> <td data-sheets-numberformat='{"1":2,"2":"0","3":1}' data-sheets-value='{"1":3,"3":76}' style="overflow:hidden;padding:0px 3px 0px 3px;vertical-align:bottom;text-align:center;">76</td> <td data-sheets-numberformat='{"1":2,"2":"0","3":1}' data-sheets-value='{"1":2,"2":"-"}' style="border-right:1px solid #000000;overflow:hidden;padding:0px 3px 0px 3px;vertical-align:bottom;text-align:center;">-</td> </tr> <tr style="height:20px;"> <td style="border-left:1px solid #000000;overflow:hidden;padding:0px 3px 0px 3px;vertical-align:bottom;font-weight:bold;"></td> <td data-sheets-value='{"1":2,"2":"Double-walled"}' style="overflow:hidden;padding:0px 3px 0px 3px;vertical-align:bottom;font-weight:bold;">Double-walled</td> <td data-sheets-value='{"1":2,"2":"Clear (H/H)"}' style="border-right:1px solid #000000;overflow:hidden;padding:0px 3px 0px 3px;vertical-align:bottom;font-weight:bold;">Clear (H/H)</td> <td data-sheets-numberformat='{"1":2,"2":"0.00","3":1}' data-sheets-value='{"1":3,"3":2.9}' style="overflow:hidden;padding:0px 3px 0px 3px;vertical-align:bottom;text-align:center;">2.90</td> <td data-sheets-numberformat='{"1":2,"2":"0","3":1}' data-sheets-value='{"1":3,"3":81}' style="overflow:hidden;padding:0px 3px 0px 3px;vertical-align:bottom;text-align:center;">81</td> <td data-sheets-numberformat='{"1":2,"2":"0","3":1}' data-sheets-value='{"1":3,"3":75}' style="overflow:hidden;padding:0px 3px 0px 3px;vertical-align:bottom;text-align:center;">75</td> <td data-sheets-numberformat='{"1":2,"2":"0","3":1}' data-sheets-value='{"1":3,"3":20}' style="border-right:1px solid #000000;overflow:hidden;padding:0px 3px 0px 3px;vertical-align:bottom;text-align:center;">20</td> </tr> <tr style="height:20px;"> <td style="border-left:1px solid #000000;overflow:hidden;padding:0px 3px 0px 3px;vertical-align:bottom;font-weight:bold;"></td> <td data-sheets-value='{"1":2,"2":"Double-walled"}' style="overflow:hidden;padding:0px 3px 0px 3px;vertical-align:bottom;font-weight:bold;">Double-walled</td> <td data-sheets-value='{"1":2,"2":"Opal (O/O)"}' style="border-right:1px solid #000000;overflow:hidden;padding:0px 3px 0px 3px;vertical-align:bottom;font-weight:bold;">Opal (O/O)</td> <td data-sheets-numberformat='{"1":2,"2":"0.00","3":1}' data-sheets-value='{"1":3,"3":2.9}' style="overflow:hidden;padding:0px 3px 0px 3px;vertical-align:bottom;text-align:center;">2.90</td> <td data-sheets-numberformat='{"1":2,"2":"0","3":1}' data-sheets-value='{"1":3,"3":69}' style="overflow:hidden;padding:0px 3px 0px 3px;vertical-align:bottom;text-align:center;">69</td> <td data-sheets-numberformat='{"1":2,"2":"0","3":1}' data-sheets-value='{"1":3,"3":58}' style="overflow:hidden;padding:0px 3px 0px 3px;vertical-align:bottom;text-align:center;">58</td> <td data-sheets-numberformat='{"1":2,"2":"0","3":1}' data-sheets-value='{"1":3,"3":20}' style="border-right:1px solid #000000;overflow:hidden;padding:0px 3px 0px 3px;vertical-align:bottom;text-align:center;">20</td> </tr> <tr style="height:20px;"> <td style="border-left:1px solid #000000;overflow:hidden;padding:0px 3px 0px 3px;vertical-align:bottom;font-weight:bold;"></td> <td data-sheets-value='{"1":2,"2":"Triple-walled"}' style="overflow:hidden;padding:0px 3px 0px 3px;vertical-align:bottom;font-weight:bold;">Triple-walled</td> <td data-sheets-value='{"1":2,"2":"Clear (H/H/H)"}' style="border-right:1px solid #000000;overflow:hidden;padding:0px 3px 0px 3px;vertical-align:bottom;font-weight:bold;">Clear (H/H/H)</td> <td data-sheets-numberformat='{"1":2,"2":"0.00","3":1}' data-sheets-value='{"1":3,"3":1.7}' style="overflow:hidden;padding:0px 3px 0px 3px;vertical-align:bottom;text-align:center;">1.70</td> <td data-sheets-numberformat='{"1":2,"2":"0","3":1}' data-sheets-value='{"1":3,"3":73}' style="overflow:hidden;padding:0px 3px 0px 3px;vertical-align:bottom;text-align:center;">73</td> <td data-sheets-numberformat='{"1":2,"2":"0","3":1}' data-sheets-value='{"1":3,"3":65}' style="overflow:hidden;padding:0px 3px 0px 3px;vertical-align:bottom;text-align:center;">65</td> <td data-sheets-numberformat='{"1":2,"2":"0","3":1}' data-sheets-value='{"1":3,"3":22}' style="border-right:1px solid #000000;overflow:hidden;padding:0px 3px 0px 3px;vertical-align:bottom;text-align:center;">22</td> </tr> <tr style="height:20px;"> <td style="border-left:1px solid #000000;overflow:hidden;padding:0px 3px 0px 3px;vertical-align:bottom;font-weight:bold;"></td> <td data-sheets-value='{"1":2,"2":"Triple-walled"}' style="overflow:hidden;padding:0px 3px 0px 3px;vertical-align:bottom;font-weight:bold;">Triple-walled</td> <td data-sheets-value='{"1":2,"2":"Opal (O/H/O)"}' style="border-right:1px solid #000000;overflow:hidden;padding:0px 3px 0px 3px;vertical-align:bottom;font-weight:bold;">Opal (O/H/O)</td> <td data-sheets-numberformat='{"1":2,"2":"0.00","3":1}' data-sheets-value='{"1":3,"3":1.7}' style="overflow:hidden;padding:0px 3px 0px 3px;vertical-align:bottom;text-align:center;">1.70</td> <td data-sheets-numberformat='{"1":2,"2":"0","3":1}' data-sheets-value='{"1":3,"3":62}' style="overflow:hidden;padding:0px 3px 0px 3px;vertical-align:bottom;text-align:center;">62</td> <td data-sheets-numberformat='{"1":2,"2":"0","3":1}' data-sheets-value='{"1":3,"3":51}' style="overflow:hidden;padding:0px 3px 0px 3px;vertical-align:bottom;text-align:center;">51</td> <td data-sheets-numberformat='{"1":2,"2":"0","3":1}' data-sheets-value='{"1":3,"3":22}' style="border-right:1px solid #000000;overflow:hidden;padding:0px 3px 0px 3px;vertical-align:bottom;text-align:center;">22</td> </tr> <tr style="height:20px;"> <td style="border-left:1px solid #000000;overflow:hidden;padding:0px 3px 0px 3px;vertical-align:bottom;font-weight:bold;"></td> <td data-sheets-value='{"1":2,"2":"Four-walled"}' style="overflow:hidden;padding:0px 3px 0px 3px;vertical-align:bottom;font-weight:bold;">Four-walled</td> <td data-sheets-value='{"1":2,"2":"Clear (H/H/H/H)"}' style="border-right:1px solid #000000;overflow:hidden;padding:0px 3px 0px 3px;vertical-align:bottom;font-weight:bold;">Clear (H/H/H/H)</td> <td data-sheets-numberformat='{"1":2,"2":"0.00","3":1}' data-sheets-value='{"1":3,"3":1.28}' style="overflow:hidden;padding:0px 3px 0px 3px;vertical-align:bottom;text-align:center;">1.28</td> <td data-sheets-numberformat='{"1":2,"2":"0","3":1}' data-sheets-value='{"1":3,"3":64}' style="overflow:hidden;padding:0px 3px 0px 3px;vertical-align:bottom;text-align:center;">64</td> <td data-sheets-numberformat='{"1":2,"2":"0","3":1}' data-sheets-value='{"1":3,"3":54}' style="overflow:hidden;padding:0px 3px 0px 3px;vertical-align:bottom;text-align:center;">54</td> <td data-sheets-numberformat='{"1":2,"2":"0","3":1}' data-sheets-value='{"1":3,"3":23}' style="border-right:1px solid #000000;overflow:hidden;padding:0px 3px 0px 3px;vertical-align:bottom;text-align:center;">23</td> </tr> <tr style="height:20px;"> <td style="border-bottom:1px solid #000000;border-left:1px solid #000000;overflow:hidden;padding:0px 3px 0px 3px;vertical-align:bottom;"></td> <td data-sheets-value='{"1":2,"2":"Four-walled"}' style="border-bottom:1px solid #000000;overflow:hidden;padding:0px 3px 0px 3px;vertical-align:bottom;font-weight:bold;">Four-walled</td> <td data-sheets-value='{"1":2,"2":"Opal (H/H/O/H)"}' style="border-right:1px solid #000000;border-bottom:1px solid #000000;overflow:hidden;padding:0px 3px 0px 3px;vertical-align:bottom;font-weight:bold;">Opal (H/H/O/H)</td> <td data-sheets-numberformat='{"1":2,"2":"0.00","3":1}' data-sheets-value='{"1":3,"3":1.28}' style="border-bottom:1px solid #000000;overflow:hidden;padding:0px 3px 0px 3px;vertical-align:bottom;text-align:center;">1.28</td> <td data-sheets-numberformat='{"1":2,"2":"0","3":1}' data-sheets-value='{"1":3,"3":59}' style="border-bottom:1px solid #000000;overflow:hidden;padding:0px 3px 0px 3px;vertical-align:bottom;text-align:center;">59</td> <td data-sheets-numberformat='{"1":2,"2":"0","3":1}' data-sheets-value='{"1":3,"3":48}' style="border-bottom:1px solid #000000;overflow:hidden;padding:0px 3px 0px 3px;vertical-align:bottom;text-align:center;">48</td> <td data-sheets-numberformat='{"1":2,"2":"0","3":1}' data-sheets-value='{"1":3,"3":23}' style="border-right:1px solid #000000;border-bottom:1px solid #000000;overflow:hidden;padding:0px 3px 0px 3px;vertical-align:bottom;text-align:center;">23</td> </tr> <tr style="height:20px;"> <td data-sheets-value='{"1":2,"2":"Polycarbonate "}' style="border-left:1px solid #000000;overflow:hidden;padding:0px 3px 0px 3px;vertical-align:bottom;font-weight:bold;">Polycarbonate </td> <td data-sheets-value='{"1":2,"2":"Single-walled"}' style="overflow:hidden;padding:0px 3px 0px 3px;vertical-align:bottom;font-weight:bold;">Single-walled</td> <td data-sheets-value='{"1":2,"2":"Clear (A)"}' style="border-right:1px solid #000000;overflow:hidden;padding:0px 3px 0px 3px;vertical-align:bottom;font-weight:bold;">Clear (A)</td> <td data-sheets-numberformat='{"1":2,"2":"0.00","3":1}' data-sheets-value='{"1":3,"3":5.17}' style="overflow:hidden;padding:0px 3px 0px 3px;vertical-align:bottom;text-align:center;">5.17</td> <td data-sheets-numberformat='{"1":2,"2":"0","3":1}' data-sheets-value='{"1":3,"3":88}' style="overflow:hidden;padding:0px 3px 0px 3px;vertical-align:bottom;text-align:center;">88</td> <td data-sheets-numberformat='{"1":2,"2":"0","3":1}' data-sheets-value='{"1":3,"3":83}' style="overflow:hidden;padding:0px 3px 0px 3px;vertical-align:bottom;text-align:center;">83</td> <td data-sheets-numberformat='{"1":2,"2":"0","3":1}' data-sheets-value='{"1":2,"2":"-"}' style="border-right:1px solid #000000;overflow:hidden;padding:0px 3px 0px 3px;vertical-align:bottom;text-align:center;">-</td> </tr> <tr style="height:20px;"> <td data-sheets-value='{"1":2,"2":"PC"}' style="border-left:1px solid #000000;overflow:hidden;padding:0px 3px 0px 3px;vertical-align:bottom;font-weight:bold;">PC</td> <td data-sheets-value='{"1":2,"2":"Single-walled"}' style="overflow:hidden;padding:0px 3px 0px 3px;vertical-align:bottom;font-weight:bold;">Single-walled</td> <td data-sheets-value='{"1":2,"2":"Opal (D)"}' style="border-right:1px solid #000000;overflow:hidden;padding:0px 3px 0px 3px;vertical-align:bottom;font-weight:bold;">Opal (D)</td> <td data-sheets-numberformat='{"1":2,"2":"0.00","3":1}' data-sheets-value='{"1":3,"3":5.17}' style="overflow:hidden;padding:0px 3px 0px 3px;vertical-align:bottom;text-align:center;">5.17</td> <td data-sheets-numberformat='{"1":2,"2":"0","3":1}' data-sheets-value='{"1":3,"3":58}' style="overflow:hidden;padding:0px 3px 0px 3px;vertical-align:bottom;text-align:center;">58</td> <td data-sheets-numberformat='{"1":2,"2":"0","3":1}' data-sheets-value='{"1":3,"3":60}' style="overflow:hidden;padding:0px 3px 0px 3px;vertical-align:bottom;text-align:center;">60</td> <td data-sheets-numberformat='{"1":2,"2":"0","3":1}' data-sheets-value='{"1":2,"2":"-"}' style="border-right:1px solid #000000;overflow:hidden;padding:0px 3px 0px 3px;vertical-align:bottom;text-align:center;">-</td> </tr> <tr style="height:20px;"> <td style="border-left:1px solid #000000;overflow:hidden;padding:0px 3px 0px 3px;vertical-align:bottom;font-weight:bold;"></td> <td data-sheets-value='{"1":2,"2":"Double-walled"}' style="overflow:hidden;padding:0px 3px 0px 3px;vertical-align:bottom;font-weight:bold;">Double-walled</td> <td data-sheets-value='{"1":2,"2":"Clear (A/H)"}' style="border-right:1px solid #000000;overflow:hidden;padding:0px 3px 0px 3px;vertical-align:bottom;font-weight:bold;">Clear (A/H)</td> <td data-sheets-numberformat='{"1":2,"2":"0.00","3":1}' data-sheets-value='{"1":3,"3":2.9}' style="overflow:hidden;padding:0px 3px 0px 3px;vertical-align:bottom;text-align:center;">2.90</td> <td data-sheets-numberformat='{"1":2,"2":"0","3":1}' data-sheets-value='{"1":3,"3":79}' style="overflow:hidden;padding:0px 3px 0px 3px;vertical-align:bottom;text-align:center;">79</td> <td data-sheets-numberformat='{"1":2,"2":"0","3":1}' data-sheets-value='{"1":3,"3":72}' style="overflow:hidden;padding:0px 3px 0px 3px;vertical-align:bottom;text-align:center;">72</td> <td data-sheets-numberformat='{"1":2,"2":"0","3":1}' data-sheets-value='{"1":3,"3":20}' style="border-right:1px solid #000000;overflow:hidden;padding:0px 3px 0px 3px;vertical-align:bottom;text-align:center;">20</td> </tr> <tr style="height:20px;"> <td style="border-left:1px solid #000000;overflow:hidden;padding:0px 3px 0px 3px;vertical-align:bottom;font-weight:bold;"></td> <td data-sheets-value='{"1":2,"2":"Double-walled"}' style="overflow:hidden;padding:0px 3px 0px 3px;vertical-align:bottom;font-weight:bold;">Double-walled</td> <td data-sheets-value='{"1":2,"2":"Clear (A/A)"}' style="border-right:1px solid #000000;overflow:hidden;padding:0px 3px 0px 3px;vertical-align:bottom;font-weight:bold;">Clear (A/A)</td> <td data-sheets-numberformat='{"1":2,"2":"0.00","3":1}' data-sheets-value='{"1":3,"3":2.9}' style="overflow:hidden;padding:0px 3px 0px 3px;vertical-align:bottom;text-align:center;">2.90</td> <td data-sheets-numberformat='{"1":2,"2":"0","3":1}' data-sheets-value='{"1":3,"3":77}' style="overflow:hidden;padding:0px 3px 0px 3px;vertical-align:bottom;text-align:center;">77</td> <td data-sheets-numberformat='{"1":2,"2":"0","3":1}' data-sheets-value='{"1":3,"3":69}' style="overflow:hidden;padding:0px 3px 0px 3px;vertical-align:bottom;text-align:center;">69</td> <td data-sheets-numberformat='{"1":2,"2":"0","3":1}' data-sheets-value='{"1":3,"3":20}' style="border-right:1px solid #000000;overflow:hidden;padding:0px 3px 0px 3px;vertical-align:bottom;text-align:center;">20</td> </tr> <tr style="height:20px;"> <td style="border-left:1px solid #000000;overflow:hidden;padding:0px 3px 0px 3px;vertical-align:bottom;font-weight:bold;"></td> <td data-sheets-value='{"1":2,"2":"Double-walled"}' style="overflow:hidden;padding:0px 3px 0px 3px;vertical-align:bottom;font-weight:bold;">Double-walled</td> <td data-sheets-value='{"1":2,"2":"Opal (A/O)"}' style="border-right:1px solid #000000;overflow:hidden;padding:0px 3px 0px 3px;vertical-align:bottom;font-weight:bold;">Opal (A/O)</td> <td data-sheets-numberformat='{"1":2,"2":"0.00","3":1}' data-sheets-value='{"1":3,"3":2.9}' style="overflow:hidden;padding:0px 3px 0px 3px;vertical-align:bottom;text-align:center;">2.90</td> <td data-sheets-numberformat='{"1":2,"2":"0","3":1}' data-sheets-value='{"1":3,"3":73}' style="overflow:hidden;padding:0px 3px 0px 3px;vertical-align:bottom;text-align:center;">73</td> <td data-sheets-numberformat='{"1":2,"2":"0","3":1}' data-sheets-value='{"1":3,"3":63}' style="overflow:hidden;padding:0px 3px 0px 3px;vertical-align:bottom;text-align:center;">63</td> <td data-sheets-numberformat='{"1":2,"2":"0","3":1}' data-sheets-value='{"1":3,"3":20}' style="border-right:1px solid #000000;overflow:hidden;padding:0px 3px 0px 3px;vertical-align:bottom;text-align:center;">20</td> </tr> <tr style="height:20px;"> <td style="border-left:1px solid #000000;overflow:hidden;padding:0px 3px 0px 3px;vertical-align:bottom;font-weight:bold;"></td> <td data-sheets-value='{"1":2,"2":"Double-walled"}' style="overflow:hidden;padding:0px 3px 0px 3px;vertical-align:bottom;font-weight:bold;">Double-walled</td> <td data-sheets-value='{"1":2,"2":"Opal (A/D)"}' style="border-right:1px solid #000000;overflow:hidden;padding:0px 3px 0px 3px;vertical-align:bottom;font-weight:bold;">Opal (A/D)</td> <td data-sheets-numberformat='{"1":2,"2":"0.00","3":1}' data-sheets-value='{"1":3,"3":2.9}' style="overflow:hidden;padding:0px 3px 0px 3px;vertical-align:bottom;text-align:center;">2.90</td> <td data-sheets-numberformat='{"1":2,"2":"0","3":1}' data-sheets-value='{"1":3,"3":51}' style="overflow:hidden;padding:0px 3px 0px 3px;vertical-align:bottom;text-align:center;">51</td> <td data-sheets-numberformat='{"1":2,"2":"0","3":1}' data-sheets-value='{"1":3,"3":50}' style="overflow:hidden;padding:0px 3px 0px 3px;vertical-align:bottom;text-align:center;">50</td> <td data-sheets-numberformat='{"1":2,"2":"0","3":1}' data-sheets-value='{"1":3,"3":20}' style="border-right:1px solid #000000;overflow:hidden;padding:0px 3px 0px 3px;vertical-align:bottom;text-align:center;">20</td> </tr> <tr style="height:20px;"> <td style="border-left:1px solid #000000;overflow:hidden;padding:0px 3px 0px 3px;vertical-align:bottom;font-weight:bold;"></td> <td data-sheets-value='{"1":2,"2":"Triple-walled"}' style="overflow:hidden;padding:0px 3px 0px 3px;vertical-align:bottom;font-weight:bold;">Triple-walled</td> <td data-sheets-value='{"1":2,"2":"Clear (A/H/H)"}' style="border-right:1px solid #000000;overflow:hidden;padding:0px 3px 0px 3px;vertical-align:bottom;font-weight:bold;">Clear (A/H/H)</td> <td data-sheets-numberformat='{"1":2,"2":"0.00","3":1}' data-sheets-value='{"1":3,"3":1.7}' style="overflow:hidden;padding:0px 3px 0px 3px;vertical-align:bottom;text-align:center;">1.70</td> <td data-sheets-numberformat='{"1":2,"2":"0","3":1}' data-sheets-value='{"1":3,"3":71}' style="overflow:hidden;padding:0px 3px 0px 3px;vertical-align:bottom;text-align:center;">71</td> <td data-sheets-numberformat='{"1":2,"2":"0","3":1}' data-sheets-value='{"1":3,"3":63}' style="overflow:hidden;padding:0px 3px 0px 3px;vertical-align:bottom;text-align:center;">63</td> <td data-sheets-numberformat='{"1":2,"2":"0","3":1}' data-sheets-value='{"1":3,"3":22}' style="border-right:1px solid #000000;overflow:hidden;padding:0px 3px 0px 3px;vertical-align:bottom;text-align:center;">22</td> </tr> <tr style="height:20px;"> <td style="border-left:1px solid #000000;overflow:hidden;padding:0px 3px 0px 3px;vertical-align:bottom;font-weight:bold;"></td> <td data-sheets-value='{"1":2,"2":"Triple-walled"}' style="overflow:hidden;padding:0px 3px 0px 3px;vertical-align:bottom;font-weight:bold;">Triple-walled</td> <td data-sheets-value='{"1":2,"2":"Opal (A/O/O)"}' style="border-right:1px solid #000000;overflow:hidden;padding:0px 3px 0px 3px;vertical-align:bottom;font-weight:bold;">Opal (A/O/O)</td> <td data-sheets-numberformat='{"1":2,"2":"0.00","3":1}' data-sheets-value='{"1":3,"3":1.7}' style="overflow:hidden;padding:0px 3px 0px 3px;vertical-align:bottom;text-align:center;">1.70</td> <td data-sheets-numberformat='{"1":2,"2":"0","3":1}' data-sheets-value='{"1":3,"3":61}' style="overflow:hidden;padding:0px 3px 0px 3px;vertical-align:bottom;text-align:center;">61</td> <td data-sheets-numberformat='{"1":2,"2":"0","3":1}' data-sheets-value='{"1":3,"3":48}' style="overflow:hidden;padding:0px 3px 0px 3px;vertical-align:bottom;text-align:center;">48</td> <td data-sheets-numberformat='{"1":2,"2":"0","3":1}' data-sheets-value='{"1":3,"3":22}' style="border-right:1px solid #000000;overflow:hidden;padding:0px 3px 0px 3px;vertical-align:bottom;text-align:center;">22</td> </tr> <tr style="height:20px;"> <td style="border-left:1px solid #000000;overflow:hidden;padding:0px 3px 0px 3px;vertical-align:bottom;font-weight:bold;"></td> <td data-sheets-value='{"1":2,"2":"Four-walled"}' style="overflow:hidden;padding:0px 3px 0px 3px;vertical-align:bottom;font-weight:bold;">Four-walled</td> <td data-sheets-value='{"1":2,"2":"Clear (A/H/H/H)"}' style="border-right:1px solid #000000;overflow:hidden;padding:0px 3px 0px 3px;vertical-align:bottom;font-weight:bold;">Clear (A/H/H/H)</td> <td data-sheets-numberformat='{"1":2,"2":"0.00","3":1}' data-sheets-value='{"1":3,"3":1.28}' style="overflow:hidden;padding:0px 3px 0px 3px;vertical-align:bottom;text-align:center;">1.28</td> <td data-sheets-numberformat='{"1":2,"2":"0","3":1}' data-sheets-value='{"1":3,"3":64}' style="overflow:hidden;padding:0px 3px 0px 3px;vertical-align:bottom;text-align:center;">64</td> <td data-sheets-numberformat='{"1":2,"2":"0","3":1}' data-sheets-value='{"1":3,"3":52}' style="overflow:hidden;padding:0px 3px 0px 3px;vertical-align:bottom;text-align:center;">52</td> <td data-sheets-numberformat='{"1":2,"2":"0","3":1}' data-sheets-value='{"1":3,"3":23}' style="border-right:1px solid #000000;overflow:hidden;padding:0px 3px 0px 3px;vertical-align:bottom;text-align:center;">23</td> </tr> <tr style="height:20px;"> <td style="border-bottom:1px solid #000000;border-left:1px solid #000000;overflow:hidden;padding:0px 3px 0px 3px;vertical-align:bottom;"></td> <td data-sheets-value='{"1":2,"2":"Four-walled"}' style="border-bottom:1px solid #000000;overflow:hidden;padding:0px 3px 0px 3px;vertical-align:bottom;font-weight:bold;">Four-walled</td> <td data-sheets-value='{"1":2,"2":"Opal (A/H/O/H)"}' style="border-right:1px solid #000000;border-bottom:1px solid #000000;overflow:hidden;padding:0px 3px 0px 3px;vertical-align:bottom;font-weight:bold;">Opal (A/H/O/H)</td> <td data-sheets-numberformat='{"1":2,"2":"0.00","3":1}' data-sheets-value='{"1":3,"3":1.28}' style="border-bottom:1px solid #000000;overflow:hidden;padding:0px 3px 0px 3px;vertical-align:bottom;text-align:center;">1.28</td> <td data-sheets-numberformat='{"1":2,"2":"0","3":1}' data-sheets-value='{"1":3,"3":59}' style="border-bottom:1px solid #000000;overflow:hidden;padding:0px 3px 0px 3px;vertical-align:bottom;text-align:center;">59</td> <td data-sheets-numberformat='{"1":2,"2":"0","3":1}' data-sheets-value='{"1":3,"3":46}' style="border-bottom:1px solid #000000;overflow:hidden;padding:0px 3px 0px 3px;vertical-align:bottom;text-align:center;">46</td> <td data-sheets-numberformat='{"1":2,"2":"0","3":1}' data-sheets-value='{"1":3,"3":23}' style="border-right:1px solid #000000;border-bottom:1px solid #000000;overflow:hidden;padding:0px 3px 0px 3px;vertical-align:bottom;text-align:center;">23</td> </tr> <tr style="height:20px;"> <td data-sheets-value='{"1":2,"2":"Polycarbonate"}' style="border-left:1px solid #000000;overflow:hidden;padding:0px 3px 0px 3px;vertical-align:bottom;font-weight:bold;">Polycarbonate</td> <td data-sheets-value='{"1":2,"2":"Single-walled"}' style="overflow:hidden;padding:0px 3px 0px 3px;vertical-align:bottom;font-weight:bold;">Single-walled</td> <td data-sheets-value='{"1":2,"2":"Heatstop Opal (T)"}' style="border-right:1px solid #000000;overflow:hidden;padding:0px 3px 0px 3px;vertical-align:bottom;font-weight:bold;">Heatstop Opal (T)</td> <td data-sheets-numberformat='{"1":2,"2":"0.00","3":1}' data-sheets-value='{"1":3,"3":5.17}' style="overflow:hidden;padding:0px 3px 0px 3px;vertical-align:bottom;text-align:center;">5.17</td> <td data-sheets-numberformat='{"1":2,"2":"0","3":1}' data-sheets-value='{"1":3,"3":49}' style="overflow:hidden;padding:0px 3px 0px 3px;vertical-align:bottom;text-align:center;">49</td> <td data-sheets-numberformat='{"1":2,"2":"0","3":1}' data-sheets-value='{"1":3,"3":59}' style="overflow:hidden;padding:0px 3px 0px 3px;vertical-align:bottom;text-align:center;">59</td> <td data-sheets-numberformat='{"1":2,"2":"0","3":1}' data-sheets-value='{"1":2,"2":"-"}' style="border-right:1px solid #000000;overflow:hidden;padding:0px 3px 0px 3px;vertical-align:bottom;text-align:center;">-</td> </tr> <tr style="height:20px;"> <td data-sheets-value='{"1":2,"2":"Heatstop PC"}' style="border-left:1px solid #000000;overflow:hidden;padding:0px 3px 0px 3px;vertical-align:bottom;font-weight:bold;">Heatstop PC</td> <td data-sheets-value='{"1":2,"2":"Double-walled"}' style="overflow:hidden;padding:0px 3px 0px 3px;vertical-align:bottom;font-weight:bold;">Double-walled</td> <td data-sheets-value='{"1":2,"2":"Clear (T/H)"}' style="border-right:1px solid #000000;overflow:hidden;padding:0px 3px 0px 3px;vertical-align:bottom;font-weight:bold;">Clear (T/H)</td> <td data-sheets-numberformat='{"1":2,"2":"0.00","3":1}' data-sheets-value='{"1":3,"3":2.9}' style="overflow:hidden;padding:0px 3px 0px 3px;vertical-align:bottom;text-align:center;">2.90</td> <td data-sheets-numberformat='{"1":2,"2":"0","3":1}' data-sheets-value='{"1":3,"3":44}' style="overflow:hidden;padding:0px 3px 0px 3px;vertical-align:bottom;text-align:center;">44</td> <td data-sheets-numberformat='{"1":2,"2":"0","3":1}' data-sheets-value='{"1":3,"3":51}' style="overflow:hidden;padding:0px 3px 0px 3px;vertical-align:bottom;text-align:center;">51</td> <td data-sheets-numberformat='{"1":2,"2":"0","3":1}' data-sheets-value='{"1":3,"3":20}' style="border-right:1px solid #000000;overflow:hidden;padding:0px 3px 0px 3px;vertical-align:bottom;text-align:center;">20</td> </tr> <tr style="height:20px;"> <td style="border-left:1px solid #000000;overflow:hidden;padding:0px 3px 0px 3px;vertical-align:bottom;font-weight:bold;"></td> <td data-sheets-value='{"1":2,"2":"Double-walled"}' style="overflow:hidden;padding:0px 3px 0px 3px;vertical-align:bottom;font-weight:bold;">Double-walled</td> <td data-sheets-value='{"1":2,"2":"Opal (T/O)"}' style="border-right:1px solid #000000;overflow:hidden;padding:0px 3px 0px 3px;vertical-align:bottom;font-weight:bold;">Opal (T/O)</td> <td data-sheets-numberformat='{"1":2,"2":"0.00","3":1}' data-sheets-value='{"1":3,"3":2.9}' style="overflow:hidden;padding:0px 3px 0px 3px;vertical-align:bottom;text-align:center;">2.90</td> <td data-sheets-numberformat='{"1":2,"2":"0","3":1}' data-sheets-value='{"1":3,"3":41}' style="overflow:hidden;padding:0px 3px 0px 3px;vertical-align:bottom;text-align:center;">41</td> <td data-sheets-numberformat='{"1":2,"2":"0","3":1}' data-sheets-value='{"1":3,"3":45}' style="overflow:hidden;padding:0px 3px 0px 3px;vertical-align:bottom;text-align:center;">45</td> <td data-sheets-numberformat='{"1":2,"2":"0","3":1}' data-sheets-value='{"1":3,"3":20}' style="border-right:1px solid #000000;overflow:hidden;padding:0px 3px 0px 3px;vertical-align:bottom;text-align:center;">20</td> </tr> <tr style="height:20px;"> <td style="border-left:1px solid #000000;overflow:hidden;padding:0px 3px 0px 3px;vertical-align:bottom;font-weight:bold;"></td> <td data-sheets-value='{"1":2,"2":"Triple-walled"}' style="overflow:hidden; | skylux-160-ce-met-koepel-en-pvc-opstand-16-00-met-lm-motor-1050-x-1050-mm | 8586022060365 | 46872330207565
Smoke and heat exhaust (SHEV) | SHE system | Skylux | Skylux 160° CE with skylight and PVC curb 16/00 with LM-actuator 1050 x 1650 mm |  | 30981 | 5412970309819 | 4258 | Yes | 30-45 | 59.83 | 1050 x 1650 mm | 1650 | 1050 |  | PVC 16/00 (16 cm high & roof opening = daylight size) | Rectangular | 5.17 W/m²K - 1.28 W/m²K | 87% - 32% | 90% - 32% | 20dB - 23dB | 160° CE (for industry) | skylight | without spoiler | E | Single actuator | Maximum four-walled skylight possible for this product | Ut-value LT-value g-value Rw-value EN 1873 : 2014 EN ISO 13468 EN 16153 EN 410 EN 410 EN ISO 140-3 Material Walls Shells (W/m²K) (%) (%) (dB) Acrylic Single-walled Clear (H) 5.17 90 87 - PMMA Single-walled Opal (O) 5.17 83 76 - Double-walled Clear (H/H) 2.90 81 75 20 Double-walled Opal (O/O) 2.90 69 58 20 Triple-walled Clear (H/H/H) 1.70 73 65 22 Triple-walled Opal (O/H/O) 1.70 62 51 22 Four-walled Clear (H/H/H/H) 1.28 64 54 23 Four-walled Opal (H/H/O/H) 1.28 59 48 23 Polycarbonate Single-walled Clear (A) 5.17 88 83 - PC Single-walled Opal (D) 5.17 58 60 - Double-walled Clear (A/H) 2.90 79 72 20 Double-walled Clear (A/A) 2.90 77 69 20 Double-walled Opal (A/O) 2.90 73 63 20 Double-walled Opal (A/D) 2.90 51 50 20 Triple-walled Clear (A/H/H) 1.70 71 63 22 Triple-walled Opal (A/O/O) 1.70 61 48 22 Four-walled Clear (A/H/H/H) 1.28 64 52 23 Four-walled Opal (A/H/O/H) 1.28 59 46 23 Polycarbonate Single-walled Heatstop Opal (T) 5.17 49 59 - Heatstop PC Double-walled Clear (T/H) 2.90 44 51 20 Double-walled Opal (T/O) 2.90 41 45 20 Triple-walled Clear (T/H/H) 1.70 40 <td data-sheets-numberformat='{"1":2,"2":"0","3":1}' data-sheets-value='{"1":3,"3":44}' style="overflow:hidden;paddin | https://skylux.eu/en/products/skylux-160-ce-met-koepel-en-pvc-opstand-16-00-met-lm-motor-1050-x-1650-mm | https://skylux.eu/cdn/shop/files/Skylux-160deg-CE-met-koepel-en-pvc-opstand-1600-met-LM-motor-1050-x-1650-mm-RWA-systeem.jpg?v=1702979384&width=1600 | https://skylux.eu/cdn/shop/files/e5a82811-1bb0-48e4-a776-cacb59c7c092_24c59fd6-b738-4e8c-8c0d-d715c6b4aa4b.jpg?v=1688550885&width=1600 | //skylux.eu/cdn/shop/files/E_MH_Mounting_instructions_Skylux_160_CE_LM.pdf?v=12406716259046007223 | //skylux.eu/cdn/shop/files/E_TD_Technical_File_Skylux_Skylux_160_CE_Electric.pdf?v=3667116872303399239 | <style type="text/css" id="isPasted"> <!--td { border: 1px solid #cccccc; } br { mso-data-placement: same-cell; } --> </style> <table border="1" cellpadding="0" cellspacing="0" dir="ltr" style="table-layout:fixed;font-size:10pt;font-family:Arial;border-collapse:collapse;border:none;"><tbody> <tr style="height:20px;"> <td style="overflow:hidden;padding:0px 3px 0px 3px;vertical-align:bottom;"></td> <td style="overflow:hidden;padding:0px 3px 0px 3px;vertical-align:bottom;"></td> <td style="overflow:hidden;padding:0px 3px 0px 3px;vertical-align:bottom;"></td> <td data-sheets-value='{"1":2,"2":"Ut-value"}' style="overflow:hidden;padding:0px 3px 0px 3px;vertical-align:bottom;font-weight:bold;text-align:center;">Ut-value</td> <td data-sheets-value='{"1":2,"2":"LT-value"}' style="overflow:hidden;padding:0px 3px 0px 3px;vertical-align:bottom;font-weight:bold;text-align:center;">LT-value</td> <td data-sheets-value='{"1":2,"2":"g-value"}' style="overflow:hidden;padding:0px 3px 0px 3px;vertical-align:bottom;font-weight:bold;text-align:center;">g-value</td> <td data-sheets-value='{"1":2,"2":"Rw-value "}' style="overflow:hidden;padding:0px 3px 0px 3px;vertical-align:bottom;font-weight:bold;text-align:center;">Rw-value </td> </tr> <tr style="height:20px;"> <td style="overflow:hidden;padding:0px 3px 0px 3px;vertical-align:bottom;"></td> <td style="overflow:hidden;padding:0px 3px 0px 3px;vertical-align:bottom;"></td> <td style="overflow:hidden;padding:0px 3px 0px 3px;vertical-align:bottom;"></td> <td data-sheets-numberformat='{"1":2,"2":"0.00","3":1}' data-sheets-value='{"1":2,"2":"EN 1873 : 2014"}' style="overflow:hidden;padding:0px 3px 0px 3px;vertical-align:bottom;text-align:center;">EN 1873 : 2014</td> <td data-sheets-numberformat='{"1":2,"2":"0","3":1}' data-sheets-value='{"1":2,"2":"EN ISO 13468 EN 16153 EN 410"}' style="overflow:hidden;padding:0px 3px 0px 3px;vertical-align:bottom;text-align:center;">EN ISO 13468 EN 16153 EN 410</td> <td data-sheets-numberformat='{"1":2,"2":"0","3":1}' data-sheets-value='{"1":2,"2":"EN 410"}' style="overflow:hidden;padding:0px 3px 0px 3px;vertical-align:bottom;text-align:center;">EN 410</td> <td data-sheets-value='{"1":2,"2":"EN ISO 140-3\t\t"}' style="overflow:hidden;padding:0px 3px 0px 3px;vertical-align:bottom;text-align:center;">EN ISO 140-3 </td> </tr> <tr style="height:20px;"> <td data-sheets-value='{"1":2,"2":"Material"}' style="border-bottom:1px solid #000000;overflow:hidden;padding:0px 3px 0px 3px;vertical-align:bottom;background-color:#000000;font-weight:bold;color:#ffffff;">Material</td> <td data-sheets-value='{"1":2,"2":"Walls"}' style="border-bottom:1px solid #000000;overflow:hidden;padding:0px 3px 0px 3px;vertical-align:bottom;background-color:#000000;font-weight:bold;color:#ffffff;">Walls</td> <td data-sheets-value='{"1":2,"2":"Shells"}' style="border-bottom:1px solid #000000;overflow:hidden;padding:0px 3px 0px 3px;vertical-align:bottom;background-color:#000000;font-weight:bold;color:#ffffff;">Shells</td> <td data-sheets-numberformat='{"1":2,"2":"0.00","3":1}' data-sheets-value='{"1":2,"2":"(W/m²K)\t"}' style="border-bottom:1px solid #000000;overflow:hidden;padding:0px 3px 0px 3px;vertical-align:bottom;background-color:#000000;font-weight:bold;color:#ffffff;text-align:center;">(W/m²K) </td> <td data-sheets-numberformat='{"1":2,"2":"0","3":1}' data-sheets-value='{"1":2,"2":"(%)"}' style="border-bottom:1px solid #000000;overflow:hidden;padding:0px 3px 0px 3px;vertical-align:bottom;background-color:#000000;font-weight:bold;color:#ffffff;text-align:center;">(%)</td> <td data-sheets-numberformat='{"1":2,"2":"0","3":1}' data-sheets-value='{"1":2,"2":"(%)"}' style="border-bottom:1px solid #000000;overflow:hidden;padding:0px 3px 0px 3px;vertical-align:bottom;background-color:#000000;font-weight:bold;color:#ffffff;text-align:center;">(%)</td> <td data-sheets-value='{"1":2,"2":"(dB)"}' style="border-bottom:1px solid #000000;overflow:hidden;padding:0px 3px 0px 3px;vertical-align:bottom;background-color:#000000;font-weight:bold;color:#ffffff;text-align:center;">(dB)</td> </tr> <tr style="height:20px;"> <td data-sheets-value='{"1":2,"2":"Acrylic"}' style="border-left:1px solid #000000;overflow:hidden;padding:0px 3px 0px 3px;vertical-align:bottom;font-weight:bold;">Acrylic</td> <td data-sheets-value='{"1":2,"2":"Single-walled"}' style="overflow:hidden;padding:0px 3px 0px 3px;vertical-align:bottom;font-weight:bold;">Single-walled</td> <td data-sheets-value='{"1":2,"2":"Clear (H)"}' style="border-right:1px solid #000000;overflow:hidden;padding:0px 3px 0px 3px;vertical-align:bottom;font-weight:bold;">Clear (H)</td> <td data-sheets-numberformat='{"1":2,"2":"0.00","3":1}' data-sheets-value='{"1":3,"3":5.17}' style="overflow:hidden;padding:0px 3px 0px 3px;vertical-align:bottom;text-align:center;">5.17</td> <td data-sheets-numberformat='{"1":2,"2":"0","3":1}' data-sheets-value='{"1":3,"3":90}' style="overflow:hidden;padding:0px 3px 0px 3px;vertical-align:bottom;text-align:center;">90</td> <td data-sheets-numberformat='{"1":2,"2":"0","3":1}' data-sheets-value='{"1":3,"3":87}' style="overflow:hidden;padding:0px 3px 0px 3px;vertical-align:bottom;text-align:center;">87</td> <td data-sheets-numberformat='{"1":2,"2":"0","3":1}' data-sheets-value='{"1":2,"2":"-"}' style="border-right:1px solid #000000;overflow:hidden;padding:0px 3px 0px 3px;vertical-align:bottom;text-align:center;">-</td> </tr> <tr style="height:20px;"> <td data-sheets-value='{"1":2,"2":"PMMA"}' style="border-left:1px solid #000000;overflow:hidden;padding:0px 3px 0px 3px;vertical-align:bottom;font-weight:bold;">PMMA</td> <td data-sheets-value='{"1":2,"2":"Single-walled"}' style="overflow:hidden;padding:0px 3px 0px 3px;vertical-align:bottom;font-weight:bold;">Single-walled</td> <td data-sheets-value='{"1":2,"2":"Opal (O)"}' style="border-right:1px solid #000000;overflow:hidden;padding:0px 3px 0px 3px;vertical-align:bottom;font-weight:bold;">Opal (O)</td> <td data-sheets-numberformat='{"1":2,"2":"0.00","3":1}' data-sheets-value='{"1":3,"3":5.17}' style="overflow:hidden;padding:0px 3px 0px 3px;vertical-align:bottom;text-align:center;">5.17</td> <td data-sheets-numberformat='{"1":2,"2":"0","3":1}' data-sheets-value='{"1":3,"3":83}' style="overflow:hidden;padding:0px 3px 0px 3px;vertical-align:bottom;text-align:center;">83</td> <td data-sheets-numberformat='{"1":2,"2":"0","3":1}' data-sheets-value='{"1":3,"3":76}' style="overflow:hidden;padding:0px 3px 0px 3px;vertical-align:bottom;text-align:center;">76</td> <td data-sheets-numberformat='{"1":2,"2":"0","3":1}' data-sheets-value='{"1":2,"2":"-"}' style="border-right:1px solid #000000;overflow:hidden;padding:0px 3px 0px 3px;vertical-align:bottom;text-align:center;">-</td> </tr> <tr style="height:20px;"> <td style="border-left:1px solid #000000;overflow:hidden;padding:0px 3px 0px 3px;vertical-align:bottom;font-weight:bold;"></td> <td data-sheets-value='{"1":2,"2":"Double-walled"}' style="overflow:hidden;padding:0px 3px 0px 3px;vertical-align:bottom;font-weight:bold;">Double-walled</td> <td data-sheets-value='{"1":2,"2":"Clear (H/H)"}' style="border-right:1px solid #000000;overflow:hidden;padding:0px 3px 0px 3px;vertical-align:bottom;font-weight:bold;">Clear (H/H)</td> <td data-sheets-numberformat='{"1":2,"2":"0.00","3":1}' data-sheets-value='{"1":3,"3":2.9}' style="overflow:hidden;padding:0px 3px 0px 3px;vertical-align:bottom;text-align:center;">2.90</td> <td data-sheets-numberformat='{"1":2,"2":"0","3":1}' data-sheets-value='{"1":3,"3":81}' style="overflow:hidden;padding:0px 3px 0px 3px;vertical-align:bottom;text-align:center;">81</td> <td data-sheets-numberformat='{"1":2,"2":"0","3":1}' data-sheets-value='{"1":3,"3":75}' style="overflow:hidden;padding:0px 3px 0px 3px;vertical-align:bottom;text-align:center;">75</td> <td data-sheets-numberformat='{"1":2,"2":"0","3":1}' data-sheets-value='{"1":3,"3":20}' style="border-right:1px solid #000000;overflow:hidden;padding:0px 3px 0px 3px;vertical-align:bottom;text-align:center;">20</td> </tr> <tr style="height:20px;"> <td style="border-left:1px solid #000000;overflow:hidden;padding:0px 3px 0px 3px;vertical-align:bottom;font-weight:bold;"></td> <td data-sheets-value='{"1":2,"2":"Double-walled"}' style="overflow:hidden;padding:0px 3px 0px 3px;vertical-align:bottom;font-weight:bold;">Double-walled</td> <td data-sheets-value='{"1":2,"2":"Opal (O/O)"}' style="border-right:1px solid #000000;overflow:hidden;padding:0px 3px 0px 3px;vertical-align:bottom;font-weight:bold;">Opal (O/O)</td> <td data-sheets-numberformat='{"1":2,"2":"0.00","3":1}' data-sheets-value='{"1":3,"3":2.9}' style="overflow:hidden;padding:0px 3px 0px 3px;vertical-align:bottom;text-align:center;">2.90</td> <td data-sheets-numberformat='{"1":2,"2":"0","3":1}' data-sheets-value='{"1":3,"3":69}' style="overflow:hidden;padding:0px 3px 0px 3px;vertical-align:bottom;text-align:center;">69</td> <td data-sheets-numberformat='{"1":2,"2":"0","3":1}' data-sheets-value='{"1":3,"3":58}' style="overflow:hidden;padding:0px 3px 0px 3px;vertical-align:bottom;text-align:center;">58</td> <td data-sheets-numberformat='{"1":2,"2":"0","3":1}' data-sheets-value='{"1":3,"3":20}' style="border-right:1px solid #000000;overflow:hidden;padding:0px 3px 0px 3px;vertical-align:bottom;text-align:center;">20</td> </tr> <tr style="height:20px;"> <td style="border-left:1px solid #000000;overflow:hidden;padding:0px 3px 0px 3px;vertical-align:bottom;font-weight:bold;"></td> <td data-sheets-value='{"1":2,"2":"Triple-walled"}' style="overflow:hidden;padding:0px 3px 0px 3px;vertical-align:bottom;font-weight:bold;">Triple-walled</td> <td data-sheets-value='{"1":2,"2":"Clear (H/H/H)"}' style="border-right:1px solid #000000;overflow:hidden;padding:0px 3px 0px 3px;vertical-align:bottom;font-weight:bold;">Clear (H/H/H)</td> <td data-sheets-numberformat='{"1":2,"2":"0.00","3":1}' data-sheets-value='{"1":3,"3":1.7}' style="overflow:hidden;padding:0px 3px 0px 3px;vertical-align:bottom;text-align:center;">1.70</td> <td data-sheets-numberformat='{"1":2,"2":"0","3":1}' data-sheets-value='{"1":3,"3":73}' style="overflow:hidden;padding:0px 3px 0px 3px;vertical-align:bottom;text-align:center;">73</td> <td data-sheets-numberformat='{"1":2,"2":"0","3":1}' data-sheets-value='{"1":3,"3":65}' style="overflow:hidden;padding:0px 3px 0px 3px;vertical-align:bottom;text-align:center;">65</td> <td data-sheets-numberformat='{"1":2,"2":"0","3":1}' data-sheets-value='{"1":3,"3":22}' style="border-right:1px solid #000000;overflow:hidden;padding:0px 3px 0px 3px;vertical-align:bottom;text-align:center;">22</td> </tr> <tr style="height:20px;"> <td style="border-left:1px solid #000000;overflow:hidden;padding:0px 3px 0px 3px;vertical-align:bottom;font-weight:bold;"></td> <td data-sheets-value='{"1":2,"2":"Triple-walled"}' style="overflow:hidden;padding:0px 3px 0px 3px;vertical-align:bottom;font-weight:bold;">Triple-walled</td> <td data-sheets-value='{"1":2,"2":"Opal (O/H/O)"}' style="border-right:1px solid #000000;overflow:hidden;padding:0px 3px 0px 3px;vertical-align:bottom;font-weight:bold;">Opal (O/H/O)</td> <td data-sheets-numberformat='{"1":2,"2":"0.00","3":1}' data-sheets-value='{"1":3,"3":1.7}' style="overflow:hidden;padding:0px 3px 0px 3px;vertical-align:bottom;text-align:center;">1.70</td> <td data-sheets-numberformat='{"1":2,"2":"0","3":1}' data-sheets-value='{"1":3,"3":62}' style="overflow:hidden;padding:0px 3px 0px 3px;vertical-align:bottom;text-align:center;">62</td> <td data-sheets-numberformat='{"1":2,"2":"0","3":1}' data-sheets-value='{"1":3,"3":51}' style="overflow:hidden;padding:0px 3px 0px 3px;vertical-align:bottom;text-align:center;">51</td> <td data-sheets-numberformat='{"1":2,"2":"0","3":1}' data-sheets-value='{"1":3,"3":22}' style="border-right:1px solid #000000;overflow:hidden;padding:0px 3px 0px 3px;vertical-align:bottom;text-align:center;">22</td> </tr> <tr style="height:20px;"> <td style="border-left:1px solid #000000;overflow:hidden;padding:0px 3px 0px 3px;vertical-align:bottom;font-weight:bold;"></td> <td data-sheets-value='{"1":2,"2":"Four-walled"}' style="overflow:hidden;padding:0px 3px 0px 3px;vertical-align:bottom;font-weight:bold;">Four-walled</td> <td data-sheets-value='{"1":2,"2":"Clear (H/H/H/H)"}' style="border-right:1px solid #000000;overflow:hidden;padding:0px 3px 0px 3px;vertical-align:bottom;font-weight:bold;">Clear (H/H/H/H)</td> <td data-sheets-numberformat='{"1":2,"2":"0.00","3":1}' data-sheets-value='{"1":3,"3":1.28}' style="overflow:hidden;padding:0px 3px 0px 3px;vertical-align:bottom;text-align:center;">1.28</td> <td data-sheets-numberformat='{"1":2,"2":"0","3":1}' data-sheets-value='{"1":3,"3":64}' style="overflow:hidden;padding:0px 3px 0px 3px;vertical-align:bottom;text-align:center;">64</td> <td data-sheets-numberformat='{"1":2,"2":"0","3":1}' data-sheets-value='{"1":3,"3":54}' style="overflow:hidden;padding:0px 3px 0px 3px;vertical-align:bottom;text-align:center;">54</td> <td data-sheets-numberformat='{"1":2,"2":"0","3":1}' data-sheets-value='{"1":3,"3":23}' style="border-right:1px solid #000000;overflow:hidden;padding:0px 3px 0px 3px;vertical-align:bottom;text-align:center;">23</td> </tr> <tr style="height:20px;"> <td style="border-bottom:1px solid #000000;border-left:1px solid #000000;overflow:hidden;padding:0px 3px 0px 3px;vertical-align:bottom;"></td> <td data-sheets-value='{"1":2,"2":"Four-walled"}' style="border-bottom:1px solid #000000;overflow:hidden;padding:0px 3px 0px 3px;vertical-align:bottom;font-weight:bold;">Four-walled</td> <td data-sheets-value='{"1":2,"2":"Opal (H/H/O/H)"}' style="border-right:1px solid #000000;border-bottom:1px solid #000000;overflow:hidden;padding:0px 3px 0px 3px;vertical-align:bottom;font-weight:bold;">Opal (H/H/O/H)</td> <td data-sheets-numberformat='{"1":2,"2":"0.00","3":1}' data-sheets-value='{"1":3,"3":1.28}' style="border-bottom:1px solid #000000;overflow:hidden;padding:0px 3px 0px 3px;vertical-align:bottom;text-align:center;">1.28</td> <td data-sheets-numberformat='{"1":2,"2":"0","3":1}' data-sheets-value='{"1":3,"3":59}' style="border-bottom:1px solid #000000;overflow:hidden;padding:0px 3px 0px 3px;vertical-align:bottom;text-align:center;">59</td> <td data-sheets-numberformat='{"1":2,"2":"0","3":1}' data-sheets-value='{"1":3,"3":48}' style="border-bottom:1px solid #000000;overflow:hidden;padding:0px 3px 0px 3px;vertical-align:bottom;text-align:center;">48</td> <td data-sheets-numberformat='{"1":2,"2":"0","3":1}' data-sheets-value='{"1":3,"3":23}' style="border-right:1px solid #000000;border-bottom:1px solid #000000;overflow:hidden;padding:0px 3px 0px 3px;vertical-align:bottom;text-align:center;">23</td> </tr> <tr style="height:20px;"> <td data-sheets-value='{"1":2,"2":"Polycarbonate "}' style="border-left:1px solid #000000;overflow:hidden;padding:0px 3px 0px 3px;vertical-align:bottom;font-weight:bold;">Polycarbonate </td> <td data-sheets-value='{"1":2,"2":"Single-walled"}' style="overflow:hidden;padding:0px 3px 0px 3px;vertical-align:bottom;font-weight:bold;">Single-walled</td> <td data-sheets-value='{"1":2,"2":"Clear (A)"}' style="border-right:1px solid #000000;overflow:hidden;padding:0px 3px 0px 3px;vertical-align:bottom;font-weight:bold;">Clear (A)</td> <td data-sheets-numberformat='{"1":2,"2":"0.00","3":1}' data-sheets-value='{"1":3,"3":5.17}' style="overflow:hidden;padding:0px 3px 0px 3px;vertical-align:bottom;text-align:center;">5.17</td> <td data-sheets-numberformat='{"1":2,"2":"0","3":1}' data-sheets-value='{"1":3,"3":88}' style="overflow:hidden;padding:0px 3px 0px 3px;vertical-align:bottom;text-align:center;">88</td> <td data-sheets-numberformat='{"1":2,"2":"0","3":1}' data-sheets-value='{"1":3,"3":83}' style="overflow:hidden;padding:0px 3px 0px 3px;vertical-align:bottom;text-align:center;">83</td> <td data-sheets-numberformat='{"1":2,"2":"0","3":1}' data-sheets-value='{"1":2,"2":"-"}' style="border-right:1px solid #000000;overflow:hidden;padding:0px 3px 0px 3px;vertical-align:bottom;text-align:center;">-</td> </tr> <tr style="height:20px;"> <td data-sheets-value='{"1":2,"2":"PC"}' style="border-left:1px solid #000000;overflow:hidden;padding:0px 3px 0px 3px;vertical-align:bottom;font-weight:bold;">PC</td> <td data-sheets-value='{"1":2,"2":"Single-walled"}' style="overflow:hidden;padding:0px 3px 0px 3px;vertical-align:bottom;font-weight:bold;">Single-walled</td> <td data-sheets-value='{"1":2,"2":"Opal (D)"}' style="border-right:1px solid #000000;overflow:hidden;padding:0px 3px 0px 3px;vertical-align:bottom;font-weight:bold;">Opal (D)</td> <td data-sheets-numberformat='{"1":2,"2":"0.00","3":1}' data-sheets-value='{"1":3,"3":5.17}' style="overflow:hidden;padding:0px 3px 0px 3px;vertical-align:bottom;text-align:center;">5.17</td> <td data-sheets-numberformat='{"1":2,"2":"0","3":1}' data-sheets-value='{"1":3,"3":58}' style="overflow:hidden;padding:0px 3px 0px 3px;vertical-align:bottom;text-align:center;">58</td> <td data-sheets-numberformat='{"1":2,"2":"0","3":1}' data-sheets-value='{"1":3,"3":60}' style="overflow:hidden;padding:0px 3px 0px 3px;vertical-align:bottom;text-align:center;">60</td> <td data-sheets-numberformat='{"1":2,"2":"0","3":1}' data-sheets-value='{"1":2,"2":"-"}' style="border-right:1px solid #000000;overflow:hidden;padding:0px 3px 0px 3px;vertical-align:bottom;text-align:center;">-</td> </tr> <tr style="height:20px;"> <td style="border-left:1px solid #000000;overflow:hidden;padding:0px 3px 0px 3px;vertical-align:bottom;font-weight:bold;"></td> <td data-sheets-value='{"1":2,"2":"Double-walled"}' style="overflow:hidden;padding:0px 3px 0px 3px;vertical-align:bottom;font-weight:bold;">Double-walled</td> <td data-sheets-value='{"1":2,"2":"Clear (A/H)"}' style="border-right:1px solid #000000;overflow:hidden;padding:0px 3px 0px 3px;vertical-align:bottom;font-weight:bold;">Clear (A/H)</td> <td data-sheets-numberformat='{"1":2,"2":"0.00","3":1}' data-sheets-value='{"1":3,"3":2.9}' style="overflow:hidden;padding:0px 3px 0px 3px;vertical-align:bottom;text-align:center;">2.90</td> <td data-sheets-numberformat='{"1":2,"2":"0","3":1}' data-sheets-value='{"1":3,"3":79}' style="overflow:hidden;padding:0px 3px 0px 3px;vertical-align:bottom;text-align:center;">79</td> <td data-sheets-numberformat='{"1":2,"2":"0","3":1}' data-sheets-value='{"1":3,"3":72}' style="overflow:hidden;padding:0px 3px 0px 3px;vertical-align:bottom;text-align:center;">72</td> <td data-sheets-numberformat='{"1":2,"2":"0","3":1}' data-sheets-value='{"1":3,"3":20}' style="border-right:1px solid #000000;overflow:hidden;padding:0px 3px 0px 3px;vertical-align:bottom;text-align:center;">20</td> </tr> <tr style="height:20px;"> <td style="border-left:1px solid #000000;overflow:hidden;padding:0px 3px 0px 3px;vertical-align:bottom;font-weight:bold;"></td> <td data-sheets-value='{"1":2,"2":"Double-walled"}' style="overflow:hidden;padding:0px 3px 0px 3px;vertical-align:bottom;font-weight:bold;">Double-walled</td> <td data-sheets-value='{"1":2,"2":"Clear (A/A)"}' style="border-right:1px solid #000000;overflow:hidden;padding:0px 3px 0px 3px;vertical-align:bottom;font-weight:bold;">Clear (A/A)</td> <td data-sheets-numberformat='{"1":2,"2":"0.00","3":1}' data-sheets-value='{"1":3,"3":2.9}' style="overflow:hidden;padding:0px 3px 0px 3px;vertical-align:bottom;text-align:center;">2.90</td> <td data-sheets-numberformat='{"1":2,"2":"0","3":1}' data-sheets-value='{"1":3,"3":77}' style="overflow:hidden;padding:0px 3px 0px 3px;vertical-align:bottom;text-align:center;">77</td> <td data-sheets-numberformat='{"1":2,"2":"0","3":1}' data-sheets-value='{"1":3,"3":69}' style="overflow:hidden;padding:0px 3px 0px 3px;vertical-align:bottom;text-align:center;">69</td> <td data-sheets-numberformat='{"1":2,"2":"0","3":1}' data-sheets-value='{"1":3,"3":20}' style="border-right:1px solid #000000;overflow:hidden;padding:0px 3px 0px 3px;vertical-align:bottom;text-align:center;">20</td> </tr> <tr style="height:20px;"> <td style="border-left:1px solid #000000;overflow:hidden;padding:0px 3px 0px 3px;vertical-align:bottom;font-weight:bold;"></td> <td data-sheets-value='{"1":2,"2":"Double-walled"}' style="overflow:hidden;padding:0px 3px 0px 3px;vertical-align:bottom;font-weight:bold;">Double-walled</td> <td data-sheets-value='{"1":2,"2":"Opal (A/O)"}' style="border-right:1px solid #000000;overflow:hidden;padding:0px 3px 0px 3px;vertical-align:bottom;font-weight:bold;">Opal (A/O)</td> <td data-sheets-numberformat='{"1":2,"2":"0.00","3":1}' data-sheets-value='{"1":3,"3":2.9}' style="overflow:hidden;padding:0px 3px 0px 3px;vertical-align:bottom;text-align:center;">2.90</td> <td data-sheets-numberformat='{"1":2,"2":"0","3":1}' data-sheets-value='{"1":3,"3":73}' style="overflow:hidden;padding:0px 3px 0px 3px;vertical-align:bottom;text-align:center;">73</td> <td data-sheets-numberformat='{"1":2,"2":"0","3":1}' data-sheets-value='{"1":3,"3":63}' style="overflow:hidden;padding:0px 3px 0px 3px;vertical-align:bottom;text-align:center;">63</td> <td data-sheets-numberformat='{"1":2,"2":"0","3":1}' data-sheets-value='{"1":3,"3":20}' style="border-right:1px solid #000000;overflow:hidden;padding:0px 3px 0px 3px;vertical-align:bottom;text-align:center;">20</td> </tr> <tr style="height:20px;"> <td style="border-left:1px solid #000000;overflow:hidden;padding:0px 3px 0px 3px;vertical-align:bottom;font-weight:bold;"></td> <td data-sheets-value='{"1":2,"2":"Double-walled"}' style="overflow:hidden;padding:0px 3px 0px 3px;vertical-align:bottom;font-weight:bold;">Double-walled</td> <td data-sheets-value='{"1":2,"2":"Opal (A/D)"}' style="border-right:1px solid #000000;overflow:hidden;padding:0px 3px 0px 3px;vertical-align:bottom;font-weight:bold;">Opal (A/D)</td> <td data-sheets-numberformat='{"1":2,"2":"0.00","3":1}' data-sheets-value='{"1":3,"3":2.9}' style="overflow:hidden;padding:0px 3px 0px 3px;vertical-align:bottom;text-align:center;">2.90</td> <td data-sheets-numberformat='{"1":2,"2":"0","3":1}' data-sheets-value='{"1":3,"3":51}' style="overflow:hidden;padding:0px 3px 0px 3px;vertical-align:bottom;text-align:center;">51</td> <td data-sheets-numberformat='{"1":2,"2":"0","3":1}' data-sheets-value='{"1":3,"3":50}' style="overflow:hidden;padding:0px 3px 0px 3px;vertical-align:bottom;text-align:center;">50</td> <td data-sheets-numberformat='{"1":2,"2":"0","3":1}' data-sheets-value='{"1":3,"3":20}' style="border-right:1px solid #000000;overflow:hidden;padding:0px 3px 0px 3px;vertical-align:bottom;text-align:center;">20</td> </tr> <tr style="height:20px;"> <td style="border-left:1px solid #000000;overflow:hidden;padding:0px 3px 0px 3px;vertical-align:bottom;font-weight:bold;"></td> <td data-sheets-value='{"1":2,"2":"Triple-walled"}' style="overflow:hidden;padding:0px 3px 0px 3px;vertical-align:bottom;font-weight:bold;">Triple-walled</td> <td data-sheets-value='{"1":2,"2":"Clear (A/H/H)"}' style="border-right:1px solid #000000;overflow:hidden;padding:0px 3px 0px 3px;vertical-align:bottom;font-weight:bold;">Clear (A/H/H)</td> <td data-sheets-numberformat='{"1":2,"2":"0.00","3":1}' data-sheets-value='{"1":3,"3":1.7}' style="overflow:hidden;padding:0px 3px 0px 3px;vertical-align:bottom;text-align:center;">1.70</td> <td data-sheets-numberformat='{"1":2,"2":"0","3":1}' data-sheets-value='{"1":3,"3":71}' style="overflow:hidden;padding:0px 3px 0px 3px;vertical-align:bottom;text-align:center;">71</td> <td data-sheets-numberformat='{"1":2,"2":"0","3":1}' data-sheets-value='{"1":3,"3":63}' style="overflow:hidden;padding:0px 3px 0px 3px;vertical-align:bottom;text-align:center;">63</td> <td data-sheets-numberformat='{"1":2,"2":"0","3":1}' data-sheets-value='{"1":3,"3":22}' style="border-right:1px solid #000000;overflow:hidden;padding:0px 3px 0px 3px;vertical-align:bottom;text-align:center;">22</td> </tr> <tr style="height:20px;"> <td style="border-left:1px solid #000000;overflow:hidden;padding:0px 3px 0px 3px;vertical-align:bottom;font-weight:bold;"></td> <td data-sheets-value='{"1":2,"2":"Triple-walled"}' style="overflow:hidden;padding:0px 3px 0px 3px;vertical-align:bottom;font-weight:bold;">Triple-walled</td> <td data-sheets-value='{"1":2,"2":"Opal (A/O/O)"}' style="border-right:1px solid #000000;overflow:hidden;padding:0px 3px 0px 3px;vertical-align:bottom;font-weight:bold;">Opal (A/O/O)</td> <td data-sheets-numberformat='{"1":2,"2":"0.00","3":1}' data-sheets-value='{"1":3,"3":1.7}' style="overflow:hidden;padding:0px 3px 0px 3px;vertical-align:bottom;text-align:center;">1.70</td> <td data-sheets-numberformat='{"1":2,"2":"0","3":1}' data-sheets-value='{"1":3,"3":61}' style="overflow:hidden;padding:0px 3px 0px 3px;vertical-align:bottom;text-align:center;">61</td> <td data-sheets-numberformat='{"1":2,"2":"0","3":1}' data-sheets-value='{"1":3,"3":48}' style="overflow:hidden;padding:0px 3px 0px 3px;vertical-align:bottom;text-align:center;">48</td> <td data-sheets-numberformat='{"1":2,"2":"0","3":1}' data-sheets-value='{"1":3,"3":22}' style="border-right:1px solid #000000;overflow:hidden;padding:0px 3px 0px 3px;vertical-align:bottom;text-align:center;">22</td> </tr> <tr style="height:20px;"> <td style="border-left:1px solid #000000;overflow:hidden;padding:0px 3px 0px 3px;vertical-align:bottom;font-weight:bold;"></td> <td data-sheets-value='{"1":2,"2":"Four-walled"}' style="overflow:hidden;padding:0px 3px 0px 3px;vertical-align:bottom;font-weight:bold;">Four-walled</td> <td data-sheets-value='{"1":2,"2":"Clear (A/H/H/H)"}' style="border-right:1px solid #000000;overflow:hidden;padding:0px 3px 0px 3px;vertical-align:bottom;font-weight:bold;">Clear (A/H/H/H)</td> <td data-sheets-numberformat='{"1":2,"2":"0.00","3":1}' data-sheets-value='{"1":3,"3":1.28}' style="overflow:hidden;padding:0px 3px 0px 3px;vertical-align:bottom;text-align:center;">1.28</td> <td data-sheets-numberformat='{"1":2,"2":"0","3":1}' data-sheets-value='{"1":3,"3":64}' style="overflow:hidden;padding:0px 3px 0px 3px;vertical-align:bottom;text-align:center;">64</td> <td data-sheets-numberformat='{"1":2,"2":"0","3":1}' data-sheets-value='{"1":3,"3":52}' style="overflow:hidden;padding:0px 3px 0px 3px;vertical-align:bottom;text-align:center;">52</td> <td data-sheets-numberformat='{"1":2,"2":"0","3":1}' data-sheets-value='{"1":3,"3":23}' style="border-right:1px solid #000000;overflow:hidden;padding:0px 3px 0px 3px;vertical-align:bottom;text-align:center;">23</td> </tr> <tr style="height:20px;"> <td style="border-bottom:1px solid #000000;border-left:1px solid #000000;overflow:hidden;padding:0px 3px 0px 3px;vertical-align:bottom;"></td> <td data-sheets-value='{"1":2,"2":"Four-walled"}' style="border-bottom:1px solid #000000;overflow:hidden;padding:0px 3px 0px 3px;vertical-align:bottom;font-weight:bold;">Four-walled</td> <td data-sheets-value='{"1":2,"2":"Opal (A/H/O/H)"}' style="border-right:1px solid #000000;border-bottom:1px solid #000000;overflow:hidden;padding:0px 3px 0px 3px;vertical-align:bottom;font-weight:bold;">Opal (A/H/O/H)</td> <td data-sheets-numberformat='{"1":2,"2":"0.00","3":1}' data-sheets-value='{"1":3,"3":1.28}' style="border-bottom:1px solid #000000;overflow:hidden;padding:0px 3px 0px 3px;vertical-align:bottom;text-align:center;">1.28</td> <td data-sheets-numberformat='{"1":2,"2":"0","3":1}' data-sheets-value='{"1":3,"3":59}' style="border-bottom:1px solid #000000;overflow:hidden;padding:0px 3px 0px 3px;vertical-align:bottom;text-align:center;">59</td> <td data-sheets-numberformat='{"1":2,"2":"0","3":1}' data-sheets-value='{"1":3,"3":46}' style="border-bottom:1px solid #000000;overflow:hidden;padding:0px 3px 0px 3px;vertical-align:bottom;text-align:center;">46</td> <td data-sheets-numberformat='{"1":2,"2":"0","3":1}' data-sheets-value='{"1":3,"3":23}' style="border-right:1px solid #000000;border-bottom:1px solid #000000;overflow:hidden;padding:0px 3px 0px 3px;vertical-align:bottom;text-align:center;">23</td> </tr> <tr style="height:20px;"> <td data-sheets-value='{"1":2,"2":"Polycarbonate"}' style="border-left:1px solid #000000;overflow:hidden;padding:0px 3px 0px 3px;vertical-align:bottom;font-weight:bold;">Polycarbonate</td> <td data-sheets-value='{"1":2,"2":"Single-walled"}' style="overflow:hidden;padding:0px 3px 0px 3px;vertical-align:bottom;font-weight:bold;">Single-walled</td> <td data-sheets-value='{"1":2,"2":"Heatstop Opal (T)"}' style="border-right:1px solid #000000;overflow:hidden;padding:0px 3px 0px 3px;vertical-align:bottom;font-weight:bold;">Heatstop Opal (T)</td> <td data-sheets-numberformat='{"1":2,"2":"0.00","3":1}' data-sheets-value='{"1":3,"3":5.17}' style="overflow:hidden;padding:0px 3px 0px 3px;vertical-align:bottom;text-align:center;">5.17</td> <td data-sheets-numberformat='{"1":2,"2":"0","3":1}' data-sheets-value='{"1":3,"3":49}' style="overflow:hidden;padding:0px 3px 0px 3px;vertical-align:bottom;text-align:center;">49</td> <td data-sheets-numberformat='{"1":2,"2":"0","3":1}' data-sheets-value='{"1":3,"3":59}' style="overflow:hidden;padding:0px 3px 0px 3px;vertical-align:bottom;text-align:center;">59</td> <td data-sheets-numberformat='{"1":2,"2":"0","3":1}' data-sheets-value='{"1":2,"2":"-"}' style="border-right:1px solid #000000;overflow:hidden;padding:0px 3px 0px 3px;vertical-align:bottom;text-align:center;">-</td> </tr> <tr style="height:20px;"> <td data-sheets-value='{"1":2,"2":"Heatstop PC"}' style="border-left:1px solid #000000;overflow:hidden;padding:0px 3px 0px 3px;vertical-align:bottom;font-weight:bold;">Heatstop PC</td> <td data-sheets-value='{"1":2,"2":"Double-walled"}' style="overflow:hidden;padding:0px 3px 0px 3px;vertical-align:bottom;font-weight:bold;">Double-walled</td> <td data-sheets-value='{"1":2,"2":"Clear (T/H)"}' style="border-right:1px solid #000000;overflow:hidden;padding:0px 3px 0px 3px;vertical-align:bottom;font-weight:bold;">Clear (T/H)</td> <td data-sheets-numberformat='{"1":2,"2":"0.00","3":1}' data-sheets-value='{"1":3,"3":2.9}' style="overflow:hidden;padding:0px 3px 0px 3px;vertical-align:bottom;text-align:center;">2.90</td> <td data-sheets-numberformat='{"1":2,"2":"0","3":1}' data-sheets-value='{"1":3,"3":44}' style="overflow:hidden;padding:0px 3px 0px 3px;vertical-align:bottom;text-align:center;">44</td> <td data-sheets-numberformat='{"1":2,"2":"0","3":1}' data-sheets-value='{"1":3,"3":51}' style="overflow:hidden;padding:0px 3px 0px 3px;vertical-align:bottom;text-align:center;">51</td> <td data-sheets-numberformat='{"1":2,"2":"0","3":1}' data-sheets-value='{"1":3,"3":20}' style="border-right:1px solid #000000;overflow:hidden;padding:0px 3px 0px 3px;vertical-align:bottom;text-align:center;">20</td> </tr> <tr style="height:20px;"> <td style="border-left:1px solid #000000;overflow:hidden;padding:0px 3px 0px 3px;vertical-align:bottom;font-weight:bold;"></td> <td data-sheets-value='{"1":2,"2":"Double-walled"}' style="overflow:hidden;padding:0px 3px 0px 3px;vertical-align:bottom;font-weight:bold;">Double-walled</td> <td data-sheets-value='{"1":2,"2":"Opal (T/O)"}' style="border-right:1px solid #000000;overflow:hidden;padding:0px 3px 0px 3px;vertical-align:bottom;font-weight:bold;">Opal (T/O)</td> <td data-sheets-numberformat='{"1":2,"2":"0.00","3":1}' data-sheets-value='{"1":3,"3":2.9}' style="overflow:hidden;padding:0px 3px 0px 3px;vertical-align:bottom;text-align:center;">2.90</td> <td data-sheets-numberformat='{"1":2,"2":"0","3":1}' data-sheets-value='{"1":3,"3":41}' style="overflow:hidden;padding:0px 3px 0px 3px;vertical-align:bottom;text-align:center;">41</td> <td data-sheets-numberformat='{"1":2,"2":"0","3":1}' data-sheets-value='{"1":3,"3":45}' style="overflow:hidden;padding:0px 3px 0px 3px;vertical-align:bottom;text-align:center;">45</td> <td data-sheets-numberformat='{"1":2,"2":"0","3":1}' data-sheets-value='{"1":3,"3":20}' style="border-right:1px solid #000000;overflow:hidden;padding:0px 3px 0px 3px;vertical-align:bottom;text-align:center;">20</td> </tr> <tr style="height:20px;"> <td style="border-left:1px solid #000000;overflow:hidden;padding:0px 3px 0px 3px;vertical-align:bottom;font-weight:bold;"></td> <td data-sheets-value='{"1":2,"2":"Triple-walled"}' style="overflow:hidden; | skylux-160-ce-met-koepel-en-pvc-opstand-16-00-met-lm-motor-1050-x-1650-mm | 8586022125901 | 46872330273101
Smoke and heat exhaust (SHEV) | SHE system | Skylux | Skylux 160° CE with skylight and PVC curb 16/00 with LM-actuator 1050 x 2250 mm |  | 50255 | 5412970502555 | 4941.65 | Yes | 30-45 | 74.48 | 1050 x 2250 mm | 2250 | 1050 |  | PVC 16/00 (16 cm high & roof opening = daylight size) | Rectangular | 5.17 W/m²K - 1.28 W/m²K | 87% - 32% | 90% - 32% | 20dB - 23dB | 160° CE (for industry) | skylight | without spoiler | E | Single actuator | Maximum four-walled skylight possible for this product | Ut-value LT-value g-value Rw-value EN 1873 : 2014 EN ISO 13468 EN 16153 EN 410 EN 410 EN ISO 140-3 Material Walls Shells (W/m²K) (%) (%) (dB) Acrylic Single-walled Clear (H) 5.17 90 87 - PMMA Single-walled Opal (O) 5.17 83 76 - Double-walled Clear (H/H) 2.90 81 75 20 Double-walled Opal (O/O) 2.90 69 58 20 Triple-walled Clear (H/H/H) 1.70 73 65 22 Triple-walled Opal (O/H/O) 1.70 62 51 22 Four-walled Clear (H/H/H/H) 1.28 64 54 23 Four-walled Opal (H/H/O/H) 1.28 59 48 23 Polycarbonate Single-walled Clear (A) 5.17 88 83 - PC Single-walled Opal (D) 5.17 58 60 - Double-walled Clear (A/H) 2.90 79 72 20 Double-walled Clear (A/A) 2.90 77 69 20 Double-walled Opal (A/O) 2.90 73 63 20 Double-walled Opal (A/D) 2.90 51 50 20 Triple-walled Clear (A/H/H) 1.70 71 63 22 Triple-walled Opal (A/O/O) 1.70 61 48 22 Four-walled Clear (A/H/H/H) 1.28 64 52 23 Four-walled Opal (A/H/O/H) 1.28 59 46 23 Polycarbonate Single-walled Heatstop Opal (T) 5.17 49 59 - Heatstop PC Double-walled Clear (T/H) 2.90 44 51 20 Double-walled Opal (T/O) 2.90 41 45 20 Triple-walled Clear (T/H/H) 1.70 40 <td data-sheets-numberformat='{"1":2,"2":"0","3":1}' data-sheets-value='{"1":3,"3":44}' style="overflow:hidden;paddin | https://skylux.eu/en/products/skylux-160-ce-met-koepel-en-pvc-opstand-16-00-met-lm-motor-1050-x-2250-mm | https://skylux.eu/cdn/shop/files/Skylux-160deg-CE-met-koepel-en-pvc-opstand-1600-met-LM-motor-1050-x-2250-mm-RWA-systeem.jpg?v=1702979389&width=1600 | https://skylux.eu/cdn/shop/files/e5a82811-1bb0-48e4-a776-cacb59c7c092_05820465-64c4-404f-ade3-12fe43d2ed6c.jpg?v=1688550886&width=1600 | //skylux.eu/cdn/shop/files/E_MH_Mounting_instructions_Skylux_160_CE_LM.pdf?v=12406716259046007223 | //skylux.eu/cdn/shop/files/E_TD_Technical_File_Skylux_Skylux_160_CE_Electric.pdf?v=3667116872303399239 | <style type="text/css" id="isPasted"> <!--td { border: 1px solid #cccccc; } br { mso-data-placement: same-cell; } --> </style> <table border="1" cellpadding="0" cellspacing="0" dir="ltr" style="table-layout:fixed;font-size:10pt;font-family:Arial;border-collapse:collapse;border:none;"><tbody> <tr style="height:20px;"> <td style="overflow:hidden;padding:0px 3px 0px 3px;vertical-align:bottom;"></td> <td style="overflow:hidden;padding:0px 3px 0px 3px;vertical-align:bottom;"></td> <td style="overflow:hidden;padding:0px 3px 0px 3px;vertical-align:bottom;"></td> <td data-sheets-value='{"1":2,"2":"Ut-value"}' style="overflow:hidden;padding:0px 3px 0px 3px;vertical-align:bottom;font-weight:bold;text-align:center;">Ut-value</td> <td data-sheets-value='{"1":2,"2":"LT-value"}' style="overflow:hidden;padding:0px 3px 0px 3px;vertical-align:bottom;font-weight:bold;text-align:center;">LT-value</td> <td data-sheets-value='{"1":2,"2":"g-value"}' style="overflow:hidden;padding:0px 3px 0px 3px;vertical-align:bottom;font-weight:bold;text-align:center;">g-value</td> <td data-sheets-value='{"1":2,"2":"Rw-value "}' style="overflow:hidden;padding:0px 3px 0px 3px;vertical-align:bottom;font-weight:bold;text-align:center;">Rw-value </td> </tr> <tr style="height:20px;"> <td style="overflow:hidden;padding:0px 3px 0px 3px;vertical-align:bottom;"></td> <td style="overflow:hidden;padding:0px 3px 0px 3px;vertical-align:bottom;"></td> <td style="overflow:hidden;padding:0px 3px 0px 3px;vertical-align:bottom;"></td> <td data-sheets-numberformat='{"1":2,"2":"0.00","3":1}' data-sheets-value='{"1":2,"2":"EN 1873 : 2014"}' style="overflow:hidden;padding:0px 3px 0px 3px;vertical-align:bottom;text-align:center;">EN 1873 : 2014</td> <td data-sheets-numberformat='{"1":2,"2":"0","3":1}' data-sheets-value='{"1":2,"2":"EN ISO 13468 EN 16153 EN 410"}' style="overflow:hidden;padding:0px 3px 0px 3px;vertical-align:bottom;text-align:center;">EN ISO 13468 EN 16153 EN 410</td> <td data-sheets-numberformat='{"1":2,"2":"0","3":1}' data-sheets-value='{"1":2,"2":"EN 410"}' style="overflow:hidden;padding:0px 3px 0px 3px;vertical-align:bottom;text-align:center;">EN 410</td> <td data-sheets-value='{"1":2,"2":"EN ISO 140-3\t\t"}' style="overflow:hidden;padding:0px 3px 0px 3px;vertical-align:bottom;text-align:center;">EN ISO 140-3 </td> </tr> <tr style="height:20px;"> <td data-sheets-value='{"1":2,"2":"Material"}' style="border-bottom:1px solid #000000;overflow:hidden;padding:0px 3px 0px 3px;vertical-align:bottom;background-color:#000000;font-weight:bold;color:#ffffff;">Material</td> <td data-sheets-value='{"1":2,"2":"Walls"}' style="border-bottom:1px solid #000000;overflow:hidden;padding:0px 3px 0px 3px;vertical-align:bottom;background-color:#000000;font-weight:bold;color:#ffffff;">Walls</td> <td data-sheets-value='{"1":2,"2":"Shells"}' style="border-bottom:1px solid #000000;overflow:hidden;padding:0px 3px 0px 3px;vertical-align:bottom;background-color:#000000;font-weight:bold;color:#ffffff;">Shells</td> <td data-sheets-numberformat='{"1":2,"2":"0.00","3":1}' data-sheets-value='{"1":2,"2":"(W/m²K)\t"}' style="border-bottom:1px solid #000000;overflow:hidden;padding:0px 3px 0px 3px;vertical-align:bottom;background-color:#000000;font-weight:bold;color:#ffffff;text-align:center;">(W/m²K) </td> <td data-sheets-numberformat='{"1":2,"2":"0","3":1}' data-sheets-value='{"1":2,"2":"(%)"}' style="border-bottom:1px solid #000000;overflow:hidden;padding:0px 3px 0px 3px;vertical-align:bottom;background-color:#000000;font-weight:bold;color:#ffffff;text-align:center;">(%)</td> <td data-sheets-numberformat='{"1":2,"2":"0","3":1}' data-sheets-value='{"1":2,"2":"(%)"}' style="border-bottom:1px solid #000000;overflow:hidden;padding:0px 3px 0px 3px;vertical-align:bottom;background-color:#000000;font-weight:bold;color:#ffffff;text-align:center;">(%)</td> <td data-sheets-value='{"1":2,"2":"(dB)"}' style="border-bottom:1px solid #000000;overflow:hidden;padding:0px 3px 0px 3px;vertical-align:bottom;background-color:#000000;font-weight:bold;color:#ffffff;text-align:center;">(dB)</td> </tr> <tr style="height:20px;"> <td data-sheets-value='{"1":2,"2":"Acrylic"}' style="border-left:1px solid #000000;overflow:hidden;padding:0px 3px 0px 3px;vertical-align:bottom;font-weight:bold;">Acrylic</td> <td data-sheets-value='{"1":2,"2":"Single-walled"}' style="overflow:hidden;padding:0px 3px 0px 3px;vertical-align:bottom;font-weight:bold;">Single-walled</td> <td data-sheets-value='{"1":2,"2":"Clear (H)"}' style="border-right:1px solid #000000;overflow:hidden;padding:0px 3px 0px 3px;vertical-align:bottom;font-weight:bold;">Clear (H)</td> <td data-sheets-numberformat='{"1":2,"2":"0.00","3":1}' data-sheets-value='{"1":3,"3":5.17}' style="overflow:hidden;padding:0px 3px 0px 3px;vertical-align:bottom;text-align:center;">5.17</td> <td data-sheets-numberformat='{"1":2,"2":"0","3":1}' data-sheets-value='{"1":3,"3":90}' style="overflow:hidden;padding:0px 3px 0px 3px;vertical-align:bottom;text-align:center;">90</td> <td data-sheets-numberformat='{"1":2,"2":"0","3":1}' data-sheets-value='{"1":3,"3":87}' style="overflow:hidden;padding:0px 3px 0px 3px;vertical-align:bottom;text-align:center;">87</td> <td data-sheets-numberformat='{"1":2,"2":"0","3":1}' data-sheets-value='{"1":2,"2":"-"}' style="border-right:1px solid #000000;overflow:hidden;padding:0px 3px 0px 3px;vertical-align:bottom;text-align:center;">-</td> </tr> <tr style="height:20px;"> <td data-sheets-value='{"1":2,"2":"PMMA"}' style="border-left:1px solid #000000;overflow:hidden;padding:0px 3px 0px 3px;vertical-align:bottom;font-weight:bold;">PMMA</td> <td data-sheets-value='{"1":2,"2":"Single-walled"}' style="overflow:hidden;padding:0px 3px 0px 3px;vertical-align:bottom;font-weight:bold;">Single-walled</td> <td data-sheets-value='{"1":2,"2":"Opal (O)"}' style="border-right:1px solid #000000;overflow:hidden;padding:0px 3px 0px 3px;vertical-align:bottom;font-weight:bold;">Opal (O)</td> <td data-sheets-numberformat='{"1":2,"2":"0.00","3":1}' data-sheets-value='{"1":3,"3":5.17}' style="overflow:hidden;padding:0px 3px 0px 3px;vertical-align:bottom;text-align:center;">5.17</td> <td data-sheets-numberformat='{"1":2,"2":"0","3":1}' data-sheets-value='{"1":3,"3":83}' style="overflow:hidden;padding:0px 3px 0px 3px;vertical-align:bottom;text-align:center;">83</td> <td data-sheets-numberformat='{"1":2,"2":"0","3":1}' data-sheets-value='{"1":3,"3":76}' style="overflow:hidden;padding:0px 3px 0px 3px;vertical-align:bottom;text-align:center;">76</td> <td data-sheets-numberformat='{"1":2,"2":"0","3":1}' data-sheets-value='{"1":2,"2":"-"}' style="border-right:1px solid #000000;overflow:hidden;padding:0px 3px 0px 3px;vertical-align:bottom;text-align:center;">-</td> </tr> <tr style="height:20px;"> <td style="border-left:1px solid #000000;overflow:hidden;padding:0px 3px 0px 3px;vertical-align:bottom;font-weight:bold;"></td> <td data-sheets-value='{"1":2,"2":"Double-walled"}' style="overflow:hidden;padding:0px 3px 0px 3px;vertical-align:bottom;font-weight:bold;">Double-walled</td> <td data-sheets-value='{"1":2,"2":"Clear (H/H)"}' style="border-right:1px solid #000000;overflow:hidden;padding:0px 3px 0px 3px;vertical-align:bottom;font-weight:bold;">Clear (H/H)</td> <td data-sheets-numberformat='{"1":2,"2":"0.00","3":1}' data-sheets-value='{"1":3,"3":2.9}' style="overflow:hidden;padding:0px 3px 0px 3px;vertical-align:bottom;text-align:center;">2.90</td> <td data-sheets-numberformat='{"1":2,"2":"0","3":1}' data-sheets-value='{"1":3,"3":81}' style="overflow:hidden;padding:0px 3px 0px 3px;vertical-align:bottom;text-align:center;">81</td> <td data-sheets-numberformat='{"1":2,"2":"0","3":1}' data-sheets-value='{"1":3,"3":75}' style="overflow:hidden;padding:0px 3px 0px 3px;vertical-align:bottom;text-align:center;">75</td> <td data-sheets-numberformat='{"1":2,"2":"0","3":1}' data-sheets-value='{"1":3,"3":20}' style="border-right:1px solid #000000;overflow:hidden;padding:0px 3px 0px 3px;vertical-align:bottom;text-align:center;">20</td> </tr> <tr style="height:20px;"> <td style="border-left:1px solid #000000;overflow:hidden;padding:0px 3px 0px 3px;vertical-align:bottom;font-weight:bold;"></td> <td data-sheets-value='{"1":2,"2":"Double-walled"}' style="overflow:hidden;padding:0px 3px 0px 3px;vertical-align:bottom;font-weight:bold;">Double-walled</td> <td data-sheets-value='{"1":2,"2":"Opal (O/O)"}' style="border-right:1px solid #000000;overflow:hidden;padding:0px 3px 0px 3px;vertical-align:bottom;font-weight:bold;">Opal (O/O)</td> <td data-sheets-numberformat='{"1":2,"2":"0.00","3":1}' data-sheets-value='{"1":3,"3":2.9}' style="overflow:hidden;padding:0px 3px 0px 3px;vertical-align:bottom;text-align:center;">2.90</td> <td data-sheets-numberformat='{"1":2,"2":"0","3":1}' data-sheets-value='{"1":3,"3":69}' style="overflow:hidden;padding:0px 3px 0px 3px;vertical-align:bottom;text-align:center;">69</td> <td data-sheets-numberformat='{"1":2,"2":"0","3":1}' data-sheets-value='{"1":3,"3":58}' style="overflow:hidden;padding:0px 3px 0px 3px;vertical-align:bottom;text-align:center;">58</td> <td data-sheets-numberformat='{"1":2,"2":"0","3":1}' data-sheets-value='{"1":3,"3":20}' style="border-right:1px solid #000000;overflow:hidden;padding:0px 3px 0px 3px;vertical-align:bottom;text-align:center;">20</td> </tr> <tr style="height:20px;"> <td style="border-left:1px solid #000000;overflow:hidden;padding:0px 3px 0px 3px;vertical-align:bottom;font-weight:bold;"></td> <td data-sheets-value='{"1":2,"2":"Triple-walled"}' style="overflow:hidden;padding:0px 3px 0px 3px;vertical-align:bottom;font-weight:bold;">Triple-walled</td> <td data-sheets-value='{"1":2,"2":"Clear (H/H/H)"}' style="border-right:1px solid #000000;overflow:hidden;padding:0px 3px 0px 3px;vertical-align:bottom;font-weight:bold;">Clear (H/H/H)</td> <td data-sheets-numberformat='{"1":2,"2":"0.00","3":1}' data-sheets-value='{"1":3,"3":1.7}' style="overflow:hidden;padding:0px 3px 0px 3px;vertical-align:bottom;text-align:center;">1.70</td> <td data-sheets-numberformat='{"1":2,"2":"0","3":1}' data-sheets-value='{"1":3,"3":73}' style="overflow:hidden;padding:0px 3px 0px 3px;vertical-align:bottom;text-align:center;">73</td> <td data-sheets-numberformat='{"1":2,"2":"0","3":1}' data-sheets-value='{"1":3,"3":65}' style="overflow:hidden;padding:0px 3px 0px 3px;vertical-align:bottom;text-align:center;">65</td> <td data-sheets-numberformat='{"1":2,"2":"0","3":1}' data-sheets-value='{"1":3,"3":22}' style="border-right:1px solid #000000;overflow:hidden;padding:0px 3px 0px 3px;vertical-align:bottom;text-align:center;">22</td> </tr> <tr style="height:20px;"> <td style="border-left:1px solid #000000;overflow:hidden;padding:0px 3px 0px 3px;vertical-align:bottom;font-weight:bold;"></td> <td data-sheets-value='{"1":2,"2":"Triple-walled"}' style="overflow:hidden;padding:0px 3px 0px 3px;vertical-align:bottom;font-weight:bold;">Triple-walled</td> <td data-sheets-value='{"1":2,"2":"Opal (O/H/O)"}' style="border-right:1px solid #000000;overflow:hidden;padding:0px 3px 0px 3px;vertical-align:bottom;font-weight:bold;">Opal (O/H/O)</td> <td data-sheets-numberformat='{"1":2,"2":"0.00","3":1}' data-sheets-value='{"1":3,"3":1.7}' style="overflow:hidden;padding:0px 3px 0px 3px;vertical-align:bottom;text-align:center;">1.70</td> <td data-sheets-numberformat='{"1":2,"2":"0","3":1}' data-sheets-value='{"1":3,"3":62}' style="overflow:hidden;padding:0px 3px 0px 3px;vertical-align:bottom;text-align:center;">62</td> <td data-sheets-numberformat='{"1":2,"2":"0","3":1}' data-sheets-value='{"1":3,"3":51}' style="overflow:hidden;padding:0px 3px 0px 3px;vertical-align:bottom;text-align:center;">51</td> <td data-sheets-numberformat='{"1":2,"2":"0","3":1}' data-sheets-value='{"1":3,"3":22}' style="border-right:1px solid #000000;overflow:hidden;padding:0px 3px 0px 3px;vertical-align:bottom;text-align:center;">22</td> </tr> <tr style="height:20px;"> <td style="border-left:1px solid #000000;overflow:hidden;padding:0px 3px 0px 3px;vertical-align:bottom;font-weight:bold;"></td> <td data-sheets-value='{"1":2,"2":"Four-walled"}' style="overflow:hidden;padding:0px 3px 0px 3px;vertical-align:bottom;font-weight:bold;">Four-walled</td> <td data-sheets-value='{"1":2,"2":"Clear (H/H/H/H)"}' style="border-right:1px solid #000000;overflow:hidden;padding:0px 3px 0px 3px;vertical-align:bottom;font-weight:bold;">Clear (H/H/H/H)</td> <td data-sheets-numberformat='{"1":2,"2":"0.00","3":1}' data-sheets-value='{"1":3,"3":1.28}' style="overflow:hidden;padding:0px 3px 0px 3px;vertical-align:bottom;text-align:center;">1.28</td> <td data-sheets-numberformat='{"1":2,"2":"0","3":1}' data-sheets-value='{"1":3,"3":64}' style="overflow:hidden;padding:0px 3px 0px 3px;vertical-align:bottom;text-align:center;">64</td> <td data-sheets-numberformat='{"1":2,"2":"0","3":1}' data-sheets-value='{"1":3,"3":54}' style="overflow:hidden;padding:0px 3px 0px 3px;vertical-align:bottom;text-align:center;">54</td> <td data-sheets-numberformat='{"1":2,"2":"0","3":1}' data-sheets-value='{"1":3,"3":23}' style="border-right:1px solid #000000;overflow:hidden;padding:0px 3px 0px 3px;vertical-align:bottom;text-align:center;">23</td> </tr> <tr style="height:20px;"> <td style="border-bottom:1px solid #000000;border-left:1px solid #000000;overflow:hidden;padding:0px 3px 0px 3px;vertical-align:bottom;"></td> <td data-sheets-value='{"1":2,"2":"Four-walled"}' style="border-bottom:1px solid #000000;overflow:hidden;padding:0px 3px 0px 3px;vertical-align:bottom;font-weight:bold;">Four-walled</td> <td data-sheets-value='{"1":2,"2":"Opal (H/H/O/H)"}' style="border-right:1px solid #000000;border-bottom:1px solid #000000;overflow:hidden;padding:0px 3px 0px 3px;vertical-align:bottom;font-weight:bold;">Opal (H/H/O/H)</td> <td data-sheets-numberformat='{"1":2,"2":"0.00","3":1}' data-sheets-value='{"1":3,"3":1.28}' style="border-bottom:1px solid #000000;overflow:hidden;padding:0px 3px 0px 3px;vertical-align:bottom;text-align:center;">1.28</td> <td data-sheets-numberformat='{"1":2,"2":"0","3":1}' data-sheets-value='{"1":3,"3":59}' style="border-bottom:1px solid #000000;overflow:hidden;padding:0px 3px 0px 3px;vertical-align:bottom;text-align:center;">59</td> <td data-sheets-numberformat='{"1":2,"2":"0","3":1}' data-sheets-value='{"1":3,"3":48}' style="border-bottom:1px solid #000000;overflow:hidden;padding:0px 3px 0px 3px;vertical-align:bottom;text-align:center;">48</td> <td data-sheets-numberformat='{"1":2,"2":"0","3":1}' data-sheets-value='{"1":3,"3":23}' style="border-right:1px solid #000000;border-bottom:1px solid #000000;overflow:hidden;padding:0px 3px 0px 3px;vertical-align:bottom;text-align:center;">23</td> </tr> <tr style="height:20px;"> <td data-sheets-value='{"1":2,"2":"Polycarbonate "}' style="border-left:1px solid #000000;overflow:hidden;padding:0px 3px 0px 3px;vertical-align:bottom;font-weight:bold;">Polycarbonate </td> <td data-sheets-value='{"1":2,"2":"Single-walled"}' style="overflow:hidden;padding:0px 3px 0px 3px;vertical-align:bottom;font-weight:bold;">Single-walled</td> <td data-sheets-value='{"1":2,"2":"Clear (A)"}' style="border-right:1px solid #000000;overflow:hidden;padding:0px 3px 0px 3px;vertical-align:bottom;font-weight:bold;">Clear (A)</td> <td data-sheets-numberformat='{"1":2,"2":"0.00","3":1}' data-sheets-value='{"1":3,"3":5.17}' style="overflow:hidden;padding:0px 3px 0px 3px;vertical-align:bottom;text-align:center;">5.17</td> <td data-sheets-numberformat='{"1":2,"2":"0","3":1}' data-sheets-value='{"1":3,"3":88}' style="overflow:hidden;padding:0px 3px 0px 3px;vertical-align:bottom;text-align:center;">88</td> <td data-sheets-numberformat='{"1":2,"2":"0","3":1}' data-sheets-value='{"1":3,"3":83}' style="overflow:hidden;padding:0px 3px 0px 3px;vertical-align:bottom;text-align:center;">83</td> <td data-sheets-numberformat='{"1":2,"2":"0","3":1}' data-sheets-value='{"1":2,"2":"-"}' style="border-right:1px solid #000000;overflow:hidden;padding:0px 3px 0px 3px;vertical-align:bottom;text-align:center;">-</td> </tr> <tr style="height:20px;"> <td data-sheets-value='{"1":2,"2":"PC"}' style="border-left:1px solid #000000;overflow:hidden;padding:0px 3px 0px 3px;vertical-align:bottom;font-weight:bold;">PC</td> <td data-sheets-value='{"1":2,"2":"Single-walled"}' style="overflow:hidden;padding:0px 3px 0px 3px;vertical-align:bottom;font-weight:bold;">Single-walled</td> <td data-sheets-value='{"1":2,"2":"Opal (D)"}' style="border-right:1px solid #000000;overflow:hidden;padding:0px 3px 0px 3px;vertical-align:bottom;font-weight:bold;">Opal (D)</td> <td data-sheets-numberformat='{"1":2,"2":"0.00","3":1}' data-sheets-value='{"1":3,"3":5.17}' style="overflow:hidden;padding:0px 3px 0px 3px;vertical-align:bottom;text-align:center;">5.17</td> <td data-sheets-numberformat='{"1":2,"2":"0","3":1}' data-sheets-value='{"1":3,"3":58}' style="overflow:hidden;padding:0px 3px 0px 3px;vertical-align:bottom;text-align:center;">58</td> <td data-sheets-numberformat='{"1":2,"2":"0","3":1}' data-sheets-value='{"1":3,"3":60}' style="overflow:hidden;padding:0px 3px 0px 3px;vertical-align:bottom;text-align:center;">60</td> <td data-sheets-numberformat='{"1":2,"2":"0","3":1}' data-sheets-value='{"1":2,"2":"-"}' style="border-right:1px solid #000000;overflow:hidden;padding:0px 3px 0px 3px;vertical-align:bottom;text-align:center;">-</td> </tr> <tr style="height:20px;"> <td style="border-left:1px solid #000000;overflow:hidden;padding:0px 3px 0px 3px;vertical-align:bottom;font-weight:bold;"></td> <td data-sheets-value='{"1":2,"2":"Double-walled"}' style="overflow:hidden;padding:0px 3px 0px 3px;vertical-align:bottom;font-weight:bold;">Double-walled</td> <td data-sheets-value='{"1":2,"2":"Clear (A/H)"}' style="border-right:1px solid #000000;overflow:hidden;padding:0px 3px 0px 3px;vertical-align:bottom;font-weight:bold;">Clear (A/H)</td> <td data-sheets-numberformat='{"1":2,"2":"0.00","3":1}' data-sheets-value='{"1":3,"3":2.9}' style="overflow:hidden;padding:0px 3px 0px 3px;vertical-align:bottom;text-align:center;">2.90</td> <td data-sheets-numberformat='{"1":2,"2":"0","3":1}' data-sheets-value='{"1":3,"3":79}' style="overflow:hidden;padding:0px 3px 0px 3px;vertical-align:bottom;text-align:center;">79</td> <td data-sheets-numberformat='{"1":2,"2":"0","3":1}' data-sheets-value='{"1":3,"3":72}' style="overflow:hidden;padding:0px 3px 0px 3px;vertical-align:bottom;text-align:center;">72</td> <td data-sheets-numberformat='{"1":2,"2":"0","3":1}' data-sheets-value='{"1":3,"3":20}' style="border-right:1px solid #000000;overflow:hidden;padding:0px 3px 0px 3px;vertical-align:bottom;text-align:center;">20</td> </tr> <tr style="height:20px;"> <td style="border-left:1px solid #000000;overflow:hidden;padding:0px 3px 0px 3px;vertical-align:bottom;font-weight:bold;"></td> <td data-sheets-value='{"1":2,"2":"Double-walled"}' style="overflow:hidden;padding:0px 3px 0px 3px;vertical-align:bottom;font-weight:bold;">Double-walled</td> <td data-sheets-value='{"1":2,"2":"Clear (A/A)"}' style="border-right:1px solid #000000;overflow:hidden;padding:0px 3px 0px 3px;vertical-align:bottom;font-weight:bold;">Clear (A/A)</td> <td data-sheets-numberformat='{"1":2,"2":"0.00","3":1}' data-sheets-value='{"1":3,"3":2.9}' style="overflow:hidden;padding:0px 3px 0px 3px;vertical-align:bottom;text-align:center;">2.90</td> <td data-sheets-numberformat='{"1":2,"2":"0","3":1}' data-sheets-value='{"1":3,"3":77}' style="overflow:hidden;padding:0px 3px 0px 3px;vertical-align:bottom;text-align:center;">77</td> <td data-sheets-numberformat='{"1":2,"2":"0","3":1}' data-sheets-value='{"1":3,"3":69}' style="overflow:hidden;padding:0px 3px 0px 3px;vertical-align:bottom;text-align:center;">69</td> <td data-sheets-numberformat='{"1":2,"2":"0","3":1}' data-sheets-value='{"1":3,"3":20}' style="border-right:1px solid #000000;overflow:hidden;padding:0px 3px 0px 3px;vertical-align:bottom;text-align:center;">20</td> </tr> <tr style="height:20px;"> <td style="border-left:1px solid #000000;overflow:hidden;padding:0px 3px 0px 3px;vertical-align:bottom;font-weight:bold;"></td> <td data-sheets-value='{"1":2,"2":"Double-walled"}' style="overflow:hidden;padding:0px 3px 0px 3px;vertical-align:bottom;font-weight:bold;">Double-walled</td> <td data-sheets-value='{"1":2,"2":"Opal (A/O)"}' style="border-right:1px solid #000000;overflow:hidden;padding:0px 3px 0px 3px;vertical-align:bottom;font-weight:bold;">Opal (A/O)</td> <td data-sheets-numberformat='{"1":2,"2":"0.00","3":1}' data-sheets-value='{"1":3,"3":2.9}' style="overflow:hidden;padding:0px 3px 0px 3px;vertical-align:bottom;text-align:center;">2.90</td> <td data-sheets-numberformat='{"1":2,"2":"0","3":1}' data-sheets-value='{"1":3,"3":73}' style="overflow:hidden;padding:0px 3px 0px 3px;vertical-align:bottom;text-align:center;">73</td> <td data-sheets-numberformat='{"1":2,"2":"0","3":1}' data-sheets-value='{"1":3,"3":63}' style="overflow:hidden;padding:0px 3px 0px 3px;vertical-align:bottom;text-align:center;">63</td> <td data-sheets-numberformat='{"1":2,"2":"0","3":1}' data-sheets-value='{"1":3,"3":20}' style="border-right:1px solid #000000;overflow:hidden;padding:0px 3px 0px 3px;vertical-align:bottom;text-align:center;">20</td> </tr> <tr style="height:20px;"> <td style="border-left:1px solid #000000;overflow:hidden;padding:0px 3px 0px 3px;vertical-align:bottom;font-weight:bold;"></td> <td data-sheets-value='{"1":2,"2":"Double-walled"}' style="overflow:hidden;padding:0px 3px 0px 3px;vertical-align:bottom;font-weight:bold;">Double-walled</td> <td data-sheets-value='{"1":2,"2":"Opal (A/D)"}' style="border-right:1px solid #000000;overflow:hidden;padding:0px 3px 0px 3px;vertical-align:bottom;font-weight:bold;">Opal (A/D)</td> <td data-sheets-numberformat='{"1":2,"2":"0.00","3":1}' data-sheets-value='{"1":3,"3":2.9}' style="overflow:hidden;padding:0px 3px 0px 3px;vertical-align:bottom;text-align:center;">2.90</td> <td data-sheets-numberformat='{"1":2,"2":"0","3":1}' data-sheets-value='{"1":3,"3":51}' style="overflow:hidden;padding:0px 3px 0px 3px;vertical-align:bottom;text-align:center;">51</td> <td data-sheets-numberformat='{"1":2,"2":"0","3":1}' data-sheets-value='{"1":3,"3":50}' style="overflow:hidden;padding:0px 3px 0px 3px;vertical-align:bottom;text-align:center;">50</td> <td data-sheets-numberformat='{"1":2,"2":"0","3":1}' data-sheets-value='{"1":3,"3":20}' style="border-right:1px solid #000000;overflow:hidden;padding:0px 3px 0px 3px;vertical-align:bottom;text-align:center;">20</td> </tr> <tr style="height:20px;"> <td style="border-left:1px solid #000000;overflow:hidden;padding:0px 3px 0px 3px;vertical-align:bottom;font-weight:bold;"></td> <td data-sheets-value='{"1":2,"2":"Triple-walled"}' style="overflow:hidden;padding:0px 3px 0px 3px;vertical-align:bottom;font-weight:bold;">Triple-walled</td> <td data-sheets-value='{"1":2,"2":"Clear (A/H/H)"}' style="border-right:1px solid #000000;overflow:hidden;padding:0px 3px 0px 3px;vertical-align:bottom;font-weight:bold;">Clear (A/H/H)</td> <td data-sheets-numberformat='{"1":2,"2":"0.00","3":1}' data-sheets-value='{"1":3,"3":1.7}' style="overflow:hidden;padding:0px 3px 0px 3px;vertical-align:bottom;text-align:center;">1.70</td> <td data-sheets-numberformat='{"1":2,"2":"0","3":1}' data-sheets-value='{"1":3,"3":71}' style="overflow:hidden;padding:0px 3px 0px 3px;vertical-align:bottom;text-align:center;">71</td> <td data-sheets-numberformat='{"1":2,"2":"0","3":1}' data-sheets-value='{"1":3,"3":63}' style="overflow:hidden;padding:0px 3px 0px 3px;vertical-align:bottom;text-align:center;">63</td> <td data-sheets-numberformat='{"1":2,"2":"0","3":1}' data-sheets-value='{"1":3,"3":22}' style="border-right:1px solid #000000;overflow:hidden;padding:0px 3px 0px 3px;vertical-align:bottom;text-align:center;">22</td> </tr> <tr style="height:20px;"> <td style="border-left:1px solid #000000;overflow:hidden;padding:0px 3px 0px 3px;vertical-align:bottom;font-weight:bold;"></td> <td data-sheets-value='{"1":2,"2":"Triple-walled"}' style="overflow:hidden;padding:0px 3px 0px 3px;vertical-align:bottom;font-weight:bold;">Triple-walled</td> <td data-sheets-value='{"1":2,"2":"Opal (A/O/O)"}' style="border-right:1px solid #000000;overflow:hidden;padding:0px 3px 0px 3px;vertical-align:bottom;font-weight:bold;">Opal (A/O/O)</td> <td data-sheets-numberformat='{"1":2,"2":"0.00","3":1}' data-sheets-value='{"1":3,"3":1.7}' style="overflow:hidden;padding:0px 3px 0px 3px;vertical-align:bottom;text-align:center;">1.70</td> <td data-sheets-numberformat='{"1":2,"2":"0","3":1}' data-sheets-value='{"1":3,"3":61}' style="overflow:hidden;padding:0px 3px 0px 3px;vertical-align:bottom;text-align:center;">61</td> <td data-sheets-numberformat='{"1":2,"2":"0","3":1}' data-sheets-value='{"1":3,"3":48}' style="overflow:hidden;padding:0px 3px 0px 3px;vertical-align:bottom;text-align:center;">48</td> <td data-sheets-numberformat='{"1":2,"2":"0","3":1}' data-sheets-value='{"1":3,"3":22}' style="border-right:1px solid #000000;overflow:hidden;padding:0px 3px 0px 3px;vertical-align:bottom;text-align:center;">22</td> </tr> <tr style="height:20px;"> <td style="border-left:1px solid #000000;overflow:hidden;padding:0px 3px 0px 3px;vertical-align:bottom;font-weight:bold;"></td> <td data-sheets-value='{"1":2,"2":"Four-walled"}' style="overflow:hidden;padding:0px 3px 0px 3px;vertical-align:bottom;font-weight:bold;">Four-walled</td> <td data-sheets-value='{"1":2,"2":"Clear (A/H/H/H)"}' style="border-right:1px solid #000000;overflow:hidden;padding:0px 3px 0px 3px;vertical-align:bottom;font-weight:bold;">Clear (A/H/H/H)</td> <td data-sheets-numberformat='{"1":2,"2":"0.00","3":1}' data-sheets-value='{"1":3,"3":1.28}' style="overflow:hidden;padding:0px 3px 0px 3px;vertical-align:bottom;text-align:center;">1.28</td> <td data-sheets-numberformat='{"1":2,"2":"0","3":1}' data-sheets-value='{"1":3,"3":64}' style="overflow:hidden;padding:0px 3px 0px 3px;vertical-align:bottom;text-align:center;">64</td> <td data-sheets-numberformat='{"1":2,"2":"0","3":1}' data-sheets-value='{"1":3,"3":52}' style="overflow:hidden;padding:0px 3px 0px 3px;vertical-align:bottom;text-align:center;">52</td> <td data-sheets-numberformat='{"1":2,"2":"0","3":1}' data-sheets-value='{"1":3,"3":23}' style="border-right:1px solid #000000;overflow:hidden;padding:0px 3px 0px 3px;vertical-align:bottom;text-align:center;">23</td> </tr> <tr style="height:20px;"> <td style="border-bottom:1px solid #000000;border-left:1px solid #000000;overflow:hidden;padding:0px 3px 0px 3px;vertical-align:bottom;"></td> <td data-sheets-value='{"1":2,"2":"Four-walled"}' style="border-bottom:1px solid #000000;overflow:hidden;padding:0px 3px 0px 3px;vertical-align:bottom;font-weight:bold;">Four-walled</td> <td data-sheets-value='{"1":2,"2":"Opal (A/H/O/H)"}' style="border-right:1px solid #000000;border-bottom:1px solid #000000;overflow:hidden;padding:0px 3px 0px 3px;vertical-align:bottom;font-weight:bold;">Opal (A/H/O/H)</td> <td data-sheets-numberformat='{"1":2,"2":"0.00","3":1}' data-sheets-value='{"1":3,"3":1.28}' style="border-bottom:1px solid #000000;overflow:hidden;padding:0px 3px 0px 3px;vertical-align:bottom;text-align:center;">1.28</td> <td data-sheets-numberformat='{"1":2,"2":"0","3":1}' data-sheets-value='{"1":3,"3":59}' style="border-bottom:1px solid #000000;overflow:hidden;padding:0px 3px 0px 3px;vertical-align:bottom;text-align:center;">59</td> <td data-sheets-numberformat='{"1":2,"2":"0","3":1}' data-sheets-value='{"1":3,"3":46}' style="border-bottom:1px solid #000000;overflow:hidden;padding:0px 3px 0px 3px;vertical-align:bottom;text-align:center;">46</td> <td data-sheets-numberformat='{"1":2,"2":"0","3":1}' data-sheets-value='{"1":3,"3":23}' style="border-right:1px solid #000000;border-bottom:1px solid #000000;overflow:hidden;padding:0px 3px 0px 3px;vertical-align:bottom;text-align:center;">23</td> </tr> <tr style="height:20px;"> <td data-sheets-value='{"1":2,"2":"Polycarbonate"}' style="border-left:1px solid #000000;overflow:hidden;padding:0px 3px 0px 3px;vertical-align:bottom;font-weight:bold;">Polycarbonate</td> <td data-sheets-value='{"1":2,"2":"Single-walled"}' style="overflow:hidden;padding:0px 3px 0px 3px;vertical-align:bottom;font-weight:bold;">Single-walled</td> <td data-sheets-value='{"1":2,"2":"Heatstop Opal (T)"}' style="border-right:1px solid #000000;overflow:hidden;padding:0px 3px 0px 3px;vertical-align:bottom;font-weight:bold;">Heatstop Opal (T)</td> <td data-sheets-numberformat='{"1":2,"2":"0.00","3":1}' data-sheets-value='{"1":3,"3":5.17}' style="overflow:hidden;padding:0px 3px 0px 3px;vertical-align:bottom;text-align:center;">5.17</td> <td data-sheets-numberformat='{"1":2,"2":"0","3":1}' data-sheets-value='{"1":3,"3":49}' style="overflow:hidden;padding:0px 3px 0px 3px;vertical-align:bottom;text-align:center;">49</td> <td data-sheets-numberformat='{"1":2,"2":"0","3":1}' data-sheets-value='{"1":3,"3":59}' style="overflow:hidden;padding:0px 3px 0px 3px;vertical-align:bottom;text-align:center;">59</td> <td data-sheets-numberformat='{"1":2,"2":"0","3":1}' data-sheets-value='{"1":2,"2":"-"}' style="border-right:1px solid #000000;overflow:hidden;padding:0px 3px 0px 3px;vertical-align:bottom;text-align:center;">-</td> </tr> <tr style="height:20px;"> <td data-sheets-value='{"1":2,"2":"Heatstop PC"}' style="border-left:1px solid #000000;overflow:hidden;padding:0px 3px 0px 3px;vertical-align:bottom;font-weight:bold;">Heatstop PC</td> <td data-sheets-value='{"1":2,"2":"Double-walled"}' style="overflow:hidden;padding:0px 3px 0px 3px;vertical-align:bottom;font-weight:bold;">Double-walled</td> <td data-sheets-value='{"1":2,"2":"Clear (T/H)"}' style="border-right:1px solid #000000;overflow:hidden;padding:0px 3px 0px 3px;vertical-align:bottom;font-weight:bold;">Clear (T/H)</td> <td data-sheets-numberformat='{"1":2,"2":"0.00","3":1}' data-sheets-value='{"1":3,"3":2.9}' style="overflow:hidden;padding:0px 3px 0px 3px;vertical-align:bottom;text-align:center;">2.90</td> <td data-sheets-numberformat='{"1":2,"2":"0","3":1}' data-sheets-value='{"1":3,"3":44}' style="overflow:hidden;padding:0px 3px 0px 3px;vertical-align:bottom;text-align:center;">44</td> <td data-sheets-numberformat='{"1":2,"2":"0","3":1}' data-sheets-value='{"1":3,"3":51}' style="overflow:hidden;padding:0px 3px 0px 3px;vertical-align:bottom;text-align:center;">51</td> <td data-sheets-numberformat='{"1":2,"2":"0","3":1}' data-sheets-value='{"1":3,"3":20}' style="border-right:1px solid #000000;overflow:hidden;padding:0px 3px 0px 3px;vertical-align:bottom;text-align:center;">20</td> </tr> <tr style="height:20px;"> <td style="border-left:1px solid #000000;overflow:hidden;padding:0px 3px 0px 3px;vertical-align:bottom;font-weight:bold;"></td> <td data-sheets-value='{"1":2,"2":"Double-walled"}' style="overflow:hidden;padding:0px 3px 0px 3px;vertical-align:bottom;font-weight:bold;">Double-walled</td> <td data-sheets-value='{"1":2,"2":"Opal (T/O)"}' style="border-right:1px solid #000000;overflow:hidden;padding:0px 3px 0px 3px;vertical-align:bottom;font-weight:bold;">Opal (T/O)</td> <td data-sheets-numberformat='{"1":2,"2":"0.00","3":1}' data-sheets-value='{"1":3,"3":2.9}' style="overflow:hidden;padding:0px 3px 0px 3px;vertical-align:bottom;text-align:center;">2.90</td> <td data-sheets-numberformat='{"1":2,"2":"0","3":1}' data-sheets-value='{"1":3,"3":41}' style="overflow:hidden;padding:0px 3px 0px 3px;vertical-align:bottom;text-align:center;">41</td> <td data-sheets-numberformat='{"1":2,"2":"0","3":1}' data-sheets-value='{"1":3,"3":45}' style="overflow:hidden;padding:0px 3px 0px 3px;vertical-align:bottom;text-align:center;">45</td> <td data-sheets-numberformat='{"1":2,"2":"0","3":1}' data-sheets-value='{"1":3,"3":20}' style="border-right:1px solid #000000;overflow:hidden;padding:0px 3px 0px 3px;vertical-align:bottom;text-align:center;">20</td> </tr> <tr style="height:20px;"> <td style="border-left:1px solid #000000;overflow:hidden;padding:0px 3px 0px 3px;vertical-align:bottom;font-weight:bold;"></td> <td data-sheets-value='{"1":2,"2":"Triple-walled"}' style="overflow:hidden; | skylux-160-ce-met-koepel-en-pvc-opstand-16-00-met-lm-motor-1050-x-2250-mm | 8586022158669 | 46872330338637
Smoke and heat exhaust (SHEV) | SHE system | Skylux | Skylux 160° CE with skylight and PVC curb 16/00 with LM-actuator 1100 x 1100 mm |  | 28230 | 5412970282303 | 3650.6 | Yes | 30-45 | 50.99 | 1100 x 1100 mm | 1100 | 1100 |  | PVC 16/00 (16 cm high & roof opening = daylight size) | Square | 5.17 W/m²K - 1.28 W/m²K | 87% - 32% | 90% - 32% | 20dB - 23dB | 160° CE (for industry) | skylight | without spoiler | E | Single actuator | Maximum four-walled skylight possible for this product | Ut-value LT-value g-value Rw-value EN 1873 : 2014 EN ISO 13468 EN 16153 EN 410 EN 410 EN ISO 140-3 Material Walls Shells (W/m²K) (%) (%) (dB) Acrylic Single-walled Clear (H) 5.17 90 87 - PMMA Single-walled Opal (O) 5.17 83 76 - Double-walled Clear (H/H) 2.90 81 75 20 Double-walled Opal (O/O) 2.90 69 58 20 Triple-walled Clear (H/H/H) 1.70 73 65 22 Triple-walled Opal (O/H/O) 1.70 62 51 22 Four-walled Clear (H/H/H/H) 1.28 64 54 23 Four-walled Opal (H/H/O/H) 1.28 59 48 23 Polycarbonate Single-walled Clear (A) 5.17 88 83 - PC Single-walled Opal (D) 5.17 58 60 - Double-walled Clear (A/H) 2.90 79 72 20 Double-walled Clear (A/A) 2.90 77 69 20 Double-walled Opal (A/O) 2.90 73 63 20 Double-walled Opal (A/D) 2.90 51 50 20 Triple-walled Clear (A/H/H) 1.70 71 63 22 Triple-walled Opal (A/O/O) 1.70 61 48 22 Four-walled Clear (A/H/H/H) 1.28 64 52 23 Four-walled Opal (A/H/O/H) 1.28 59 46 23 Polycarbonate Single-walled Heatstop Opal (T) 5.17 49 59 - Heatstop PC Double-walled Clear (T/H) 2.90 44 51 20 Double-walled Opal (T/O) 2.90 41 45 20 Triple-walled Clear (T/H/H) 1.70 40 <td data-sheets-numberformat='{"1":2,"2":"0","3":1}' data-sheets-value='{"1":3,"3":44}' style="overflow:hidden;paddin | https://skylux.eu/en/products/skylux-160-ce-met-koepel-en-pvc-opstand-16-00-met-lm-motor-1100-x-1100-mm | https://skylux.eu/cdn/shop/files/Skylux-160deg-CE-met-koepel-en-pvc-opstand-1600-met-LM-motor-1100-x-1100-mm-RWA-systeem.jpg?v=1702979394&width=1600 | https://skylux.eu/cdn/shop/files/e5a82811-1bb0-48e4-a776-cacb59c7c092_f293adf0-3608-4377-9045-e11aacd1c48c.jpg?v=1688550887&width=1600 | //skylux.eu/cdn/shop/files/E_MH_Mounting_instructions_Skylux_160_CE_LM.pdf?v=12406716259046007223 | //skylux.eu/cdn/shop/files/E_TD_Technical_File_Skylux_Skylux_160_CE_Electric.pdf?v=3667116872303399239 | <style type="text/css" id="isPasted"> <!--td { border: 1px solid #cccccc; } br { mso-data-placement: same-cell; } --> </style> <table border="1" cellpadding="0" cellspacing="0" dir="ltr" style="table-layout:fixed;font-size:10pt;font-family:Arial;border-collapse:collapse;border:none;"><tbody> <tr style="height:20px;"> <td style="overflow:hidden;padding:0px 3px 0px 3px;vertical-align:bottom;"></td> <td style="overflow:hidden;padding:0px 3px 0px 3px;vertical-align:bottom;"></td> <td style="overflow:hidden;padding:0px 3px 0px 3px;vertical-align:bottom;"></td> <td data-sheets-value='{"1":2,"2":"Ut-value"}' style="overflow:hidden;padding:0px 3px 0px 3px;vertical-align:bottom;font-weight:bold;text-align:center;">Ut-value</td> <td data-sheets-value='{"1":2,"2":"LT-value"}' style="overflow:hidden;padding:0px 3px 0px 3px;vertical-align:bottom;font-weight:bold;text-align:center;">LT-value</td> <td data-sheets-value='{"1":2,"2":"g-value"}' style="overflow:hidden;padding:0px 3px 0px 3px;vertical-align:bottom;font-weight:bold;text-align:center;">g-value</td> <td data-sheets-value='{"1":2,"2":"Rw-value "}' style="overflow:hidden;padding:0px 3px 0px 3px;vertical-align:bottom;font-weight:bold;text-align:center;">Rw-value </td> </tr> <tr style="height:20px;"> <td style="overflow:hidden;padding:0px 3px 0px 3px;vertical-align:bottom;"></td> <td style="overflow:hidden;padding:0px 3px 0px 3px;vertical-align:bottom;"></td> <td style="overflow:hidden;padding:0px 3px 0px 3px;vertical-align:bottom;"></td> <td data-sheets-numberformat='{"1":2,"2":"0.00","3":1}' data-sheets-value='{"1":2,"2":"EN 1873 : 2014"}' style="overflow:hidden;padding:0px 3px 0px 3px;vertical-align:bottom;text-align:center;">EN 1873 : 2014</td> <td data-sheets-numberformat='{"1":2,"2":"0","3":1}' data-sheets-value='{"1":2,"2":"EN ISO 13468 EN 16153 EN 410"}' style="overflow:hidden;padding:0px 3px 0px 3px;vertical-align:bottom;text-align:center;">EN ISO 13468 EN 16153 EN 410</td> <td data-sheets-numberformat='{"1":2,"2":"0","3":1}' data-sheets-value='{"1":2,"2":"EN 410"}' style="overflow:hidden;padding:0px 3px 0px 3px;vertical-align:bottom;text-align:center;">EN 410</td> <td data-sheets-value='{"1":2,"2":"EN ISO 140-3\t\t"}' style="overflow:hidden;padding:0px 3px 0px 3px;vertical-align:bottom;text-align:center;">EN ISO 140-3 </td> </tr> <tr style="height:20px;"> <td data-sheets-value='{"1":2,"2":"Material"}' style="border-bottom:1px solid #000000;overflow:hidden;padding:0px 3px 0px 3px;vertical-align:bottom;background-color:#000000;font-weight:bold;color:#ffffff;">Material</td> <td data-sheets-value='{"1":2,"2":"Walls"}' style="border-bottom:1px solid #000000;overflow:hidden;padding:0px 3px 0px 3px;vertical-align:bottom;background-color:#000000;font-weight:bold;color:#ffffff;">Walls</td> <td data-sheets-value='{"1":2,"2":"Shells"}' style="border-bottom:1px solid #000000;overflow:hidden;padding:0px 3px 0px 3px;vertical-align:bottom;background-color:#000000;font-weight:bold;color:#ffffff;">Shells</td> <td data-sheets-numberformat='{"1":2,"2":"0.00","3":1}' data-sheets-value='{"1":2,"2":"(W/m²K)\t"}' style="border-bottom:1px solid #000000;overflow:hidden;padding:0px 3px 0px 3px;vertical-align:bottom;background-color:#000000;font-weight:bold;color:#ffffff;text-align:center;">(W/m²K) </td> <td data-sheets-numberformat='{"1":2,"2":"0","3":1}' data-sheets-value='{"1":2,"2":"(%)"}' style="border-bottom:1px solid #000000;overflow:hidden;padding:0px 3px 0px 3px;vertical-align:bottom;background-color:#000000;font-weight:bold;color:#ffffff;text-align:center;">(%)</td> <td data-sheets-numberformat='{"1":2,"2":"0","3":1}' data-sheets-value='{"1":2,"2":"(%)"}' style="border-bottom:1px solid #000000;overflow:hidden;padding:0px 3px 0px 3px;vertical-align:bottom;background-color:#000000;font-weight:bold;color:#ffffff;text-align:center;">(%)</td> <td data-sheets-value='{"1":2,"2":"(dB)"}' style="border-bottom:1px solid #000000;overflow:hidden;padding:0px 3px 0px 3px;vertical-align:bottom;background-color:#000000;font-weight:bold;color:#ffffff;text-align:center;">(dB)</td> </tr> <tr style="height:20px;"> <td data-sheets-value='{"1":2,"2":"Acrylic"}' style="border-left:1px solid #000000;overflow:hidden;padding:0px 3px 0px 3px;vertical-align:bottom;font-weight:bold;">Acrylic</td> <td data-sheets-value='{"1":2,"2":"Single-walled"}' style="overflow:hidden;padding:0px 3px 0px 3px;vertical-align:bottom;font-weight:bold;">Single-walled</td> <td data-sheets-value='{"1":2,"2":"Clear (H)"}' style="border-right:1px solid #000000;overflow:hidden;padding:0px 3px 0px 3px;vertical-align:bottom;font-weight:bold;">Clear (H)</td> <td data-sheets-numberformat='{"1":2,"2":"0.00","3":1}' data-sheets-value='{"1":3,"3":5.17}' style="overflow:hidden;padding:0px 3px 0px 3px;vertical-align:bottom;text-align:center;">5.17</td> <td data-sheets-numberformat='{"1":2,"2":"0","3":1}' data-sheets-value='{"1":3,"3":90}' style="overflow:hidden;padding:0px 3px 0px 3px;vertical-align:bottom;text-align:center;">90</td> <td data-sheets-numberformat='{"1":2,"2":"0","3":1}' data-sheets-value='{"1":3,"3":87}' style="overflow:hidden;padding:0px 3px 0px 3px;vertical-align:bottom;text-align:center;">87</td> <td data-sheets-numberformat='{"1":2,"2":"0","3":1}' data-sheets-value='{"1":2,"2":"-"}' style="border-right:1px solid #000000;overflow:hidden;padding:0px 3px 0px 3px;vertical-align:bottom;text-align:center;">-</td> </tr> <tr style="height:20px;"> <td data-sheets-value='{"1":2,"2":"PMMA"}' style="border-left:1px solid #000000;overflow:hidden;padding:0px 3px 0px 3px;vertical-align:bottom;font-weight:bold;">PMMA</td> <td data-sheets-value='{"1":2,"2":"Single-walled"}' style="overflow:hidden;padding:0px 3px 0px 3px;vertical-align:bottom;font-weight:bold;">Single-walled</td> <td data-sheets-value='{"1":2,"2":"Opal (O)"}' style="border-right:1px solid #000000;overflow:hidden;padding:0px 3px 0px 3px;vertical-align:bottom;font-weight:bold;">Opal (O)</td> <td data-sheets-numberformat='{"1":2,"2":"0.00","3":1}' data-sheets-value='{"1":3,"3":5.17}' style="overflow:hidden;padding:0px 3px 0px 3px;vertical-align:bottom;text-align:center;">5.17</td> <td data-sheets-numberformat='{"1":2,"2":"0","3":1}' data-sheets-value='{"1":3,"3":83}' style="overflow:hidden;padding:0px 3px 0px 3px;vertical-align:bottom;text-align:center;">83</td> <td data-sheets-numberformat='{"1":2,"2":"0","3":1}' data-sheets-value='{"1":3,"3":76}' style="overflow:hidden;padding:0px 3px 0px 3px;vertical-align:bottom;text-align:center;">76</td> <td data-sheets-numberformat='{"1":2,"2":"0","3":1}' data-sheets-value='{"1":2,"2":"-"}' style="border-right:1px solid #000000;overflow:hidden;padding:0px 3px 0px 3px;vertical-align:bottom;text-align:center;">-</td> </tr> <tr style="height:20px;"> <td style="border-left:1px solid #000000;overflow:hidden;padding:0px 3px 0px 3px;vertical-align:bottom;font-weight:bold;"></td> <td data-sheets-value='{"1":2,"2":"Double-walled"}' style="overflow:hidden;padding:0px 3px 0px 3px;vertical-align:bottom;font-weight:bold;">Double-walled</td> <td data-sheets-value='{"1":2,"2":"Clear (H/H)"}' style="border-right:1px solid #000000;overflow:hidden;padding:0px 3px 0px 3px;vertical-align:bottom;font-weight:bold;">Clear (H/H)</td> <td data-sheets-numberformat='{"1":2,"2":"0.00","3":1}' data-sheets-value='{"1":3,"3":2.9}' style="overflow:hidden;padding:0px 3px 0px 3px;vertical-align:bottom;text-align:center;">2.90</td> <td data-sheets-numberformat='{"1":2,"2":"0","3":1}' data-sheets-value='{"1":3,"3":81}' style="overflow:hidden;padding:0px 3px 0px 3px;vertical-align:bottom;text-align:center;">81</td> <td data-sheets-numberformat='{"1":2,"2":"0","3":1}' data-sheets-value='{"1":3,"3":75}' style="overflow:hidden;padding:0px 3px 0px 3px;vertical-align:bottom;text-align:center;">75</td> <td data-sheets-numberformat='{"1":2,"2":"0","3":1}' data-sheets-value='{"1":3,"3":20}' style="border-right:1px solid #000000;overflow:hidden;padding:0px 3px 0px 3px;vertical-align:bottom;text-align:center;">20</td> </tr> <tr style="height:20px;"> <td style="border-left:1px solid #000000;overflow:hidden;padding:0px 3px 0px 3px;vertical-align:bottom;font-weight:bold;"></td> <td data-sheets-value='{"1":2,"2":"Double-walled"}' style="overflow:hidden;padding:0px 3px 0px 3px;vertical-align:bottom;font-weight:bold;">Double-walled</td> <td data-sheets-value='{"1":2,"2":"Opal (O/O)"}' style="border-right:1px solid #000000;overflow:hidden;padding:0px 3px 0px 3px;vertical-align:bottom;font-weight:bold;">Opal (O/O)</td> <td data-sheets-numberformat='{"1":2,"2":"0.00","3":1}' data-sheets-value='{"1":3,"3":2.9}' style="overflow:hidden;padding:0px 3px 0px 3px;vertical-align:bottom;text-align:center;">2.90</td> <td data-sheets-numberformat='{"1":2,"2":"0","3":1}' data-sheets-value='{"1":3,"3":69}' style="overflow:hidden;padding:0px 3px 0px 3px;vertical-align:bottom;text-align:center;">69</td> <td data-sheets-numberformat='{"1":2,"2":"0","3":1}' data-sheets-value='{"1":3,"3":58}' style="overflow:hidden;padding:0px 3px 0px 3px;vertical-align:bottom;text-align:center;">58</td> <td data-sheets-numberformat='{"1":2,"2":"0","3":1}' data-sheets-value='{"1":3,"3":20}' style="border-right:1px solid #000000;overflow:hidden;padding:0px 3px 0px 3px;vertical-align:bottom;text-align:center;">20</td> </tr> <tr style="height:20px;"> <td style="border-left:1px solid #000000;overflow:hidden;padding:0px 3px 0px 3px;vertical-align:bottom;font-weight:bold;"></td> <td data-sheets-value='{"1":2,"2":"Triple-walled"}' style="overflow:hidden;padding:0px 3px 0px 3px;vertical-align:bottom;font-weight:bold;">Triple-walled</td> <td data-sheets-value='{"1":2,"2":"Clear (H/H/H)"}' style="border-right:1px solid #000000;overflow:hidden;padding:0px 3px 0px 3px;vertical-align:bottom;font-weight:bold;">Clear (H/H/H)</td> <td data-sheets-numberformat='{"1":2,"2":"0.00","3":1}' data-sheets-value='{"1":3,"3":1.7}' style="overflow:hidden;padding:0px 3px 0px 3px;vertical-align:bottom;text-align:center;">1.70</td> <td data-sheets-numberformat='{"1":2,"2":"0","3":1}' data-sheets-value='{"1":3,"3":73}' style="overflow:hidden;padding:0px 3px 0px 3px;vertical-align:bottom;text-align:center;">73</td> <td data-sheets-numberformat='{"1":2,"2":"0","3":1}' data-sheets-value='{"1":3,"3":65}' style="overflow:hidden;padding:0px 3px 0px 3px;vertical-align:bottom;text-align:center;">65</td> <td data-sheets-numberformat='{"1":2,"2":"0","3":1}' data-sheets-value='{"1":3,"3":22}' style="border-right:1px solid #000000;overflow:hidden;padding:0px 3px 0px 3px;vertical-align:bottom;text-align:center;">22</td> </tr> <tr style="height:20px;"> <td style="border-left:1px solid #000000;overflow:hidden;padding:0px 3px 0px 3px;vertical-align:bottom;font-weight:bold;"></td> <td data-sheets-value='{"1":2,"2":"Triple-walled"}' style="overflow:hidden;padding:0px 3px 0px 3px;vertical-align:bottom;font-weight:bold;">Triple-walled</td> <td data-sheets-value='{"1":2,"2":"Opal (O/H/O)"}' style="border-right:1px solid #000000;overflow:hidden;padding:0px 3px 0px 3px;vertical-align:bottom;font-weight:bold;">Opal (O/H/O)</td> <td data-sheets-numberformat='{"1":2,"2":"0.00","3":1}' data-sheets-value='{"1":3,"3":1.7}' style="overflow:hidden;padding:0px 3px 0px 3px;vertical-align:bottom;text-align:center;">1.70</td> <td data-sheets-numberformat='{"1":2,"2":"0","3":1}' data-sheets-value='{"1":3,"3":62}' style="overflow:hidden;padding:0px 3px 0px 3px;vertical-align:bottom;text-align:center;">62</td> <td data-sheets-numberformat='{"1":2,"2":"0","3":1}' data-sheets-value='{"1":3,"3":51}' style="overflow:hidden;padding:0px 3px 0px 3px;vertical-align:bottom;text-align:center;">51</td> <td data-sheets-numberformat='{"1":2,"2":"0","3":1}' data-sheets-value='{"1":3,"3":22}' style="border-right:1px solid #000000;overflow:hidden;padding:0px 3px 0px 3px;vertical-align:bottom;text-align:center;">22</td> </tr> <tr style="height:20px;"> <td style="border-left:1px solid #000000;overflow:hidden;padding:0px 3px 0px 3px;vertical-align:bottom;font-weight:bold;"></td> <td data-sheets-value='{"1":2,"2":"Four-walled"}' style="overflow:hidden;padding:0px 3px 0px 3px;vertical-align:bottom;font-weight:bold;">Four-walled</td> <td data-sheets-value='{"1":2,"2":"Clear (H/H/H/H)"}' style="border-right:1px solid #000000;overflow:hidden;padding:0px 3px 0px 3px;vertical-align:bottom;font-weight:bold;">Clear (H/H/H/H)</td> <td data-sheets-numberformat='{"1":2,"2":"0.00","3":1}' data-sheets-value='{"1":3,"3":1.28}' style="overflow:hidden;padding:0px 3px 0px 3px;vertical-align:bottom;text-align:center;">1.28</td> <td data-sheets-numberformat='{"1":2,"2":"0","3":1}' data-sheets-value='{"1":3,"3":64}' style="overflow:hidden;padding:0px 3px 0px 3px;vertical-align:bottom;text-align:center;">64</td> <td data-sheets-numberformat='{"1":2,"2":"0","3":1}' data-sheets-value='{"1":3,"3":54}' style="overflow:hidden;padding:0px 3px 0px 3px;vertical-align:bottom;text-align:center;">54</td> <td data-sheets-numberformat='{"1":2,"2":"0","3":1}' data-sheets-value='{"1":3,"3":23}' style="border-right:1px solid #000000;overflow:hidden;padding:0px 3px 0px 3px;vertical-align:bottom;text-align:center;">23</td> </tr> <tr style="height:20px;"> <td style="border-bottom:1px solid #000000;border-left:1px solid #000000;overflow:hidden;padding:0px 3px 0px 3px;vertical-align:bottom;"></td> <td data-sheets-value='{"1":2,"2":"Four-walled"}' style="border-bottom:1px solid #000000;overflow:hidden;padding:0px 3px 0px 3px;vertical-align:bottom;font-weight:bold;">Four-walled</td> <td data-sheets-value='{"1":2,"2":"Opal (H/H/O/H)"}' style="border-right:1px solid #000000;border-bottom:1px solid #000000;overflow:hidden;padding:0px 3px 0px 3px;vertical-align:bottom;font-weight:bold;">Opal (H/H/O/H)</td> <td data-sheets-numberformat='{"1":2,"2":"0.00","3":1}' data-sheets-value='{"1":3,"3":1.28}' style="border-bottom:1px solid #000000;overflow:hidden;padding:0px 3px 0px 3px;vertical-align:bottom;text-align:center;">1.28</td> <td data-sheets-numberformat='{"1":2,"2":"0","3":1}' data-sheets-value='{"1":3,"3":59}' style="border-bottom:1px solid #000000;overflow:hidden;padding:0px 3px 0px 3px;vertical-align:bottom;text-align:center;">59</td> <td data-sheets-numberformat='{"1":2,"2":"0","3":1}' data-sheets-value='{"1":3,"3":48}' style="border-bottom:1px solid #000000;overflow:hidden;padding:0px 3px 0px 3px;vertical-align:bottom;text-align:center;">48</td> <td data-sheets-numberformat='{"1":2,"2":"0","3":1}' data-sheets-value='{"1":3,"3":23}' style="border-right:1px solid #000000;border-bottom:1px solid #000000;overflow:hidden;padding:0px 3px 0px 3px;vertical-align:bottom;text-align:center;">23</td> </tr> <tr style="height:20px;"> <td data-sheets-value='{"1":2,"2":"Polycarbonate "}' style="border-left:1px solid #000000;overflow:hidden;padding:0px 3px 0px 3px;vertical-align:bottom;font-weight:bold;">Polycarbonate </td> <td data-sheets-value='{"1":2,"2":"Single-walled"}' style="overflow:hidden;padding:0px 3px 0px 3px;vertical-align:bottom;font-weight:bold;">Single-walled</td> <td data-sheets-value='{"1":2,"2":"Clear (A)"}' style="border-right:1px solid #000000;overflow:hidden;padding:0px 3px 0px 3px;vertical-align:bottom;font-weight:bold;">Clear (A)</td> <td data-sheets-numberformat='{"1":2,"2":"0.00","3":1}' data-sheets-value='{"1":3,"3":5.17}' style="overflow:hidden;padding:0px 3px 0px 3px;vertical-align:bottom;text-align:center;">5.17</td> <td data-sheets-numberformat='{"1":2,"2":"0","3":1}' data-sheets-value='{"1":3,"3":88}' style="overflow:hidden;padding:0px 3px 0px 3px;vertical-align:bottom;text-align:center;">88</td> <td data-sheets-numberformat='{"1":2,"2":"0","3":1}' data-sheets-value='{"1":3,"3":83}' style="overflow:hidden;padding:0px 3px 0px 3px;vertical-align:bottom;text-align:center;">83</td> <td data-sheets-numberformat='{"1":2,"2":"0","3":1}' data-sheets-value='{"1":2,"2":"-"}' style="border-right:1px solid #000000;overflow:hidden;padding:0px 3px 0px 3px;vertical-align:bottom;text-align:center;">-</td> </tr> <tr style="height:20px;"> <td data-sheets-value='{"1":2,"2":"PC"}' style="border-left:1px solid #000000;overflow:hidden;padding:0px 3px 0px 3px;vertical-align:bottom;font-weight:bold;">PC</td> <td data-sheets-value='{"1":2,"2":"Single-walled"}' style="overflow:hidden;padding:0px 3px 0px 3px;vertical-align:bottom;font-weight:bold;">Single-walled</td> <td data-sheets-value='{"1":2,"2":"Opal (D)"}' style="border-right:1px solid #000000;overflow:hidden;padding:0px 3px 0px 3px;vertical-align:bottom;font-weight:bold;">Opal (D)</td> <td data-sheets-numberformat='{"1":2,"2":"0.00","3":1}' data-sheets-value='{"1":3,"3":5.17}' style="overflow:hidden;padding:0px 3px 0px 3px;vertical-align:bottom;text-align:center;">5.17</td> <td data-sheets-numberformat='{"1":2,"2":"0","3":1}' data-sheets-value='{"1":3,"3":58}' style="overflow:hidden;padding:0px 3px 0px 3px;vertical-align:bottom;text-align:center;">58</td> <td data-sheets-numberformat='{"1":2,"2":"0","3":1}' data-sheets-value='{"1":3,"3":60}' style="overflow:hidden;padding:0px 3px 0px 3px;vertical-align:bottom;text-align:center;">60</td> <td data-sheets-numberformat='{"1":2,"2":"0","3":1}' data-sheets-value='{"1":2,"2":"-"}' style="border-right:1px solid #000000;overflow:hidden;padding:0px 3px 0px 3px;vertical-align:bottom;text-align:center;">-</td> </tr> <tr style="height:20px;"> <td style="border-left:1px solid #000000;overflow:hidden;padding:0px 3px 0px 3px;vertical-align:bottom;font-weight:bold;"></td> <td data-sheets-value='{"1":2,"2":"Double-walled"}' style="overflow:hidden;padding:0px 3px 0px 3px;vertical-align:bottom;font-weight:bold;">Double-walled</td> <td data-sheets-value='{"1":2,"2":"Clear (A/H)"}' style="border-right:1px solid #000000;overflow:hidden;padding:0px 3px 0px 3px;vertical-align:bottom;font-weight:bold;">Clear (A/H)</td> <td data-sheets-numberformat='{"1":2,"2":"0.00","3":1}' data-sheets-value='{"1":3,"3":2.9}' style="overflow:hidden;padding:0px 3px 0px 3px;vertical-align:bottom;text-align:center;">2.90</td> <td data-sheets-numberformat='{"1":2,"2":"0","3":1}' data-sheets-value='{"1":3,"3":79}' style="overflow:hidden;padding:0px 3px 0px 3px;vertical-align:bottom;text-align:center;">79</td> <td data-sheets-numberformat='{"1":2,"2":"0","3":1}' data-sheets-value='{"1":3,"3":72}' style="overflow:hidden;padding:0px 3px 0px 3px;vertical-align:bottom;text-align:center;">72</td> <td data-sheets-numberformat='{"1":2,"2":"0","3":1}' data-sheets-value='{"1":3,"3":20}' style="border-right:1px solid #000000;overflow:hidden;padding:0px 3px 0px 3px;vertical-align:bottom;text-align:center;">20</td> </tr> <tr style="height:20px;"> <td style="border-left:1px solid #000000;overflow:hidden;padding:0px 3px 0px 3px;vertical-align:bottom;font-weight:bold;"></td> <td data-sheets-value='{"1":2,"2":"Double-walled"}' style="overflow:hidden;padding:0px 3px 0px 3px;vertical-align:bottom;font-weight:bold;">Double-walled</td> <td data-sheets-value='{"1":2,"2":"Clear (A/A)"}' style="border-right:1px solid #000000;overflow:hidden;padding:0px 3px 0px 3px;vertical-align:bottom;font-weight:bold;">Clear (A/A)</td> <td data-sheets-numberformat='{"1":2,"2":"0.00","3":1}' data-sheets-value='{"1":3,"3":2.9}' style="overflow:hidden;padding:0px 3px 0px 3px;vertical-align:bottom;text-align:center;">2.90</td> <td data-sheets-numberformat='{"1":2,"2":"0","3":1}' data-sheets-value='{"1":3,"3":77}' style="overflow:hidden;padding:0px 3px 0px 3px;vertical-align:bottom;text-align:center;">77</td> <td data-sheets-numberformat='{"1":2,"2":"0","3":1}' data-sheets-value='{"1":3,"3":69}' style="overflow:hidden;padding:0px 3px 0px 3px;vertical-align:bottom;text-align:center;">69</td> <td data-sheets-numberformat='{"1":2,"2":"0","3":1}' data-sheets-value='{"1":3,"3":20}' style="border-right:1px solid #000000;overflow:hidden;padding:0px 3px 0px 3px;vertical-align:bottom;text-align:center;">20</td> </tr> <tr style="height:20px;"> <td style="border-left:1px solid #000000;overflow:hidden;padding:0px 3px 0px 3px;vertical-align:bottom;font-weight:bold;"></td> <td data-sheets-value='{"1":2,"2":"Double-walled"}' style="overflow:hidden;padding:0px 3px 0px 3px;vertical-align:bottom;font-weight:bold;">Double-walled</td> <td data-sheets-value='{"1":2,"2":"Opal (A/O)"}' style="border-right:1px solid #000000;overflow:hidden;padding:0px 3px 0px 3px;vertical-align:bottom;font-weight:bold;">Opal (A/O)</td> <td data-sheets-numberformat='{"1":2,"2":"0.00","3":1}' data-sheets-value='{"1":3,"3":2.9}' style="overflow:hidden;padding:0px 3px 0px 3px;vertical-align:bottom;text-align:center;">2.90</td> <td data-sheets-numberformat='{"1":2,"2":"0","3":1}' data-sheets-value='{"1":3,"3":73}' style="overflow:hidden;padding:0px 3px 0px 3px;vertical-align:bottom;text-align:center;">73</td> <td data-sheets-numberformat='{"1":2,"2":"0","3":1}' data-sheets-value='{"1":3,"3":63}' style="overflow:hidden;padding:0px 3px 0px 3px;vertical-align:bottom;text-align:center;">63</td> <td data-sheets-numberformat='{"1":2,"2":"0","3":1}' data-sheets-value='{"1":3,"3":20}' style="border-right:1px solid #000000;overflow:hidden;padding:0px 3px 0px 3px;vertical-align:bottom;text-align:center;">20</td> </tr> <tr style="height:20px;"> <td style="border-left:1px solid #000000;overflow:hidden;padding:0px 3px 0px 3px;vertical-align:bottom;font-weight:bold;"></td> <td data-sheets-value='{"1":2,"2":"Double-walled"}' style="overflow:hidden;padding:0px 3px 0px 3px;vertical-align:bottom;font-weight:bold;">Double-walled</td> <td data-sheets-value='{"1":2,"2":"Opal (A/D)"}' style="border-right:1px solid #000000;overflow:hidden;padding:0px 3px 0px 3px;vertical-align:bottom;font-weight:bold;">Opal (A/D)</td> <td data-sheets-numberformat='{"1":2,"2":"0.00","3":1}' data-sheets-value='{"1":3,"3":2.9}' style="overflow:hidden;padding:0px 3px 0px 3px;vertical-align:bottom;text-align:center;">2.90</td> <td data-sheets-numberformat='{"1":2,"2":"0","3":1}' data-sheets-value='{"1":3,"3":51}' style="overflow:hidden;padding:0px 3px 0px 3px;vertical-align:bottom;text-align:center;">51</td> <td data-sheets-numberformat='{"1":2,"2":"0","3":1}' data-sheets-value='{"1":3,"3":50}' style="overflow:hidden;padding:0px 3px 0px 3px;vertical-align:bottom;text-align:center;">50</td> <td data-sheets-numberformat='{"1":2,"2":"0","3":1}' data-sheets-value='{"1":3,"3":20}' style="border-right:1px solid #000000;overflow:hidden;padding:0px 3px 0px 3px;vertical-align:bottom;text-align:center;">20</td> </tr> <tr style="height:20px;"> <td style="border-left:1px solid #000000;overflow:hidden;padding:0px 3px 0px 3px;vertical-align:bottom;font-weight:bold;"></td> <td data-sheets-value='{"1":2,"2":"Triple-walled"}' style="overflow:hidden;padding:0px 3px 0px 3px;vertical-align:bottom;font-weight:bold;">Triple-walled</td> <td data-sheets-value='{"1":2,"2":"Clear (A/H/H)"}' style="border-right:1px solid #000000;overflow:hidden;padding:0px 3px 0px 3px;vertical-align:bottom;font-weight:bold;">Clear (A/H/H)</td> <td data-sheets-numberformat='{"1":2,"2":"0.00","3":1}' data-sheets-value='{"1":3,"3":1.7}' style="overflow:hidden;padding:0px 3px 0px 3px;vertical-align:bottom;text-align:center;">1.70</td> <td data-sheets-numberformat='{"1":2,"2":"0","3":1}' data-sheets-value='{"1":3,"3":71}' style="overflow:hidden;padding:0px 3px 0px 3px;vertical-align:bottom;text-align:center;">71</td> <td data-sheets-numberformat='{"1":2,"2":"0","3":1}' data-sheets-value='{"1":3,"3":63}' style="overflow:hidden;padding:0px 3px 0px 3px;vertical-align:bottom;text-align:center;">63</td> <td data-sheets-numberformat='{"1":2,"2":"0","3":1}' data-sheets-value='{"1":3,"3":22}' style="border-right:1px solid #000000;overflow:hidden;padding:0px 3px 0px 3px;vertical-align:bottom;text-align:center;">22</td> </tr> <tr style="height:20px;"> <td style="border-left:1px solid #000000;overflow:hidden;padding:0px 3px 0px 3px;vertical-align:bottom;font-weight:bold;"></td> <td data-sheets-value='{"1":2,"2":"Triple-walled"}' style="overflow:hidden;padding:0px 3px 0px 3px;vertical-align:bottom;font-weight:bold;">Triple-walled</td> <td data-sheets-value='{"1":2,"2":"Opal (A/O/O)"}' style="border-right:1px solid #000000;overflow:hidden;padding:0px 3px 0px 3px;vertical-align:bottom;font-weight:bold;">Opal (A/O/O)</td> <td data-sheets-numberformat='{"1":2,"2":"0.00","3":1}' data-sheets-value='{"1":3,"3":1.7}' style="overflow:hidden;padding:0px 3px 0px 3px;vertical-align:bottom;text-align:center;">1.70</td> <td data-sheets-numberformat='{"1":2,"2":"0","3":1}' data-sheets-value='{"1":3,"3":61}' style="overflow:hidden;padding:0px 3px 0px 3px;vertical-align:bottom;text-align:center;">61</td> <td data-sheets-numberformat='{"1":2,"2":"0","3":1}' data-sheets-value='{"1":3,"3":48}' style="overflow:hidden;padding:0px 3px 0px 3px;vertical-align:bottom;text-align:center;">48</td> <td data-sheets-numberformat='{"1":2,"2":"0","3":1}' data-sheets-value='{"1":3,"3":22}' style="border-right:1px solid #000000;overflow:hidden;padding:0px 3px 0px 3px;vertical-align:bottom;text-align:center;">22</td> </tr> <tr style="height:20px;"> <td style="border-left:1px solid #000000;overflow:hidden;padding:0px 3px 0px 3px;vertical-align:bottom;font-weight:bold;"></td> <td data-sheets-value='{"1":2,"2":"Four-walled"}' style="overflow:hidden;padding:0px 3px 0px 3px;vertical-align:bottom;font-weight:bold;">Four-walled</td> <td data-sheets-value='{"1":2,"2":"Clear (A/H/H/H)"}' style="border-right:1px solid #000000;overflow:hidden;padding:0px 3px 0px 3px;vertical-align:bottom;font-weight:bold;">Clear (A/H/H/H)</td> <td data-sheets-numberformat='{"1":2,"2":"0.00","3":1}' data-sheets-value='{"1":3,"3":1.28}' style="overflow:hidden;padding:0px 3px 0px 3px;vertical-align:bottom;text-align:center;">1.28</td> <td data-sheets-numberformat='{"1":2,"2":"0","3":1}' data-sheets-value='{"1":3,"3":64}' style="overflow:hidden;padding:0px 3px 0px 3px;vertical-align:bottom;text-align:center;">64</td> <td data-sheets-numberformat='{"1":2,"2":"0","3":1}' data-sheets-value='{"1":3,"3":52}' style="overflow:hidden;padding:0px 3px 0px 3px;vertical-align:bottom;text-align:center;">52</td> <td data-sheets-numberformat='{"1":2,"2":"0","3":1}' data-sheets-value='{"1":3,"3":23}' style="border-right:1px solid #000000;overflow:hidden;padding:0px 3px 0px 3px;vertical-align:bottom;text-align:center;">23</td> </tr> <tr style="height:20px;"> <td style="border-bottom:1px solid #000000;border-left:1px solid #000000;overflow:hidden;padding:0px 3px 0px 3px;vertical-align:bottom;"></td> <td data-sheets-value='{"1":2,"2":"Four-walled"}' style="border-bottom:1px solid #000000;overflow:hidden;padding:0px 3px 0px 3px;vertical-align:bottom;font-weight:bold;">Four-walled</td> <td data-sheets-value='{"1":2,"2":"Opal (A/H/O/H)"}' style="border-right:1px solid #000000;border-bottom:1px solid #000000;overflow:hidden;padding:0px 3px 0px 3px;vertical-align:bottom;font-weight:bold;">Opal (A/H/O/H)</td> <td data-sheets-numberformat='{"1":2,"2":"0.00","3":1}' data-sheets-value='{"1":3,"3":1.28}' style="border-bottom:1px solid #000000;overflow:hidden;padding:0px 3px 0px 3px;vertical-align:bottom;text-align:center;">1.28</td> <td data-sheets-numberformat='{"1":2,"2":"0","3":1}' data-sheets-value='{"1":3,"3":59}' style="border-bottom:1px solid #000000;overflow:hidden;padding:0px 3px 0px 3px;vertical-align:bottom;text-align:center;">59</td> <td data-sheets-numberformat='{"1":2,"2":"0","3":1}' data-sheets-value='{"1":3,"3":46}' style="border-bottom:1px solid #000000;overflow:hidden;padding:0px 3px 0px 3px;vertical-align:bottom;text-align:center;">46</td> <td data-sheets-numberformat='{"1":2,"2":"0","3":1}' data-sheets-value='{"1":3,"3":23}' style="border-right:1px solid #000000;border-bottom:1px solid #000000;overflow:hidden;padding:0px 3px 0px 3px;vertical-align:bottom;text-align:center;">23</td> </tr> <tr style="height:20px;"> <td data-sheets-value='{"1":2,"2":"Polycarbonate"}' style="border-left:1px solid #000000;overflow:hidden;padding:0px 3px 0px 3px;vertical-align:bottom;font-weight:bold;">Polycarbonate</td> <td data-sheets-value='{"1":2,"2":"Single-walled"}' style="overflow:hidden;padding:0px 3px 0px 3px;vertical-align:bottom;font-weight:bold;">Single-walled</td> <td data-sheets-value='{"1":2,"2":"Heatstop Opal (T)"}' style="border-right:1px solid #000000;overflow:hidden;padding:0px 3px 0px 3px;vertical-align:bottom;font-weight:bold;">Heatstop Opal (T)</td> <td data-sheets-numberformat='{"1":2,"2":"0.00","3":1}' data-sheets-value='{"1":3,"3":5.17}' style="overflow:hidden;padding:0px 3px 0px 3px;vertical-align:bottom;text-align:center;">5.17</td> <td data-sheets-numberformat='{"1":2,"2":"0","3":1}' data-sheets-value='{"1":3,"3":49}' style="overflow:hidden;padding:0px 3px 0px 3px;vertical-align:bottom;text-align:center;">49</td> <td data-sheets-numberformat='{"1":2,"2":"0","3":1}' data-sheets-value='{"1":3,"3":59}' style="overflow:hidden;padding:0px 3px 0px 3px;vertical-align:bottom;text-align:center;">59</td> <td data-sheets-numberformat='{"1":2,"2":"0","3":1}' data-sheets-value='{"1":2,"2":"-"}' style="border-right:1px solid #000000;overflow:hidden;padding:0px 3px 0px 3px;vertical-align:bottom;text-align:center;">-</td> </tr> <tr style="height:20px;"> <td data-sheets-value='{"1":2,"2":"Heatstop PC"}' style="border-left:1px solid #000000;overflow:hidden;padding:0px 3px 0px 3px;vertical-align:bottom;font-weight:bold;">Heatstop PC</td> <td data-sheets-value='{"1":2,"2":"Double-walled"}' style="overflow:hidden;padding:0px 3px 0px 3px;vertical-align:bottom;font-weight:bold;">Double-walled</td> <td data-sheets-value='{"1":2,"2":"Clear (T/H)"}' style="border-right:1px solid #000000;overflow:hidden;padding:0px 3px 0px 3px;vertical-align:bottom;font-weight:bold;">Clear (T/H)</td> <td data-sheets-numberformat='{"1":2,"2":"0.00","3":1}' data-sheets-value='{"1":3,"3":2.9}' style="overflow:hidden;padding:0px 3px 0px 3px;vertical-align:bottom;text-align:center;">2.90</td> <td data-sheets-numberformat='{"1":2,"2":"0","3":1}' data-sheets-value='{"1":3,"3":44}' style="overflow:hidden;padding:0px 3px 0px 3px;vertical-align:bottom;text-align:center;">44</td> <td data-sheets-numberformat='{"1":2,"2":"0","3":1}' data-sheets-value='{"1":3,"3":51}' style="overflow:hidden;padding:0px 3px 0px 3px;vertical-align:bottom;text-align:center;">51</td> <td data-sheets-numberformat='{"1":2,"2":"0","3":1}' data-sheets-value='{"1":3,"3":20}' style="border-right:1px solid #000000;overflow:hidden;padding:0px 3px 0px 3px;vertical-align:bottom;text-align:center;">20</td> </tr> <tr style="height:20px;"> <td style="border-left:1px solid #000000;overflow:hidden;padding:0px 3px 0px 3px;vertical-align:bottom;font-weight:bold;"></td> <td data-sheets-value='{"1":2,"2":"Double-walled"}' style="overflow:hidden;padding:0px 3px 0px 3px;vertical-align:bottom;font-weight:bold;">Double-walled</td> <td data-sheets-value='{"1":2,"2":"Opal (T/O)"}' style="border-right:1px solid #000000;overflow:hidden;padding:0px 3px 0px 3px;vertical-align:bottom;font-weight:bold;">Opal (T/O)</td> <td data-sheets-numberformat='{"1":2,"2":"0.00","3":1}' data-sheets-value='{"1":3,"3":2.9}' style="overflow:hidden;padding:0px 3px 0px 3px;vertical-align:bottom;text-align:center;">2.90</td> <td data-sheets-numberformat='{"1":2,"2":"0","3":1}' data-sheets-value='{"1":3,"3":41}' style="overflow:hidden;padding:0px 3px 0px 3px;vertical-align:bottom;text-align:center;">41</td> <td data-sheets-numberformat='{"1":2,"2":"0","3":1}' data-sheets-value='{"1":3,"3":45}' style="overflow:hidden;padding:0px 3px 0px 3px;vertical-align:bottom;text-align:center;">45</td> <td data-sheets-numberformat='{"1":2,"2":"0","3":1}' data-sheets-value='{"1":3,"3":20}' style="border-right:1px solid #000000;overflow:hidden;padding:0px 3px 0px 3px;vertical-align:bottom;text-align:center;">20</td> </tr> <tr style="height:20px;"> <td style="border-left:1px solid #000000;overflow:hidden;padding:0px 3px 0px 3px;vertical-align:bottom;font-weight:bold;"></td> <td data-sheets-value='{"1":2,"2":"Triple-walled"}' style="overflow:hidden; | skylux-160-ce-met-koepel-en-pvc-opstand-16-00-met-lm-motor-1100-x-1100-mm | 8586022224205 | 46872330436941
Smoke and heat exhaust (SHEV) | SHE system | Skylux | Skylux 160° CE with skylight and PVC curb 16/00 with LM-actuator 1100 x 1400 mm |  | 30279 | 5412970302797 | 4086.2 | Yes | 30-45 | 55.41 | 1100 x 1400 mm | 1400 | 1100 |  | PVC 16/00 (16 cm high & roof opening = daylight size) | Rectangular | 5.17 W/m²K - 1.28 W/m²K | 87% - 32% | 90% - 32% | 20dB - 23dB | 160° CE (for industry) | skylight | without spoiler | E | Single actuator | Maximum four-walled skylight possible for this product | Ut-value LT-value g-value Rw-value EN 1873 : 2014 EN ISO 13468 EN 16153 EN 410 EN 410 EN ISO 140-3 Material Walls Shells (W/m²K) (%) (%) (dB) Acrylic Single-walled Clear (H) 5.17 90 87 - PMMA Single-walled Opal (O) 5.17 83 76 - Double-walled Clear (H/H) 2.90 81 75 20 Double-walled Opal (O/O) 2.90 69 58 20 Triple-walled Clear (H/H/H) 1.70 73 65 22 Triple-walled Opal (O/H/O) 1.70 62 51 22 Four-walled Clear (H/H/H/H) 1.28 64 54 23 Four-walled Opal (H/H/O/H) 1.28 59 48 23 Polycarbonate Single-walled Clear (A) 5.17 88 83 - PC Single-walled Opal (D) 5.17 58 60 - Double-walled Clear (A/H) 2.90 79 72 20 Double-walled Clear (A/A) 2.90 77 69 20 Double-walled Opal (A/O) 2.90 73 63 20 Double-walled Opal (A/D) 2.90 51 50 20 Triple-walled Clear (A/H/H) 1.70 71 63 22 Triple-walled Opal (A/O/O) 1.70 61 48 22 Four-walled Clear (A/H/H/H) 1.28 64 52 23 Four-walled Opal (A/H/O/H) 1.28 59 46 23 Polycarbonate Single-walled Heatstop Opal (T) 5.17 49 59 - Heatstop PC Double-walled Clear (T/H) 2.90 44 51 20 Double-walled Opal (T/O) 2.90 41 45 20 Triple-walled Clear (T/H/H) 1.70 40 <td data-sheets-numberformat='{"1":2,"2":"0","3":1}' data-sheets-value='{"1":3,"3":44}' style="overflow:hidden;paddin | https://skylux.eu/en/products/skylux-160-ce-met-koepel-en-pvc-opstand-16-00-met-lm-motor-1100-x-1400-mm | https://skylux.eu/cdn/shop/files/Skylux-160deg-CE-met-koepel-en-pvc-opstand-1600-met-LM-motor-1100-x-1400-mm-RWA-systeem.jpg?v=1702979399&width=1600 | https://skylux.eu/cdn/shop/files/e5a82811-1bb0-48e4-a776-cacb59c7c092_a3493fba-bbac-429a-9017-775f00c3334b.jpg?v=1688550888&width=1600 | //skylux.eu/cdn/shop/files/E_MH_Mounting_instructions_Skylux_160_CE_LM.pdf?v=12406716259046007223 | //skylux.eu/cdn/shop/files/E_TD_Technical_File_Skylux_Skylux_160_CE_Electric.pdf?v=3667116872303399239 | <style type="text/css" id="isPasted"> <!--td { border: 1px solid #cccccc; } br { mso-data-placement: same-cell; } --> </style> <table border="1" cellpadding="0" cellspacing="0" dir="ltr" style="table-layout:fixed;font-size:10pt;font-family:Arial;border-collapse:collapse;border:none;"><tbody> <tr style="height:20px;"> <td style="overflow:hidden;padding:0px 3px 0px 3px;vertical-align:bottom;"></td> <td style="overflow:hidden;padding:0px 3px 0px 3px;vertical-align:bottom;"></td> <td style="overflow:hidden;padding:0px 3px 0px 3px;vertical-align:bottom;"></td> <td data-sheets-value='{"1":2,"2":"Ut-value"}' style="overflow:hidden;padding:0px 3px 0px 3px;vertical-align:bottom;font-weight:bold;text-align:center;">Ut-value</td> <td data-sheets-value='{"1":2,"2":"LT-value"}' style="overflow:hidden;padding:0px 3px 0px 3px;vertical-align:bottom;font-weight:bold;text-align:center;">LT-value</td> <td data-sheets-value='{"1":2,"2":"g-value"}' style="overflow:hidden;padding:0px 3px 0px 3px;vertical-align:bottom;font-weight:bold;text-align:center;">g-value</td> <td data-sheets-value='{"1":2,"2":"Rw-value "}' style="overflow:hidden;padding:0px 3px 0px 3px;vertical-align:bottom;font-weight:bold;text-align:center;">Rw-value </td> </tr> <tr style="height:20px;"> <td style="overflow:hidden;padding:0px 3px 0px 3px;vertical-align:bottom;"></td> <td style="overflow:hidden;padding:0px 3px 0px 3px;vertical-align:bottom;"></td> <td style="overflow:hidden;padding:0px 3px 0px 3px;vertical-align:bottom;"></td> <td data-sheets-numberformat='{"1":2,"2":"0.00","3":1}' data-sheets-value='{"1":2,"2":"EN 1873 : 2014"}' style="overflow:hidden;padding:0px 3px 0px 3px;vertical-align:bottom;text-align:center;">EN 1873 : 2014</td> <td data-sheets-numberformat='{"1":2,"2":"0","3":1}' data-sheets-value='{"1":2,"2":"EN ISO 13468 EN 16153 EN 410"}' style="overflow:hidden;padding:0px 3px 0px 3px;vertical-align:bottom;text-align:center;">EN ISO 13468 EN 16153 EN 410</td> <td data-sheets-numberformat='{"1":2,"2":"0","3":1}' data-sheets-value='{"1":2,"2":"EN 410"}' style="overflow:hidden;padding:0px 3px 0px 3px;vertical-align:bottom;text-align:center;">EN 410</td> <td data-sheets-value='{"1":2,"2":"EN ISO 140-3\t\t"}' style="overflow:hidden;padding:0px 3px 0px 3px;vertical-align:bottom;text-align:center;">EN ISO 140-3 </td> </tr> <tr style="height:20px;"> <td data-sheets-value='{"1":2,"2":"Material"}' style="border-bottom:1px solid #000000;overflow:hidden;padding:0px 3px 0px 3px;vertical-align:bottom;background-color:#000000;font-weight:bold;color:#ffffff;">Material</td> <td data-sheets-value='{"1":2,"2":"Walls"}' style="border-bottom:1px solid #000000;overflow:hidden;padding:0px 3px 0px 3px;vertical-align:bottom;background-color:#000000;font-weight:bold;color:#ffffff;">Walls</td> <td data-sheets-value='{"1":2,"2":"Shells"}' style="border-bottom:1px solid #000000;overflow:hidden;padding:0px 3px 0px 3px;vertical-align:bottom;background-color:#000000;font-weight:bold;color:#ffffff;">Shells</td> <td data-sheets-numberformat='{"1":2,"2":"0.00","3":1}' data-sheets-value='{"1":2,"2":"(W/m²K)\t"}' style="border-bottom:1px solid #000000;overflow:hidden;padding:0px 3px 0px 3px;vertical-align:bottom;background-color:#000000;font-weight:bold;color:#ffffff;text-align:center;">(W/m²K) </td> <td data-sheets-numberformat='{"1":2,"2":"0","3":1}' data-sheets-value='{"1":2,"2":"(%)"}' style="border-bottom:1px solid #000000;overflow:hidden;padding:0px 3px 0px 3px;vertical-align:bottom;background-color:#000000;font-weight:bold;color:#ffffff;text-align:center;">(%)</td> <td data-sheets-numberformat='{"1":2,"2":"0","3":1}' data-sheets-value='{"1":2,"2":"(%)"}' style="border-bottom:1px solid #000000;overflow:hidden;padding:0px 3px 0px 3px;vertical-align:bottom;background-color:#000000;font-weight:bold;color:#ffffff;text-align:center;">(%)</td> <td data-sheets-value='{"1":2,"2":"(dB)"}' style="border-bottom:1px solid #000000;overflow:hidden;padding:0px 3px 0px 3px;vertical-align:bottom;background-color:#000000;font-weight:bold;color:#ffffff;text-align:center;">(dB)</td> </tr> <tr style="height:20px;"> <td data-sheets-value='{"1":2,"2":"Acrylic"}' style="border-left:1px solid #000000;overflow:hidden;padding:0px 3px 0px 3px;vertical-align:bottom;font-weight:bold;">Acrylic</td> <td data-sheets-value='{"1":2,"2":"Single-walled"}' style="overflow:hidden;padding:0px 3px 0px 3px;vertical-align:bottom;font-weight:bold;">Single-walled</td> <td data-sheets-value='{"1":2,"2":"Clear (H)"}' style="border-right:1px solid #000000;overflow:hidden;padding:0px 3px 0px 3px;vertical-align:bottom;font-weight:bold;">Clear (H)</td> <td data-sheets-numberformat='{"1":2,"2":"0.00","3":1}' data-sheets-value='{"1":3,"3":5.17}' style="overflow:hidden;padding:0px 3px 0px 3px;vertical-align:bottom;text-align:center;">5.17</td> <td data-sheets-numberformat='{"1":2,"2":"0","3":1}' data-sheets-value='{"1":3,"3":90}' style="overflow:hidden;padding:0px 3px 0px 3px;vertical-align:bottom;text-align:center;">90</td> <td data-sheets-numberformat='{"1":2,"2":"0","3":1}' data-sheets-value='{"1":3,"3":87}' style="overflow:hidden;padding:0px 3px 0px 3px;vertical-align:bottom;text-align:center;">87</td> <td data-sheets-numberformat='{"1":2,"2":"0","3":1}' data-sheets-value='{"1":2,"2":"-"}' style="border-right:1px solid #000000;overflow:hidden;padding:0px 3px 0px 3px;vertical-align:bottom;text-align:center;">-</td> </tr> <tr style="height:20px;"> <td data-sheets-value='{"1":2,"2":"PMMA"}' style="border-left:1px solid #000000;overflow:hidden;padding:0px 3px 0px 3px;vertical-align:bottom;font-weight:bold;">PMMA</td> <td data-sheets-value='{"1":2,"2":"Single-walled"}' style="overflow:hidden;padding:0px 3px 0px 3px;vertical-align:bottom;font-weight:bold;">Single-walled</td> <td data-sheets-value='{"1":2,"2":"Opal (O)"}' style="border-right:1px solid #000000;overflow:hidden;padding:0px 3px 0px 3px;vertical-align:bottom;font-weight:bold;">Opal (O)</td> <td data-sheets-numberformat='{"1":2,"2":"0.00","3":1}' data-sheets-value='{"1":3,"3":5.17}' style="overflow:hidden;padding:0px 3px 0px 3px;vertical-align:bottom;text-align:center;">5.17</td> <td data-sheets-numberformat='{"1":2,"2":"0","3":1}' data-sheets-value='{"1":3,"3":83}' style="overflow:hidden;padding:0px 3px 0px 3px;vertical-align:bottom;text-align:center;">83</td> <td data-sheets-numberformat='{"1":2,"2":"0","3":1}' data-sheets-value='{"1":3,"3":76}' style="overflow:hidden;padding:0px 3px 0px 3px;vertical-align:bottom;text-align:center;">76</td> <td data-sheets-numberformat='{"1":2,"2":"0","3":1}' data-sheets-value='{"1":2,"2":"-"}' style="border-right:1px solid #000000;overflow:hidden;padding:0px 3px 0px 3px;vertical-align:bottom;text-align:center;">-</td> </tr> <tr style="height:20px;"> <td style="border-left:1px solid #000000;overflow:hidden;padding:0px 3px 0px 3px;vertical-align:bottom;font-weight:bold;"></td> <td data-sheets-value='{"1":2,"2":"Double-walled"}' style="overflow:hidden;padding:0px 3px 0px 3px;vertical-align:bottom;font-weight:bold;">Double-walled</td> <td data-sheets-value='{"1":2,"2":"Clear (H/H)"}' style="border-right:1px solid #000000;overflow:hidden;padding:0px 3px 0px 3px;vertical-align:bottom;font-weight:bold;">Clear (H/H)</td> <td data-sheets-numberformat='{"1":2,"2":"0.00","3":1}' data-sheets-value='{"1":3,"3":2.9}' style="overflow:hidden;padding:0px 3px 0px 3px;vertical-align:bottom;text-align:center;">2.90</td> <td data-sheets-numberformat='{"1":2,"2":"0","3":1}' data-sheets-value='{"1":3,"3":81}' style="overflow:hidden;padding:0px 3px 0px 3px;vertical-align:bottom;text-align:center;">81</td> <td data-sheets-numberformat='{"1":2,"2":"0","3":1}' data-sheets-value='{"1":3,"3":75}' style="overflow:hidden;padding:0px 3px 0px 3px;vertical-align:bottom;text-align:center;">75</td> <td data-sheets-numberformat='{"1":2,"2":"0","3":1}' data-sheets-value='{"1":3,"3":20}' style="border-right:1px solid #000000;overflow:hidden;padding:0px 3px 0px 3px;vertical-align:bottom;text-align:center;">20</td> </tr> <tr style="height:20px;"> <td style="border-left:1px solid #000000;overflow:hidden;padding:0px 3px 0px 3px;vertical-align:bottom;font-weight:bold;"></td> <td data-sheets-value='{"1":2,"2":"Double-walled"}' style="overflow:hidden;padding:0px 3px 0px 3px;vertical-align:bottom;font-weight:bold;">Double-walled</td> <td data-sheets-value='{"1":2,"2":"Opal (O/O)"}' style="border-right:1px solid #000000;overflow:hidden;padding:0px 3px 0px 3px;vertical-align:bottom;font-weight:bold;">Opal (O/O)</td> <td data-sheets-numberformat='{"1":2,"2":"0.00","3":1}' data-sheets-value='{"1":3,"3":2.9}' style="overflow:hidden;padding:0px 3px 0px 3px;vertical-align:bottom;text-align:center;">2.90</td> <td data-sheets-numberformat='{"1":2,"2":"0","3":1}' data-sheets-value='{"1":3,"3":69}' style="overflow:hidden;padding:0px 3px 0px 3px;vertical-align:bottom;text-align:center;">69</td> <td data-sheets-numberformat='{"1":2,"2":"0","3":1}' data-sheets-value='{"1":3,"3":58}' style="overflow:hidden;padding:0px 3px 0px 3px;vertical-align:bottom;text-align:center;">58</td> <td data-sheets-numberformat='{"1":2,"2":"0","3":1}' data-sheets-value='{"1":3,"3":20}' style="border-right:1px solid #000000;overflow:hidden;padding:0px 3px 0px 3px;vertical-align:bottom;text-align:center;">20</td> </tr> <tr style="height:20px;"> <td style="border-left:1px solid #000000;overflow:hidden;padding:0px 3px 0px 3px;vertical-align:bottom;font-weight:bold;"></td> <td data-sheets-value='{"1":2,"2":"Triple-walled"}' style="overflow:hidden;padding:0px 3px 0px 3px;vertical-align:bottom;font-weight:bold;">Triple-walled</td> <td data-sheets-value='{"1":2,"2":"Clear (H/H/H)"}' style="border-right:1px solid #000000;overflow:hidden;padding:0px 3px 0px 3px;vertical-align:bottom;font-weight:bold;">Clear (H/H/H)</td> <td data-sheets-numberformat='{"1":2,"2":"0.00","3":1}' data-sheets-value='{"1":3,"3":1.7}' style="overflow:hidden;padding:0px 3px 0px 3px;vertical-align:bottom;text-align:center;">1.70</td> <td data-sheets-numberformat='{"1":2,"2":"0","3":1}' data-sheets-value='{"1":3,"3":73}' style="overflow:hidden;padding:0px 3px 0px 3px;vertical-align:bottom;text-align:center;">73</td> <td data-sheets-numberformat='{"1":2,"2":"0","3":1}' data-sheets-value='{"1":3,"3":65}' style="overflow:hidden;padding:0px 3px 0px 3px;vertical-align:bottom;text-align:center;">65</td> <td data-sheets-numberformat='{"1":2,"2":"0","3":1}' data-sheets-value='{"1":3,"3":22}' style="border-right:1px solid #000000;overflow:hidden;padding:0px 3px 0px 3px;vertical-align:bottom;text-align:center;">22</td> </tr> <tr style="height:20px;"> <td style="border-left:1px solid #000000;overflow:hidden;padding:0px 3px 0px 3px;vertical-align:bottom;font-weight:bold;"></td> <td data-sheets-value='{"1":2,"2":"Triple-walled"}' style="overflow:hidden;padding:0px 3px 0px 3px;vertical-align:bottom;font-weight:bold;">Triple-walled</td> <td data-sheets-value='{"1":2,"2":"Opal (O/H/O)"}' style="border-right:1px solid #000000;overflow:hidden;padding:0px 3px 0px 3px;vertical-align:bottom;font-weight:bold;">Opal (O/H/O)</td> <td data-sheets-numberformat='{"1":2,"2":"0.00","3":1}' data-sheets-value='{"1":3,"3":1.7}' style="overflow:hidden;padding:0px 3px 0px 3px;vertical-align:bottom;text-align:center;">1.70</td> <td data-sheets-numberformat='{"1":2,"2":"0","3":1}' data-sheets-value='{"1":3,"3":62}' style="overflow:hidden;padding:0px 3px 0px 3px;vertical-align:bottom;text-align:center;">62</td> <td data-sheets-numberformat='{"1":2,"2":"0","3":1}' data-sheets-value='{"1":3,"3":51}' style="overflow:hidden;padding:0px 3px 0px 3px;vertical-align:bottom;text-align:center;">51</td> <td data-sheets-numberformat='{"1":2,"2":"0","3":1}' data-sheets-value='{"1":3,"3":22}' style="border-right:1px solid #000000;overflow:hidden;padding:0px 3px 0px 3px;vertical-align:bottom;text-align:center;">22</td> </tr> <tr style="height:20px;"> <td style="border-left:1px solid #000000;overflow:hidden;padding:0px 3px 0px 3px;vertical-align:bottom;font-weight:bold;"></td> <td data-sheets-value='{"1":2,"2":"Four-walled"}' style="overflow:hidden;padding:0px 3px 0px 3px;vertical-align:bottom;font-weight:bold;">Four-walled</td> <td data-sheets-value='{"1":2,"2":"Clear (H/H/H/H)"}' style="border-right:1px solid #000000;overflow:hidden;padding:0px 3px 0px 3px;vertical-align:bottom;font-weight:bold;">Clear (H/H/H/H)</td> <td data-sheets-numberformat='{"1":2,"2":"0.00","3":1}' data-sheets-value='{"1":3,"3":1.28}' style="overflow:hidden;padding:0px 3px 0px 3px;vertical-align:bottom;text-align:center;">1.28</td> <td data-sheets-numberformat='{"1":2,"2":"0","3":1}' data-sheets-value='{"1":3,"3":64}' style="overflow:hidden;padding:0px 3px 0px 3px;vertical-align:bottom;text-align:center;">64</td> <td data-sheets-numberformat='{"1":2,"2":"0","3":1}' data-sheets-value='{"1":3,"3":54}' style="overflow:hidden;padding:0px 3px 0px 3px;vertical-align:bottom;text-align:center;">54</td> <td data-sheets-numberformat='{"1":2,"2":"0","3":1}' data-sheets-value='{"1":3,"3":23}' style="border-right:1px solid #000000;overflow:hidden;padding:0px 3px 0px 3px;vertical-align:bottom;text-align:center;">23</td> </tr> <tr style="height:20px;"> <td style="border-bottom:1px solid #000000;border-left:1px solid #000000;overflow:hidden;padding:0px 3px 0px 3px;vertical-align:bottom;"></td> <td data-sheets-value='{"1":2,"2":"Four-walled"}' style="border-bottom:1px solid #000000;overflow:hidden;padding:0px 3px 0px 3px;vertical-align:bottom;font-weight:bold;">Four-walled</td> <td data-sheets-value='{"1":2,"2":"Opal (H/H/O/H)"}' style="border-right:1px solid #000000;border-bottom:1px solid #000000;overflow:hidden;padding:0px 3px 0px 3px;vertical-align:bottom;font-weight:bold;">Opal (H/H/O/H)</td> <td data-sheets-numberformat='{"1":2,"2":"0.00","3":1}' data-sheets-value='{"1":3,"3":1.28}' style="border-bottom:1px solid #000000;overflow:hidden;padding:0px 3px 0px 3px;vertical-align:bottom;text-align:center;">1.28</td> <td data-sheets-numberformat='{"1":2,"2":"0","3":1}' data-sheets-value='{"1":3,"3":59}' style="border-bottom:1px solid #000000;overflow:hidden;padding:0px 3px 0px 3px;vertical-align:bottom;text-align:center;">59</td> <td data-sheets-numberformat='{"1":2,"2":"0","3":1}' data-sheets-value='{"1":3,"3":48}' style="border-bottom:1px solid #000000;overflow:hidden;padding:0px 3px 0px 3px;vertical-align:bottom;text-align:center;">48</td> <td data-sheets-numberformat='{"1":2,"2":"0","3":1}' data-sheets-value='{"1":3,"3":23}' style="border-right:1px solid #000000;border-bottom:1px solid #000000;overflow:hidden;padding:0px 3px 0px 3px;vertical-align:bottom;text-align:center;">23</td> </tr> <tr style="height:20px;"> <td data-sheets-value='{"1":2,"2":"Polycarbonate "}' style="border-left:1px solid #000000;overflow:hidden;padding:0px 3px 0px 3px;vertical-align:bottom;font-weight:bold;">Polycarbonate </td> <td data-sheets-value='{"1":2,"2":"Single-walled"}' style="overflow:hidden;padding:0px 3px 0px 3px;vertical-align:bottom;font-weight:bold;">Single-walled</td> <td data-sheets-value='{"1":2,"2":"Clear (A)"}' style="border-right:1px solid #000000;overflow:hidden;padding:0px 3px 0px 3px;vertical-align:bottom;font-weight:bold;">Clear (A)</td> <td data-sheets-numberformat='{"1":2,"2":"0.00","3":1}' data-sheets-value='{"1":3,"3":5.17}' style="overflow:hidden;padding:0px 3px 0px 3px;vertical-align:bottom;text-align:center;">5.17</td> <td data-sheets-numberformat='{"1":2,"2":"0","3":1}' data-sheets-value='{"1":3,"3":88}' style="overflow:hidden;padding:0px 3px 0px 3px;vertical-align:bottom;text-align:center;">88</td> <td data-sheets-numberformat='{"1":2,"2":"0","3":1}' data-sheets-value='{"1":3,"3":83}' style="overflow:hidden;padding:0px 3px 0px 3px;vertical-align:bottom;text-align:center;">83</td> <td data-sheets-numberformat='{"1":2,"2":"0","3":1}' data-sheets-value='{"1":2,"2":"-"}' style="border-right:1px solid #000000;overflow:hidden;padding:0px 3px 0px 3px;vertical-align:bottom;text-align:center;">-</td> </tr> <tr style="height:20px;"> <td data-sheets-value='{"1":2,"2":"PC"}' style="border-left:1px solid #000000;overflow:hidden;padding:0px 3px 0px 3px;vertical-align:bottom;font-weight:bold;">PC</td> <td data-sheets-value='{"1":2,"2":"Single-walled"}' style="overflow:hidden;padding:0px 3px 0px 3px;vertical-align:bottom;font-weight:bold;">Single-walled</td> <td data-sheets-value='{"1":2,"2":"Opal (D)"}' style="border-right:1px solid #000000;overflow:hidden;padding:0px 3px 0px 3px;vertical-align:bottom;font-weight:bold;">Opal (D)</td> <td data-sheets-numberformat='{"1":2,"2":"0.00","3":1}' data-sheets-value='{"1":3,"3":5.17}' style="overflow:hidden;padding:0px 3px 0px 3px;vertical-align:bottom;text-align:center;">5.17</td> <td data-sheets-numberformat='{"1":2,"2":"0","3":1}' data-sheets-value='{"1":3,"3":58}' style="overflow:hidden;padding:0px 3px 0px 3px;vertical-align:bottom;text-align:center;">58</td> <td data-sheets-numberformat='{"1":2,"2":"0","3":1}' data-sheets-value='{"1":3,"3":60}' style="overflow:hidden;padding:0px 3px 0px 3px;vertical-align:bottom;text-align:center;">60</td> <td data-sheets-numberformat='{"1":2,"2":"0","3":1}' data-sheets-value='{"1":2,"2":"-"}' style="border-right:1px solid #000000;overflow:hidden;padding:0px 3px 0px 3px;vertical-align:bottom;text-align:center;">-</td> </tr> <tr style="height:20px;"> <td style="border-left:1px solid #000000;overflow:hidden;padding:0px 3px 0px 3px;vertical-align:bottom;font-weight:bold;"></td> <td data-sheets-value='{"1":2,"2":"Double-walled"}' style="overflow:hidden;padding:0px 3px 0px 3px;vertical-align:bottom;font-weight:bold;">Double-walled</td> <td data-sheets-value='{"1":2,"2":"Clear (A/H)"}' style="border-right:1px solid #000000;overflow:hidden;padding:0px 3px 0px 3px;vertical-align:bottom;font-weight:bold;">Clear (A/H)</td> <td data-sheets-numberformat='{"1":2,"2":"0.00","3":1}' data-sheets-value='{"1":3,"3":2.9}' style="overflow:hidden;padding:0px 3px 0px 3px;vertical-align:bottom;text-align:center;">2.90</td> <td data-sheets-numberformat='{"1":2,"2":"0","3":1}' data-sheets-value='{"1":3,"3":79}' style="overflow:hidden;padding:0px 3px 0px 3px;vertical-align:bottom;text-align:center;">79</td> <td data-sheets-numberformat='{"1":2,"2":"0","3":1}' data-sheets-value='{"1":3,"3":72}' style="overflow:hidden;padding:0px 3px 0px 3px;vertical-align:bottom;text-align:center;">72</td> <td data-sheets-numberformat='{"1":2,"2":"0","3":1}' data-sheets-value='{"1":3,"3":20}' style="border-right:1px solid #000000;overflow:hidden;padding:0px 3px 0px 3px;vertical-align:bottom;text-align:center;">20</td> </tr> <tr style="height:20px;"> <td style="border-left:1px solid #000000;overflow:hidden;padding:0px 3px 0px 3px;vertical-align:bottom;font-weight:bold;"></td> <td data-sheets-value='{"1":2,"2":"Double-walled"}' style="overflow:hidden;padding:0px 3px 0px 3px;vertical-align:bottom;font-weight:bold;">Double-walled</td> <td data-sheets-value='{"1":2,"2":"Clear (A/A)"}' style="border-right:1px solid #000000;overflow:hidden;padding:0px 3px 0px 3px;vertical-align:bottom;font-weight:bold;">Clear (A/A)</td> <td data-sheets-numberformat='{"1":2,"2":"0.00","3":1}' data-sheets-value='{"1":3,"3":2.9}' style="overflow:hidden;padding:0px 3px 0px 3px;vertical-align:bottom;text-align:center;">2.90</td> <td data-sheets-numberformat='{"1":2,"2":"0","3":1}' data-sheets-value='{"1":3,"3":77}' style="overflow:hidden;padding:0px 3px 0px 3px;vertical-align:bottom;text-align:center;">77</td> <td data-sheets-numberformat='{"1":2,"2":"0","3":1}' data-sheets-value='{"1":3,"3":69}' style="overflow:hidden;padding:0px 3px 0px 3px;vertical-align:bottom;text-align:center;">69</td> <td data-sheets-numberformat='{"1":2,"2":"0","3":1}' data-sheets-value='{"1":3,"3":20}' style="border-right:1px solid #000000;overflow:hidden;padding:0px 3px 0px 3px;vertical-align:bottom;text-align:center;">20</td> </tr> <tr style="height:20px;"> <td style="border-left:1px solid #000000;overflow:hidden;padding:0px 3px 0px 3px;vertical-align:bottom;font-weight:bold;"></td> <td data-sheets-value='{"1":2,"2":"Double-walled"}' style="overflow:hidden;padding:0px 3px 0px 3px;vertical-align:bottom;font-weight:bold;">Double-walled</td> <td data-sheets-value='{"1":2,"2":"Opal (A/O)"}' style="border-right:1px solid #000000;overflow:hidden;padding:0px 3px 0px 3px;vertical-align:bottom;font-weight:bold;">Opal (A/O)</td> <td data-sheets-numberformat='{"1":2,"2":"0.00","3":1}' data-sheets-value='{"1":3,"3":2.9}' style="overflow:hidden;padding:0px 3px 0px 3px;vertical-align:bottom;text-align:center;">2.90</td> <td data-sheets-numberformat='{"1":2,"2":"0","3":1}' data-sheets-value='{"1":3,"3":73}' style="overflow:hidden;padding:0px 3px 0px 3px;vertical-align:bottom;text-align:center;">73</td> <td data-sheets-numberformat='{"1":2,"2":"0","3":1}' data-sheets-value='{"1":3,"3":63}' style="overflow:hidden;padding:0px 3px 0px 3px;vertical-align:bottom;text-align:center;">63</td> <td data-sheets-numberformat='{"1":2,"2":"0","3":1}' data-sheets-value='{"1":3,"3":20}' style="border-right:1px solid #000000;overflow:hidden;padding:0px 3px 0px 3px;vertical-align:bottom;text-align:center;">20</td> </tr> <tr style="height:20px;"> <td style="border-left:1px solid #000000;overflow:hidden;padding:0px 3px 0px 3px;vertical-align:bottom;font-weight:bold;"></td> <td data-sheets-value='{"1":2,"2":"Double-walled"}' style="overflow:hidden;padding:0px 3px 0px 3px;vertical-align:bottom;font-weight:bold;">Double-walled</td> <td data-sheets-value='{"1":2,"2":"Opal (A/D)"}' style="border-right:1px solid #000000;overflow:hidden;padding:0px 3px 0px 3px;vertical-align:bottom;font-weight:bold;">Opal (A/D)</td> <td data-sheets-numberformat='{"1":2,"2":"0.00","3":1}' data-sheets-value='{"1":3,"3":2.9}' style="overflow:hidden;padding:0px 3px 0px 3px;vertical-align:bottom;text-align:center;">2.90</td> <td data-sheets-numberformat='{"1":2,"2":"0","3":1}' data-sheets-value='{"1":3,"3":51}' style="overflow:hidden;padding:0px 3px 0px 3px;vertical-align:bottom;text-align:center;">51</td> <td data-sheets-numberformat='{"1":2,"2":"0","3":1}' data-sheets-value='{"1":3,"3":50}' style="overflow:hidden;padding:0px 3px 0px 3px;vertical-align:bottom;text-align:center;">50</td> <td data-sheets-numberformat='{"1":2,"2":"0","3":1}' data-sheets-value='{"1":3,"3":20}' style="border-right:1px solid #000000;overflow:hidden;padding:0px 3px 0px 3px;vertical-align:bottom;text-align:center;">20</td> </tr> <tr style="height:20px;"> <td style="border-left:1px solid #000000;overflow:hidden;padding:0px 3px 0px 3px;vertical-align:bottom;font-weight:bold;"></td> <td data-sheets-value='{"1":2,"2":"Triple-walled"}' style="overflow:hidden;padding:0px 3px 0px 3px;vertical-align:bottom;font-weight:bold;">Triple-walled</td> <td data-sheets-value='{"1":2,"2":"Clear (A/H/H)"}' style="border-right:1px solid #000000;overflow:hidden;padding:0px 3px 0px 3px;vertical-align:bottom;font-weight:bold;">Clear (A/H/H)</td> <td data-sheets-numberformat='{"1":2,"2":"0.00","3":1}' data-sheets-value='{"1":3,"3":1.7}' style="overflow:hidden;padding:0px 3px 0px 3px;vertical-align:bottom;text-align:center;">1.70</td> <td data-sheets-numberformat='{"1":2,"2":"0","3":1}' data-sheets-value='{"1":3,"3":71}' style="overflow:hidden;padding:0px 3px 0px 3px;vertical-align:bottom;text-align:center;">71</td> <td data-sheets-numberformat='{"1":2,"2":"0","3":1}' data-sheets-value='{"1":3,"3":63}' style="overflow:hidden;padding:0px 3px 0px 3px;vertical-align:bottom;text-align:center;">63</td> <td data-sheets-numberformat='{"1":2,"2":"0","3":1}' data-sheets-value='{"1":3,"3":22}' style="border-right:1px solid #000000;overflow:hidden;padding:0px 3px 0px 3px;vertical-align:bottom;text-align:center;">22</td> </tr> <tr style="height:20px;"> <td style="border-left:1px solid #000000;overflow:hidden;padding:0px 3px 0px 3px;vertical-align:bottom;font-weight:bold;"></td> <td data-sheets-value='{"1":2,"2":"Triple-walled"}' style="overflow:hidden;padding:0px 3px 0px 3px;vertical-align:bottom;font-weight:bold;">Triple-walled</td> <td data-sheets-value='{"1":2,"2":"Opal (A/O/O)"}' style="border-right:1px solid #000000;overflow:hidden;padding:0px 3px 0px 3px;vertical-align:bottom;font-weight:bold;">Opal (A/O/O)</td> <td data-sheets-numberformat='{"1":2,"2":"0.00","3":1}' data-sheets-value='{"1":3,"3":1.7}' style="overflow:hidden;padding:0px 3px 0px 3px;vertical-align:bottom;text-align:center;">1.70</td> <td data-sheets-numberformat='{"1":2,"2":"0","3":1}' data-sheets-value='{"1":3,"3":61}' style="overflow:hidden;padding:0px 3px 0px 3px;vertical-align:bottom;text-align:center;">61</td> <td data-sheets-numberformat='{"1":2,"2":"0","3":1}' data-sheets-value='{"1":3,"3":48}' style="overflow:hidden;padding:0px 3px 0px 3px;vertical-align:bottom;text-align:center;">48</td> <td data-sheets-numberformat='{"1":2,"2":"0","3":1}' data-sheets-value='{"1":3,"3":22}' style="border-right:1px solid #000000;overflow:hidden;padding:0px 3px 0px 3px;vertical-align:bottom;text-align:center;">22</td> </tr> <tr style="height:20px;"> <td style="border-left:1px solid #000000;overflow:hidden;padding:0px 3px 0px 3px;vertical-align:bottom;font-weight:bold;"></td> <td data-sheets-value='{"1":2,"2":"Four-walled"}' style="overflow:hidden;padding:0px 3px 0px 3px;vertical-align:bottom;font-weight:bold;">Four-walled</td> <td data-sheets-value='{"1":2,"2":"Clear (A/H/H/H)"}' style="border-right:1px solid #000000;overflow:hidden;padding:0px 3px 0px 3px;vertical-align:bottom;font-weight:bold;">Clear (A/H/H/H)</td> <td data-sheets-numberformat='{"1":2,"2":"0.00","3":1}' data-sheets-value='{"1":3,"3":1.28}' style="overflow:hidden;padding:0px 3px 0px 3px;vertical-align:bottom;text-align:center;">1.28</td> <td data-sheets-numberformat='{"1":2,"2":"0","3":1}' data-sheets-value='{"1":3,"3":64}' style="overflow:hidden;padding:0px 3px 0px 3px;vertical-align:bottom;text-align:center;">64</td> <td data-sheets-numberformat='{"1":2,"2":"0","3":1}' data-sheets-value='{"1":3,"3":52}' style="overflow:hidden;padding:0px 3px 0px 3px;vertical-align:bottom;text-align:center;">52</td> <td data-sheets-numberformat='{"1":2,"2":"0","3":1}' data-sheets-value='{"1":3,"3":23}' style="border-right:1px solid #000000;overflow:hidden;padding:0px 3px 0px 3px;vertical-align:bottom;text-align:center;">23</td> </tr> <tr style="height:20px;"> <td style="border-bottom:1px solid #000000;border-left:1px solid #000000;overflow:hidden;padding:0px 3px 0px 3px;vertical-align:bottom;"></td> <td data-sheets-value='{"1":2,"2":"Four-walled"}' style="border-bottom:1px solid #000000;overflow:hidden;padding:0px 3px 0px 3px;vertical-align:bottom;font-weight:bold;">Four-walled</td> <td data-sheets-value='{"1":2,"2":"Opal (A/H/O/H)"}' style="border-right:1px solid #000000;border-bottom:1px solid #000000;overflow:hidden;padding:0px 3px 0px 3px;vertical-align:bottom;font-weight:bold;">Opal (A/H/O/H)</td> <td data-sheets-numberformat='{"1":2,"2":"0.00","3":1}' data-sheets-value='{"1":3,"3":1.28}' style="border-bottom:1px solid #000000;overflow:hidden;padding:0px 3px 0px 3px;vertical-align:bottom;text-align:center;">1.28</td> <td data-sheets-numberformat='{"1":2,"2":"0","3":1}' data-sheets-value='{"1":3,"3":59}' style="border-bottom:1px solid #000000;overflow:hidden;padding:0px 3px 0px 3px;vertical-align:bottom;text-align:center;">59</td> <td data-sheets-numberformat='{"1":2,"2":"0","3":1}' data-sheets-value='{"1":3,"3":46}' style="border-bottom:1px solid #000000;overflow:hidden;padding:0px 3px 0px 3px;vertical-align:bottom;text-align:center;">46</td> <td data-sheets-numberformat='{"1":2,"2":"0","3":1}' data-sheets-value='{"1":3,"3":23}' style="border-right:1px solid #000000;border-bottom:1px solid #000000;overflow:hidden;padding:0px 3px 0px 3px;vertical-align:bottom;text-align:center;">23</td> </tr> <tr style="height:20px;"> <td data-sheets-value='{"1":2,"2":"Polycarbonate"}' style="border-left:1px solid #000000;overflow:hidden;padding:0px 3px 0px 3px;vertical-align:bottom;font-weight:bold;">Polycarbonate</td> <td data-sheets-value='{"1":2,"2":"Single-walled"}' style="overflow:hidden;padding:0px 3px 0px 3px;vertical-align:bottom;font-weight:bold;">Single-walled</td> <td data-sheets-value='{"1":2,"2":"Heatstop Opal (T)"}' style="border-right:1px solid #000000;overflow:hidden;padding:0px 3px 0px 3px;vertical-align:bottom;font-weight:bold;">Heatstop Opal (T)</td> <td data-sheets-numberformat='{"1":2,"2":"0.00","3":1}' data-sheets-value='{"1":3,"3":5.17}' style="overflow:hidden;padding:0px 3px 0px 3px;vertical-align:bottom;text-align:center;">5.17</td> <td data-sheets-numberformat='{"1":2,"2":"0","3":1}' data-sheets-value='{"1":3,"3":49}' style="overflow:hidden;padding:0px 3px 0px 3px;vertical-align:bottom;text-align:center;">49</td> <td data-sheets-numberformat='{"1":2,"2":"0","3":1}' data-sheets-value='{"1":3,"3":59}' style="overflow:hidden;padding:0px 3px 0px 3px;vertical-align:bottom;text-align:center;">59</td> <td data-sheets-numberformat='{"1":2,"2":"0","3":1}' data-sheets-value='{"1":2,"2":"-"}' style="border-right:1px solid #000000;overflow:hidden;padding:0px 3px 0px 3px;vertical-align:bottom;text-align:center;">-</td> </tr> <tr style="height:20px;"> <td data-sheets-value='{"1":2,"2":"Heatstop PC"}' style="border-left:1px solid #000000;overflow:hidden;padding:0px 3px 0px 3px;vertical-align:bottom;font-weight:bold;">Heatstop PC</td> <td data-sheets-value='{"1":2,"2":"Double-walled"}' style="overflow:hidden;padding:0px 3px 0px 3px;vertical-align:bottom;font-weight:bold;">Double-walled</td> <td data-sheets-value='{"1":2,"2":"Clear (T/H)"}' style="border-right:1px solid #000000;overflow:hidden;padding:0px 3px 0px 3px;vertical-align:bottom;font-weight:bold;">Clear (T/H)</td> <td data-sheets-numberformat='{"1":2,"2":"0.00","3":1}' data-sheets-value='{"1":3,"3":2.9}' style="overflow:hidden;padding:0px 3px 0px 3px;vertical-align:bottom;text-align:center;">2.90</td> <td data-sheets-numberformat='{"1":2,"2":"0","3":1}' data-sheets-value='{"1":3,"3":44}' style="overflow:hidden;padding:0px 3px 0px 3px;vertical-align:bottom;text-align:center;">44</td> <td data-sheets-numberformat='{"1":2,"2":"0","3":1}' data-sheets-value='{"1":3,"3":51}' style="overflow:hidden;padding:0px 3px 0px 3px;vertical-align:bottom;text-align:center;">51</td> <td data-sheets-numberformat='{"1":2,"2":"0","3":1}' data-sheets-value='{"1":3,"3":20}' style="border-right:1px solid #000000;overflow:hidden;padding:0px 3px 0px 3px;vertical-align:bottom;text-align:center;">20</td> </tr> <tr style="height:20px;"> <td style="border-left:1px solid #000000;overflow:hidden;padding:0px 3px 0px 3px;vertical-align:bottom;font-weight:bold;"></td> <td data-sheets-value='{"1":2,"2":"Double-walled"}' style="overflow:hidden;padding:0px 3px 0px 3px;vertical-align:bottom;font-weight:bold;">Double-walled</td> <td data-sheets-value='{"1":2,"2":"Opal (T/O)"}' style="border-right:1px solid #000000;overflow:hidden;padding:0px 3px 0px 3px;vertical-align:bottom;font-weight:bold;">Opal (T/O)</td> <td data-sheets-numberformat='{"1":2,"2":"0.00","3":1}' data-sheets-value='{"1":3,"3":2.9}' style="overflow:hidden;padding:0px 3px 0px 3px;vertical-align:bottom;text-align:center;">2.90</td> <td data-sheets-numberformat='{"1":2,"2":"0","3":1}' data-sheets-value='{"1":3,"3":41}' style="overflow:hidden;padding:0px 3px 0px 3px;vertical-align:bottom;text-align:center;">41</td> <td data-sheets-numberformat='{"1":2,"2":"0","3":1}' data-sheets-value='{"1":3,"3":45}' style="overflow:hidden;padding:0px 3px 0px 3px;vertical-align:bottom;text-align:center;">45</td> <td data-sheets-numberformat='{"1":2,"2":"0","3":1}' data-sheets-value='{"1":3,"3":20}' style="border-right:1px solid #000000;overflow:hidden;padding:0px 3px 0px 3px;vertical-align:bottom;text-align:center;">20</td> </tr> <tr style="height:20px;"> <td style="border-left:1px solid #000000;overflow:hidden;padding:0px 3px 0px 3px;vertical-align:bottom;font-weight:bold;"></td> <td data-sheets-value='{"1":2,"2":"Triple-walled"}' style="overflow:hidden; | skylux-160-ce-met-koepel-en-pvc-opstand-16-00-met-lm-motor-1100-x-1400-mm | 8586022289741 | 46872330535245
Smoke and heat exhaust (SHEV) | SHE system | Skylux | Skylux 160° CE with skylight and PVC curb 16/00 with LM-actuator 1100 x 1700 mm |  | 28645 | 5412970286455 | 4189.05 | Yes | 30-45 | 59.84 | 1100 x 1700 mm | 1700 | 1100 |  | PVC 16/00 (16 cm high & roof opening = daylight size) | Rectangular | 5.17 W/m²K - 1.28 W/m²K | 87% - 32% | 90% - 32% | 20dB - 23dB | 160° CE (for industry) | skylight | without spoiler | E | Single actuator | Maximum four-walled skylight possible for this product | Ut-value LT-value g-value Rw-value EN 1873 : 2014 EN ISO 13468 EN 16153 EN 410 EN 410 EN ISO 140-3 Material Walls Shells (W/m²K) (%) (%) (dB) Acrylic Single-walled Clear (H) 5.17 90 87 - PMMA Single-walled Opal (O) 5.17 83 76 - Double-walled Clear (H/H) 2.90 81 75 20 Double-walled Opal (O/O) 2.90 69 58 20 Triple-walled Clear (H/H/H) 1.70 73 65 22 Triple-walled Opal (O/H/O) 1.70 62 51 22 Four-walled Clear (H/H/H/H) 1.28 64 54 23 Four-walled Opal (H/H/O/H) 1.28 59 48 23 Polycarbonate Single-walled Clear (A) 5.17 88 83 - PC Single-walled Opal (D) 5.17 58 60 - Double-walled Clear (A/H) 2.90 79 72 20 Double-walled Clear (A/A) 2.90 77 69 20 Double-walled Opal (A/O) 2.90 73 63 20 Double-walled Opal (A/D) 2.90 51 50 20 Triple-walled Clear (A/H/H) 1.70 71 63 22 Triple-walled Opal (A/O/O) 1.70 61 48 22 Four-walled Clear (A/H/H/H) 1.28 64 52 23 Four-walled Opal (A/H/O/H) 1.28 59 46 23 Polycarbonate Single-walled Heatstop Opal (T) 5.17 49 59 - Heatstop PC Double-walled Clear (T/H) 2.90 44 51 20 Double-walled Opal (T/O) 2.90 41 45 20 Triple-walled Clear (T/H/H) 1.70 40 <td data-sheets-numberformat='{"1":2,"2":"0","3":1}' data-sheets-value='{"1":3,"3":44}' style="overflow:hidden;paddin | https://skylux.eu/en/products/skylux-160-ce-met-koepel-en-pvc-opstand-16-00-met-lm-motor-1100-x-1700-mm | https://skylux.eu/cdn/shop/files/Skylux-160deg-CE-met-koepel-en-pvc-opstand-1600-met-LM-motor-1100-x-1700-mm-RWA-systeem.jpg?v=1702979405&width=1600 | https://skylux.eu/cdn/shop/files/e5a82811-1bb0-48e4-a776-cacb59c7c092_67405aa1-0675-4490-85da-3e3d5315852b.jpg?v=1688550889&width=1600 | //skylux.eu/cdn/shop/files/E_MH_Mounting_instructions_Skylux_160_CE_LM.pdf?v=12406716259046007223 | //skylux.eu/cdn/shop/files/E_TD_Technical_File_Skylux_Skylux_160_CE_Electric.pdf?v=3667116872303399239 | <style type="text/css" id="isPasted"> <!--td { border: 1px solid #cccccc; } br { mso-data-placement: same-cell; } --> </style> <table border="1" cellpadding="0" cellspacing="0" dir="ltr" style="table-layout:fixed;font-size:10pt;font-family:Arial;border-collapse:collapse;border:none;"><tbody> <tr style="height:20px;"> <td style="overflow:hidden;padding:0px 3px 0px 3px;vertical-align:bottom;"></td> <td style="overflow:hidden;padding:0px 3px 0px 3px;vertical-align:bottom;"></td> <td style="overflow:hidden;padding:0px 3px 0px 3px;vertical-align:bottom;"></td> <td data-sheets-value='{"1":2,"2":"Ut-value"}' style="overflow:hidden;padding:0px 3px 0px 3px;vertical-align:bottom;font-weight:bold;text-align:center;">Ut-value</td> <td data-sheets-value='{"1":2,"2":"LT-value"}' style="overflow:hidden;padding:0px 3px 0px 3px;vertical-align:bottom;font-weight:bold;text-align:center;">LT-value</td> <td data-sheets-value='{"1":2,"2":"g-value"}' style="overflow:hidden;padding:0px 3px 0px 3px;vertical-align:bottom;font-weight:bold;text-align:center;">g-value</td> <td data-sheets-value='{"1":2,"2":"Rw-value "}' style="overflow:hidden;padding:0px 3px 0px 3px;vertical-align:bottom;font-weight:bold;text-align:center;">Rw-value </td> </tr> <tr style="height:20px;"> <td style="overflow:hidden;padding:0px 3px 0px 3px;vertical-align:bottom;"></td> <td style="overflow:hidden;padding:0px 3px 0px 3px;vertical-align:bottom;"></td> <td style="overflow:hidden;padding:0px 3px 0px 3px;vertical-align:bottom;"></td> <td data-sheets-numberformat='{"1":2,"2":"0.00","3":1}' data-sheets-value='{"1":2,"2":"EN 1873 : 2014"}' style="overflow:hidden;padding:0px 3px 0px 3px;vertical-align:bottom;text-align:center;">EN 1873 : 2014</td> <td data-sheets-numberformat='{"1":2,"2":"0","3":1}' data-sheets-value='{"1":2,"2":"EN ISO 13468 EN 16153 EN 410"}' style="overflow:hidden;padding:0px 3px 0px 3px;vertical-align:bottom;text-align:center;">EN ISO 13468 EN 16153 EN 410</td> <td data-sheets-numberformat='{"1":2,"2":"0","3":1}' data-sheets-value='{"1":2,"2":"EN 410"}' style="overflow:hidden;padding:0px 3px 0px 3px;vertical-align:bottom;text-align:center;">EN 410</td> <td data-sheets-value='{"1":2,"2":"EN ISO 140-3\t\t"}' style="overflow:hidden;padding:0px 3px 0px 3px;vertical-align:bottom;text-align:center;">EN ISO 140-3 </td> </tr> <tr style="height:20px;"> <td data-sheets-value='{"1":2,"2":"Material"}' style="border-bottom:1px solid #000000;overflow:hidden;padding:0px 3px 0px 3px;vertical-align:bottom;background-color:#000000;font-weight:bold;color:#ffffff;">Material</td> <td data-sheets-value='{"1":2,"2":"Walls"}' style="border-bottom:1px solid #000000;overflow:hidden;padding:0px 3px 0px 3px;vertical-align:bottom;background-color:#000000;font-weight:bold;color:#ffffff;">Walls</td> <td data-sheets-value='{"1":2,"2":"Shells"}' style="border-bottom:1px solid #000000;overflow:hidden;padding:0px 3px 0px 3px;vertical-align:bottom;background-color:#000000;font-weight:bold;color:#ffffff;">Shells</td> <td data-sheets-numberformat='{"1":2,"2":"0.00","3":1}' data-sheets-value='{"1":2,"2":"(W/m²K)\t"}' style="border-bottom:1px solid #000000;overflow:hidden;padding:0px 3px 0px 3px;vertical-align:bottom;background-color:#000000;font-weight:bold;color:#ffffff;text-align:center;">(W/m²K) </td> <td data-sheets-numberformat='{"1":2,"2":"0","3":1}' data-sheets-value='{"1":2,"2":"(%)"}' style="border-bottom:1px solid #000000;overflow:hidden;padding:0px 3px 0px 3px;vertical-align:bottom;background-color:#000000;font-weight:bold;color:#ffffff;text-align:center;">(%)</td> <td data-sheets-numberformat='{"1":2,"2":"0","3":1}' data-sheets-value='{"1":2,"2":"(%)"}' style="border-bottom:1px solid #000000;overflow:hidden;padding:0px 3px 0px 3px;vertical-align:bottom;background-color:#000000;font-weight:bold;color:#ffffff;text-align:center;">(%)</td> <td data-sheets-value='{"1":2,"2":"(dB)"}' style="border-bottom:1px solid #000000;overflow:hidden;padding:0px 3px 0px 3px;vertical-align:bottom;background-color:#000000;font-weight:bold;color:#ffffff;text-align:center;">(dB)</td> </tr> <tr style="height:20px;"> <td data-sheets-value='{"1":2,"2":"Acrylic"}' style="border-left:1px solid #000000;overflow:hidden;padding:0px 3px 0px 3px;vertical-align:bottom;font-weight:bold;">Acrylic</td> <td data-sheets-value='{"1":2,"2":"Single-walled"}' style="overflow:hidden;padding:0px 3px 0px 3px;vertical-align:bottom;font-weight:bold;">Single-walled</td> <td data-sheets-value='{"1":2,"2":"Clear (H)"}' style="border-right:1px solid #000000;overflow:hidden;padding:0px 3px 0px 3px;vertical-align:bottom;font-weight:bold;">Clear (H)</td> <td data-sheets-numberformat='{"1":2,"2":"0.00","3":1}' data-sheets-value='{"1":3,"3":5.17}' style="overflow:hidden;padding:0px 3px 0px 3px;vertical-align:bottom;text-align:center;">5.17</td> <td data-sheets-numberformat='{"1":2,"2":"0","3":1}' data-sheets-value='{"1":3,"3":90}' style="overflow:hidden;padding:0px 3px 0px 3px;vertical-align:bottom;text-align:center;">90</td> <td data-sheets-numberformat='{"1":2,"2":"0","3":1}' data-sheets-value='{"1":3,"3":87}' style="overflow:hidden;padding:0px 3px 0px 3px;vertical-align:bottom;text-align:center;">87</td> <td data-sheets-numberformat='{"1":2,"2":"0","3":1}' data-sheets-value='{"1":2,"2":"-"}' style="border-right:1px solid #000000;overflow:hidden;padding:0px 3px 0px 3px;vertical-align:bottom;text-align:center;">-</td> </tr> <tr style="height:20px;"> <td data-sheets-value='{"1":2,"2":"PMMA"}' style="border-left:1px solid #000000;overflow:hidden;padding:0px 3px 0px 3px;vertical-align:bottom;font-weight:bold;">PMMA</td> <td data-sheets-value='{"1":2,"2":"Single-walled"}' style="overflow:hidden;padding:0px 3px 0px 3px;vertical-align:bottom;font-weight:bold;">Single-walled</td> <td data-sheets-value='{"1":2,"2":"Opal (O)"}' style="border-right:1px solid #000000;overflow:hidden;padding:0px 3px 0px 3px;vertical-align:bottom;font-weight:bold;">Opal (O)</td> <td data-sheets-numberformat='{"1":2,"2":"0.00","3":1}' data-sheets-value='{"1":3,"3":5.17}' style="overflow:hidden;padding:0px 3px 0px 3px;vertical-align:bottom;text-align:center;">5.17</td> <td data-sheets-numberformat='{"1":2,"2":"0","3":1}' data-sheets-value='{"1":3,"3":83}' style="overflow:hidden;padding:0px 3px 0px 3px;vertical-align:bottom;text-align:center;">83</td> <td data-sheets-numberformat='{"1":2,"2":"0","3":1}' data-sheets-value='{"1":3,"3":76}' style="overflow:hidden;padding:0px 3px 0px 3px;vertical-align:bottom;text-align:center;">76</td> <td data-sheets-numberformat='{"1":2,"2":"0","3":1}' data-sheets-value='{"1":2,"2":"-"}' style="border-right:1px solid #000000;overflow:hidden;padding:0px 3px 0px 3px;vertical-align:bottom;text-align:center;">-</td> </tr> <tr style="height:20px;"> <td style="border-left:1px solid #000000;overflow:hidden;padding:0px 3px 0px 3px;vertical-align:bottom;font-weight:bold;"></td> <td data-sheets-value='{"1":2,"2":"Double-walled"}' style="overflow:hidden;padding:0px 3px 0px 3px;vertical-align:bottom;font-weight:bold;">Double-walled</td> <td data-sheets-value='{"1":2,"2":"Clear (H/H)"}' style="border-right:1px solid #000000;overflow:hidden;padding:0px 3px 0px 3px;vertical-align:bottom;font-weight:bold;">Clear (H/H)</td> <td data-sheets-numberformat='{"1":2,"2":"0.00","3":1}' data-sheets-value='{"1":3,"3":2.9}' style="overflow:hidden;padding:0px 3px 0px 3px;vertical-align:bottom;text-align:center;">2.90</td> <td data-sheets-numberformat='{"1":2,"2":"0","3":1}' data-sheets-value='{"1":3,"3":81}' style="overflow:hidden;padding:0px 3px 0px 3px;vertical-align:bottom;text-align:center;">81</td> <td data-sheets-numberformat='{"1":2,"2":"0","3":1}' data-sheets-value='{"1":3,"3":75}' style="overflow:hidden;padding:0px 3px 0px 3px;vertical-align:bottom;text-align:center;">75</td> <td data-sheets-numberformat='{"1":2,"2":"0","3":1}' data-sheets-value='{"1":3,"3":20}' style="border-right:1px solid #000000;overflow:hidden;padding:0px 3px 0px 3px;vertical-align:bottom;text-align:center;">20</td> </tr> <tr style="height:20px;"> <td style="border-left:1px solid #000000;overflow:hidden;padding:0px 3px 0px 3px;vertical-align:bottom;font-weight:bold;"></td> <td data-sheets-value='{"1":2,"2":"Double-walled"}' style="overflow:hidden;padding:0px 3px 0px 3px;vertical-align:bottom;font-weight:bold;">Double-walled</td> <td data-sheets-value='{"1":2,"2":"Opal (O/O)"}' style="border-right:1px solid #000000;overflow:hidden;padding:0px 3px 0px 3px;vertical-align:bottom;font-weight:bold;">Opal (O/O)</td> <td data-sheets-numberformat='{"1":2,"2":"0.00","3":1}' data-sheets-value='{"1":3,"3":2.9}' style="overflow:hidden;padding:0px 3px 0px 3px;vertical-align:bottom;text-align:center;">2.90</td> <td data-sheets-numberformat='{"1":2,"2":"0","3":1}' data-sheets-value='{"1":3,"3":69}' style="overflow:hidden;padding:0px 3px 0px 3px;vertical-align:bottom;text-align:center;">69</td> <td data-sheets-numberformat='{"1":2,"2":"0","3":1}' data-sheets-value='{"1":3,"3":58}' style="overflow:hidden;padding:0px 3px 0px 3px;vertical-align:bottom;text-align:center;">58</td> <td data-sheets-numberformat='{"1":2,"2":"0","3":1}' data-sheets-value='{"1":3,"3":20}' style="border-right:1px solid #000000;overflow:hidden;padding:0px 3px 0px 3px;vertical-align:bottom;text-align:center;">20</td> </tr> <tr style="height:20px;"> <td style="border-left:1px solid #000000;overflow:hidden;padding:0px 3px 0px 3px;vertical-align:bottom;font-weight:bold;"></td> <td data-sheets-value='{"1":2,"2":"Triple-walled"}' style="overflow:hidden;padding:0px 3px 0px 3px;vertical-align:bottom;font-weight:bold;">Triple-walled</td> <td data-sheets-value='{"1":2,"2":"Clear (H/H/H)"}' style="border-right:1px solid #000000;overflow:hidden;padding:0px 3px 0px 3px;vertical-align:bottom;font-weight:bold;">Clear (H/H/H)</td> <td data-sheets-numberformat='{"1":2,"2":"0.00","3":1}' data-sheets-value='{"1":3,"3":1.7}' style="overflow:hidden;padding:0px 3px 0px 3px;vertical-align:bottom;text-align:center;">1.70</td> <td data-sheets-numberformat='{"1":2,"2":"0","3":1}' data-sheets-value='{"1":3,"3":73}' style="overflow:hidden;padding:0px 3px 0px 3px;vertical-align:bottom;text-align:center;">73</td> <td data-sheets-numberformat='{"1":2,"2":"0","3":1}' data-sheets-value='{"1":3,"3":65}' style="overflow:hidden;padding:0px 3px 0px 3px;vertical-align:bottom;text-align:center;">65</td> <td data-sheets-numberformat='{"1":2,"2":"0","3":1}' data-sheets-value='{"1":3,"3":22}' style="border-right:1px solid #000000;overflow:hidden;padding:0px 3px 0px 3px;vertical-align:bottom;text-align:center;">22</td> </tr> <tr style="height:20px;"> <td style="border-left:1px solid #000000;overflow:hidden;padding:0px 3px 0px 3px;vertical-align:bottom;font-weight:bold;"></td> <td data-sheets-value='{"1":2,"2":"Triple-walled"}' style="overflow:hidden;padding:0px 3px 0px 3px;vertical-align:bottom;font-weight:bold;">Triple-walled</td> <td data-sheets-value='{"1":2,"2":"Opal (O/H/O)"}' style="border-right:1px solid #000000;overflow:hidden;padding:0px 3px 0px 3px;vertical-align:bottom;font-weight:bold;">Opal (O/H/O)</td> <td data-sheets-numberformat='{"1":2,"2":"0.00","3":1}' data-sheets-value='{"1":3,"3":1.7}' style="overflow:hidden;padding:0px 3px 0px 3px;vertical-align:bottom;text-align:center;">1.70</td> <td data-sheets-numberformat='{"1":2,"2":"0","3":1}' data-sheets-value='{"1":3,"3":62}' style="overflow:hidden;padding:0px 3px 0px 3px;vertical-align:bottom;text-align:center;">62</td> <td data-sheets-numberformat='{"1":2,"2":"0","3":1}' data-sheets-value='{"1":3,"3":51}' style="overflow:hidden;padding:0px 3px 0px 3px;vertical-align:bottom;text-align:center;">51</td> <td data-sheets-numberformat='{"1":2,"2":"0","3":1}' data-sheets-value='{"1":3,"3":22}' style="border-right:1px solid #000000;overflow:hidden;padding:0px 3px 0px 3px;vertical-align:bottom;text-align:center;">22</td> </tr> <tr style="height:20px;"> <td style="border-left:1px solid #000000;overflow:hidden;padding:0px 3px 0px 3px;vertical-align:bottom;font-weight:bold;"></td> <td data-sheets-value='{"1":2,"2":"Four-walled"}' style="overflow:hidden;padding:0px 3px 0px 3px;vertical-align:bottom;font-weight:bold;">Four-walled</td> <td data-sheets-value='{"1":2,"2":"Clear (H/H/H/H)"}' style="border-right:1px solid #000000;overflow:hidden;padding:0px 3px 0px 3px;vertical-align:bottom;font-weight:bold;">Clear (H/H/H/H)</td> <td data-sheets-numberformat='{"1":2,"2":"0.00","3":1}' data-sheets-value='{"1":3,"3":1.28}' style="overflow:hidden;padding:0px 3px 0px 3px;vertical-align:bottom;text-align:center;">1.28</td> <td data-sheets-numberformat='{"1":2,"2":"0","3":1}' data-sheets-value='{"1":3,"3":64}' style="overflow:hidden;padding:0px 3px 0px 3px;vertical-align:bottom;text-align:center;">64</td> <td data-sheets-numberformat='{"1":2,"2":"0","3":1}' data-sheets-value='{"1":3,"3":54}' style="overflow:hidden;padding:0px 3px 0px 3px;vertical-align:bottom;text-align:center;">54</td> <td data-sheets-numberformat='{"1":2,"2":"0","3":1}' data-sheets-value='{"1":3,"3":23}' style="border-right:1px solid #000000;overflow:hidden;padding:0px 3px 0px 3px;vertical-align:bottom;text-align:center;">23</td> </tr> <tr style="height:20px;"> <td style="border-bottom:1px solid #000000;border-left:1px solid #000000;overflow:hidden;padding:0px 3px 0px 3px;vertical-align:bottom;"></td> <td data-sheets-value='{"1":2,"2":"Four-walled"}' style="border-bottom:1px solid #000000;overflow:hidden;padding:0px 3px 0px 3px;vertical-align:bottom;font-weight:bold;">Four-walled</td> <td data-sheets-value='{"1":2,"2":"Opal (H/H/O/H)"}' style="border-right:1px solid #000000;border-bottom:1px solid #000000;overflow:hidden;padding:0px 3px 0px 3px;vertical-align:bottom;font-weight:bold;">Opal (H/H/O/H)</td> <td data-sheets-numberformat='{"1":2,"2":"0.00","3":1}' data-sheets-value='{"1":3,"3":1.28}' style="border-bottom:1px solid #000000;overflow:hidden;padding:0px 3px 0px 3px;vertical-align:bottom;text-align:center;">1.28</td> <td data-sheets-numberformat='{"1":2,"2":"0","3":1}' data-sheets-value='{"1":3,"3":59}' style="border-bottom:1px solid #000000;overflow:hidden;padding:0px 3px 0px 3px;vertical-align:bottom;text-align:center;">59</td> <td data-sheets-numberformat='{"1":2,"2":"0","3":1}' data-sheets-value='{"1":3,"3":48}' style="border-bottom:1px solid #000000;overflow:hidden;padding:0px 3px 0px 3px;vertical-align:bottom;text-align:center;">48</td> <td data-sheets-numberformat='{"1":2,"2":"0","3":1}' data-sheets-value='{"1":3,"3":23}' style="border-right:1px solid #000000;border-bottom:1px solid #000000;overflow:hidden;padding:0px 3px 0px 3px;vertical-align:bottom;text-align:center;">23</td> </tr> <tr style="height:20px;"> <td data-sheets-value='{"1":2,"2":"Polycarbonate "}' style="border-left:1px solid #000000;overflow:hidden;padding:0px 3px 0px 3px;vertical-align:bottom;font-weight:bold;">Polycarbonate </td> <td data-sheets-value='{"1":2,"2":"Single-walled"}' style="overflow:hidden;padding:0px 3px 0px 3px;vertical-align:bottom;font-weight:bold;">Single-walled</td> <td data-sheets-value='{"1":2,"2":"Clear (A)"}' style="border-right:1px solid #000000;overflow:hidden;padding:0px 3px 0px 3px;vertical-align:bottom;font-weight:bold;">Clear (A)</td> <td data-sheets-numberformat='{"1":2,"2":"0.00","3":1}' data-sheets-value='{"1":3,"3":5.17}' style="overflow:hidden;padding:0px 3px 0px 3px;vertical-align:bottom;text-align:center;">5.17</td> <td data-sheets-numberformat='{"1":2,"2":"0","3":1}' data-sheets-value='{"1":3,"3":88}' style="overflow:hidden;padding:0px 3px 0px 3px;vertical-align:bottom;text-align:center;">88</td> <td data-sheets-numberformat='{"1":2,"2":"0","3":1}' data-sheets-value='{"1":3,"3":83}' style="overflow:hidden;padding:0px 3px 0px 3px;vertical-align:bottom;text-align:center;">83</td> <td data-sheets-numberformat='{"1":2,"2":"0","3":1}' data-sheets-value='{"1":2,"2":"-"}' style="border-right:1px solid #000000;overflow:hidden;padding:0px 3px 0px 3px;vertical-align:bottom;text-align:center;">-</td> </tr> <tr style="height:20px;"> <td data-sheets-value='{"1":2,"2":"PC"}' style="border-left:1px solid #000000;overflow:hidden;padding:0px 3px 0px 3px;vertical-align:bottom;font-weight:bold;">PC</td> <td data-sheets-value='{"1":2,"2":"Single-walled"}' style="overflow:hidden;padding:0px 3px 0px 3px;vertical-align:bottom;font-weight:bold;">Single-walled</td> <td data-sheets-value='{"1":2,"2":"Opal (D)"}' style="border-right:1px solid #000000;overflow:hidden;padding:0px 3px 0px 3px;vertical-align:bottom;font-weight:bold;">Opal (D)</td> <td data-sheets-numberformat='{"1":2,"2":"0.00","3":1}' data-sheets-value='{"1":3,"3":5.17}' style="overflow:hidden;padding:0px 3px 0px 3px;vertical-align:bottom;text-align:center;">5.17</td> <td data-sheets-numberformat='{"1":2,"2":"0","3":1}' data-sheets-value='{"1":3,"3":58}' style="overflow:hidden;padding:0px 3px 0px 3px;vertical-align:bottom;text-align:center;">58</td> <td data-sheets-numberformat='{"1":2,"2":"0","3":1}' data-sheets-value='{"1":3,"3":60}' style="overflow:hidden;padding:0px 3px 0px 3px;vertical-align:bottom;text-align:center;">60</td> <td data-sheets-numberformat='{"1":2,"2":"0","3":1}' data-sheets-value='{"1":2,"2":"-"}' style="border-right:1px solid #000000;overflow:hidden;padding:0px 3px 0px 3px;vertical-align:bottom;text-align:center;">-</td> </tr> <tr style="height:20px;"> <td style="border-left:1px solid #000000;overflow:hidden;padding:0px 3px 0px 3px;vertical-align:bottom;font-weight:bold;"></td> <td data-sheets-value='{"1":2,"2":"Double-walled"}' style="overflow:hidden;padding:0px 3px 0px 3px;vertical-align:bottom;font-weight:bold;">Double-walled</td> <td data-sheets-value='{"1":2,"2":"Clear (A/H)"}' style="border-right:1px solid #000000;overflow:hidden;padding:0px 3px 0px 3px;vertical-align:bottom;font-weight:bold;">Clear (A/H)</td> <td data-sheets-numberformat='{"1":2,"2":"0.00","3":1}' data-sheets-value='{"1":3,"3":2.9}' style="overflow:hidden;padding:0px 3px 0px 3px;vertical-align:bottom;text-align:center;">2.90</td> <td data-sheets-numberformat='{"1":2,"2":"0","3":1}' data-sheets-value='{"1":3,"3":79}' style="overflow:hidden;padding:0px 3px 0px 3px;vertical-align:bottom;text-align:center;">79</td> <td data-sheets-numberformat='{"1":2,"2":"0","3":1}' data-sheets-value='{"1":3,"3":72}' style="overflow:hidden;padding:0px 3px 0px 3px;vertical-align:bottom;text-align:center;">72</td> <td data-sheets-numberformat='{"1":2,"2":"0","3":1}' data-sheets-value='{"1":3,"3":20}' style="border-right:1px solid #000000;overflow:hidden;padding:0px 3px 0px 3px;vertical-align:bottom;text-align:center;">20</td> </tr> <tr style="height:20px;"> <td style="border-left:1px solid #000000;overflow:hidden;padding:0px 3px 0px 3px;vertical-align:bottom;font-weight:bold;"></td> <td data-sheets-value='{"1":2,"2":"Double-walled"}' style="overflow:hidden;padding:0px 3px 0px 3px;vertical-align:bottom;font-weight:bold;">Double-walled</td> <td data-sheets-value='{"1":2,"2":"Clear (A/A)"}' style="border-right:1px solid #000000;overflow:hidden;padding:0px 3px 0px 3px;vertical-align:bottom;font-weight:bold;">Clear (A/A)</td> <td data-sheets-numberformat='{"1":2,"2":"0.00","3":1}' data-sheets-value='{"1":3,"3":2.9}' style="overflow:hidden;padding:0px 3px 0px 3px;vertical-align:bottom;text-align:center;">2.90</td> <td data-sheets-numberformat='{"1":2,"2":"0","3":1}' data-sheets-value='{"1":3,"3":77}' style="overflow:hidden;padding:0px 3px 0px 3px;vertical-align:bottom;text-align:center;">77</td> <td data-sheets-numberformat='{"1":2,"2":"0","3":1}' data-sheets-value='{"1":3,"3":69}' style="overflow:hidden;padding:0px 3px 0px 3px;vertical-align:bottom;text-align:center;">69</td> <td data-sheets-numberformat='{"1":2,"2":"0","3":1}' data-sheets-value='{"1":3,"3":20}' style="border-right:1px solid #000000;overflow:hidden;padding:0px 3px 0px 3px;vertical-align:bottom;text-align:center;">20</td> </tr> <tr style="height:20px;"> <td style="border-left:1px solid #000000;overflow:hidden;padding:0px 3px 0px 3px;vertical-align:bottom;font-weight:bold;"></td> <td data-sheets-value='{"1":2,"2":"Double-walled"}' style="overflow:hidden;padding:0px 3px 0px 3px;vertical-align:bottom;font-weight:bold;">Double-walled</td> <td data-sheets-value='{"1":2,"2":"Opal (A/O)"}' style="border-right:1px solid #000000;overflow:hidden;padding:0px 3px 0px 3px;vertical-align:bottom;font-weight:bold;">Opal (A/O)</td> <td data-sheets-numberformat='{"1":2,"2":"0.00","3":1}' data-sheets-value='{"1":3,"3":2.9}' style="overflow:hidden;padding:0px 3px 0px 3px;vertical-align:bottom;text-align:center;">2.90</td> <td data-sheets-numberformat='{"1":2,"2":"0","3":1}' data-sheets-value='{"1":3,"3":73}' style="overflow:hidden;padding:0px 3px 0px 3px;vertical-align:bottom;text-align:center;">73</td> <td data-sheets-numberformat='{"1":2,"2":"0","3":1}' data-sheets-value='{"1":3,"3":63}' style="overflow:hidden;padding:0px 3px 0px 3px;vertical-align:bottom;text-align:center;">63</td> <td data-sheets-numberformat='{"1":2,"2":"0","3":1}' data-sheets-value='{"1":3,"3":20}' style="border-right:1px solid #000000;overflow:hidden;padding:0px 3px 0px 3px;vertical-align:bottom;text-align:center;">20</td> </tr> <tr style="height:20px;"> <td style="border-left:1px solid #000000;overflow:hidden;padding:0px 3px 0px 3px;vertical-align:bottom;font-weight:bold;"></td> <td data-sheets-value='{"1":2,"2":"Double-walled"}' style="overflow:hidden;padding:0px 3px 0px 3px;vertical-align:bottom;font-weight:bold;">Double-walled</td> <td data-sheets-value='{"1":2,"2":"Opal (A/D)"}' style="border-right:1px solid #000000;overflow:hidden;padding:0px 3px 0px 3px;vertical-align:bottom;font-weight:bold;">Opal (A/D)</td> <td data-sheets-numberformat='{"1":2,"2":"0.00","3":1}' data-sheets-value='{"1":3,"3":2.9}' style="overflow:hidden;padding:0px 3px 0px 3px;vertical-align:bottom;text-align:center;">2.90</td> <td data-sheets-numberformat='{"1":2,"2":"0","3":1}' data-sheets-value='{"1":3,"3":51}' style="overflow:hidden;padding:0px 3px 0px 3px;vertical-align:bottom;text-align:center;">51</td> <td data-sheets-numberformat='{"1":2,"2":"0","3":1}' data-sheets-value='{"1":3,"3":50}' style="overflow:hidden;padding:0px 3px 0px 3px;vertical-align:bottom;text-align:center;">50</td> <td data-sheets-numberformat='{"1":2,"2":"0","3":1}' data-sheets-value='{"1":3,"3":20}' style="border-right:1px solid #000000;overflow:hidden;padding:0px 3px 0px 3px;vertical-align:bottom;text-align:center;">20</td> </tr> <tr style="height:20px;"> <td style="border-left:1px solid #000000;overflow:hidden;padding:0px 3px 0px 3px;vertical-align:bottom;font-weight:bold;"></td> <td data-sheets-value='{"1":2,"2":"Triple-walled"}' style="overflow:hidden;padding:0px 3px 0px 3px;vertical-align:bottom;font-weight:bold;">Triple-walled</td> <td data-sheets-value='{"1":2,"2":"Clear (A/H/H)"}' style="border-right:1px solid #000000;overflow:hidden;padding:0px 3px 0px 3px;vertical-align:bottom;font-weight:bold;">Clear (A/H/H)</td> <td data-sheets-numberformat='{"1":2,"2":"0.00","3":1}' data-sheets-value='{"1":3,"3":1.7}' style="overflow:hidden;padding:0px 3px 0px 3px;vertical-align:bottom;text-align:center;">1.70</td> <td data-sheets-numberformat='{"1":2,"2":"0","3":1}' data-sheets-value='{"1":3,"3":71}' style="overflow:hidden;padding:0px 3px 0px 3px;vertical-align:bottom;text-align:center;">71</td> <td data-sheets-numberformat='{"1":2,"2":"0","3":1}' data-sheets-value='{"1":3,"3":63}' style="overflow:hidden;padding:0px 3px 0px 3px;vertical-align:bottom;text-align:center;">63</td> <td data-sheets-numberformat='{"1":2,"2":"0","3":1}' data-sheets-value='{"1":3,"3":22}' style="border-right:1px solid #000000;overflow:hidden;padding:0px 3px 0px 3px;vertical-align:bottom;text-align:center;">22</td> </tr> <tr style="height:20px;"> <td style="border-left:1px solid #000000;overflow:hidden;padding:0px 3px 0px 3px;vertical-align:bottom;font-weight:bold;"></td> <td data-sheets-value='{"1":2,"2":"Triple-walled"}' style="overflow:hidden;padding:0px 3px 0px 3px;vertical-align:bottom;font-weight:bold;">Triple-walled</td> <td data-sheets-value='{"1":2,"2":"Opal (A/O/O)"}' style="border-right:1px solid #000000;overflow:hidden;padding:0px 3px 0px 3px;vertical-align:bottom;font-weight:bold;">Opal (A/O/O)</td> <td data-sheets-numberformat='{"1":2,"2":"0.00","3":1}' data-sheets-value='{"1":3,"3":1.7}' style="overflow:hidden;padding:0px 3px 0px 3px;vertical-align:bottom;text-align:center;">1.70</td> <td data-sheets-numberformat='{"1":2,"2":"0","3":1}' data-sheets-value='{"1":3,"3":61}' style="overflow:hidden;padding:0px 3px 0px 3px;vertical-align:bottom;text-align:center;">61</td> <td data-sheets-numberformat='{"1":2,"2":"0","3":1}' data-sheets-value='{"1":3,"3":48}' style="overflow:hidden;padding:0px 3px 0px 3px;vertical-align:bottom;text-align:center;">48</td> <td data-sheets-numberformat='{"1":2,"2":"0","3":1}' data-sheets-value='{"1":3,"3":22}' style="border-right:1px solid #000000;overflow:hidden;padding:0px 3px 0px 3px;vertical-align:bottom;text-align:center;">22</td> </tr> <tr style="height:20px;"> <td style="border-left:1px solid #000000;overflow:hidden;padding:0px 3px 0px 3px;vertical-align:bottom;font-weight:bold;"></td> <td data-sheets-value='{"1":2,"2":"Four-walled"}' style="overflow:hidden;padding:0px 3px 0px 3px;vertical-align:bottom;font-weight:bold;">Four-walled</td> <td data-sheets-value='{"1":2,"2":"Clear (A/H/H/H)"}' style="border-right:1px solid #000000;overflow:hidden;padding:0px 3px 0px 3px;vertical-align:bottom;font-weight:bold;">Clear (A/H/H/H)</td> <td data-sheets-numberformat='{"1":2,"2":"0.00","3":1}' data-sheets-value='{"1":3,"3":1.28}' style="overflow:hidden;padding:0px 3px 0px 3px;vertical-align:bottom;text-align:center;">1.28</td> <td data-sheets-numberformat='{"1":2,"2":"0","3":1}' data-sheets-value='{"1":3,"3":64}' style="overflow:hidden;padding:0px 3px 0px 3px;vertical-align:bottom;text-align:center;">64</td> <td data-sheets-numberformat='{"1":2,"2":"0","3":1}' data-sheets-value='{"1":3,"3":52}' style="overflow:hidden;padding:0px 3px 0px 3px;vertical-align:bottom;text-align:center;">52</td> <td data-sheets-numberformat='{"1":2,"2":"0","3":1}' data-sheets-value='{"1":3,"3":23}' style="border-right:1px solid #000000;overflow:hidden;padding:0px 3px 0px 3px;vertical-align:bottom;text-align:center;">23</td> </tr> <tr style="height:20px;"> <td style="border-bottom:1px solid #000000;border-left:1px solid #000000;overflow:hidden;padding:0px 3px 0px 3px;vertical-align:bottom;"></td> <td data-sheets-value='{"1":2,"2":"Four-walled"}' style="border-bottom:1px solid #000000;overflow:hidden;padding:0px 3px 0px 3px;vertical-align:bottom;font-weight:bold;">Four-walled</td> <td data-sheets-value='{"1":2,"2":"Opal (A/H/O/H)"}' style="border-right:1px solid #000000;border-bottom:1px solid #000000;overflow:hidden;padding:0px 3px 0px 3px;vertical-align:bottom;font-weight:bold;">Opal (A/H/O/H)</td> <td data-sheets-numberformat='{"1":2,"2":"0.00","3":1}' data-sheets-value='{"1":3,"3":1.28}' style="border-bottom:1px solid #000000;overflow:hidden;padding:0px 3px 0px 3px;vertical-align:bottom;text-align:center;">1.28</td> <td data-sheets-numberformat='{"1":2,"2":"0","3":1}' data-sheets-value='{"1":3,"3":59}' style="border-bottom:1px solid #000000;overflow:hidden;padding:0px 3px 0px 3px;vertical-align:bottom;text-align:center;">59</td> <td data-sheets-numberformat='{"1":2,"2":"0","3":1}' data-sheets-value='{"1":3,"3":46}' style="border-bottom:1px solid #000000;overflow:hidden;padding:0px 3px 0px 3px;vertical-align:bottom;text-align:center;">46</td> <td data-sheets-numberformat='{"1":2,"2":"0","3":1}' data-sheets-value='{"1":3,"3":23}' style="border-right:1px solid #000000;border-bottom:1px solid #000000;overflow:hidden;padding:0px 3px 0px 3px;vertical-align:bottom;text-align:center;">23</td> </tr> <tr style="height:20px;"> <td data-sheets-value='{"1":2,"2":"Polycarbonate"}' style="border-left:1px solid #000000;overflow:hidden;padding:0px 3px 0px 3px;vertical-align:bottom;font-weight:bold;">Polycarbonate</td> <td data-sheets-value='{"1":2,"2":"Single-walled"}' style="overflow:hidden;padding:0px 3px 0px 3px;vertical-align:bottom;font-weight:bold;">Single-walled</td> <td data-sheets-value='{"1":2,"2":"Heatstop Opal (T)"}' style="border-right:1px solid #000000;overflow:hidden;padding:0px 3px 0px 3px;vertical-align:bottom;font-weight:bold;">Heatstop Opal (T)</td> <td data-sheets-numberformat='{"1":2,"2":"0.00","3":1}' data-sheets-value='{"1":3,"3":5.17}' style="overflow:hidden;padding:0px 3px 0px 3px;vertical-align:bottom;text-align:center;">5.17</td> <td data-sheets-numberformat='{"1":2,"2":"0","3":1}' data-sheets-value='{"1":3,"3":49}' style="overflow:hidden;padding:0px 3px 0px 3px;vertical-align:bottom;text-align:center;">49</td> <td data-sheets-numberformat='{"1":2,"2":"0","3":1}' data-sheets-value='{"1":3,"3":59}' style="overflow:hidden;padding:0px 3px 0px 3px;vertical-align:bottom;text-align:center;">59</td> <td data-sheets-numberformat='{"1":2,"2":"0","3":1}' data-sheets-value='{"1":2,"2":"-"}' style="border-right:1px solid #000000;overflow:hidden;padding:0px 3px 0px 3px;vertical-align:bottom;text-align:center;">-</td> </tr> <tr style="height:20px;"> <td data-sheets-value='{"1":2,"2":"Heatstop PC"}' style="border-left:1px solid #000000;overflow:hidden;padding:0px 3px 0px 3px;vertical-align:bottom;font-weight:bold;">Heatstop PC</td> <td data-sheets-value='{"1":2,"2":"Double-walled"}' style="overflow:hidden;padding:0px 3px 0px 3px;vertical-align:bottom;font-weight:bold;">Double-walled</td> <td data-sheets-value='{"1":2,"2":"Clear (T/H)"}' style="border-right:1px solid #000000;overflow:hidden;padding:0px 3px 0px 3px;vertical-align:bottom;font-weight:bold;">Clear (T/H)</td> <td data-sheets-numberformat='{"1":2,"2":"0.00","3":1}' data-sheets-value='{"1":3,"3":2.9}' style="overflow:hidden;padding:0px 3px 0px 3px;vertical-align:bottom;text-align:center;">2.90</td> <td data-sheets-numberformat='{"1":2,"2":"0","3":1}' data-sheets-value='{"1":3,"3":44}' style="overflow:hidden;padding:0px 3px 0px 3px;vertical-align:bottom;text-align:center;">44</td> <td data-sheets-numberformat='{"1":2,"2":"0","3":1}' data-sheets-value='{"1":3,"3":51}' style="overflow:hidden;padding:0px 3px 0px 3px;vertical-align:bottom;text-align:center;">51</td> <td data-sheets-numberformat='{"1":2,"2":"0","3":1}' data-sheets-value='{"1":3,"3":20}' style="border-right:1px solid #000000;overflow:hidden;padding:0px 3px 0px 3px;vertical-align:bottom;text-align:center;">20</td> </tr> <tr style="height:20px;"> <td style="border-left:1px solid #000000;overflow:hidden;padding:0px 3px 0px 3px;vertical-align:bottom;font-weight:bold;"></td> <td data-sheets-value='{"1":2,"2":"Double-walled"}' style="overflow:hidden;padding:0px 3px 0px 3px;vertical-align:bottom;font-weight:bold;">Double-walled</td> <td data-sheets-value='{"1":2,"2":"Opal (T/O)"}' style="border-right:1px solid #000000;overflow:hidden;padding:0px 3px 0px 3px;vertical-align:bottom;font-weight:bold;">Opal (T/O)</td> <td data-sheets-numberformat='{"1":2,"2":"0.00","3":1}' data-sheets-value='{"1":3,"3":2.9}' style="overflow:hidden;padding:0px 3px 0px 3px;vertical-align:bottom;text-align:center;">2.90</td> <td data-sheets-numberformat='{"1":2,"2":"0","3":1}' data-sheets-value='{"1":3,"3":41}' style="overflow:hidden;padding:0px 3px 0px 3px;vertical-align:bottom;text-align:center;">41</td> <td data-sheets-numberformat='{"1":2,"2":"0","3":1}' data-sheets-value='{"1":3,"3":45}' style="overflow:hidden;padding:0px 3px 0px 3px;vertical-align:bottom;text-align:center;">45</td> <td data-sheets-numberformat='{"1":2,"2":"0","3":1}' data-sheets-value='{"1":3,"3":20}' style="border-right:1px solid #000000;overflow:hidden;padding:0px 3px 0px 3px;vertical-align:bottom;text-align:center;">20</td> </tr> <tr style="height:20px;"> <td style="border-left:1px solid #000000;overflow:hidden;padding:0px 3px 0px 3px;vertical-align:bottom;font-weight:bold;"></td> <td data-sheets-value='{"1":2,"2":"Triple-walled"}' style="overflow:hidden; | skylux-160-ce-met-koepel-en-pvc-opstand-16-00-met-lm-motor-1100-x-1700-mm | 8586022322509 | 46872330600781
Smoke and heat exhaust (SHEV) | SHE system | Skylux | Skylux 160° CE with skylight and PVC curb 16/00 with LM-actuator 1100 x 2300 mm |  | 30373 | 5412970303732 | 4948.9 | Yes | 30-45 | 74.89 | 1100 x 2300 mm | 2300 | 1100 |  | PVC 16/00 (16 cm high & roof opening = daylight size) | Rectangular | 5.17 W/m²K - 1.28 W/m²K | 87% - 32% | 90% - 32% | 20dB - 23dB | 160° CE (for industry) | skylight | without spoiler | E | Single actuator | Maximum four-walled skylight possible for this product | Ut-value LT-value g-value Rw-value EN 1873 : 2014 EN ISO 13468 EN 16153 EN 410 EN 410 EN ISO 140-3 Material Walls Shells (W/m²K) (%) (%) (dB) Acrylic Single-walled Clear (H) 5.17 90 87 - PMMA Single-walled Opal (O) 5.17 83 76 - Double-walled Clear (H/H) 2.90 81 75 20 Double-walled Opal (O/O) 2.90 69 58 20 Triple-walled Clear (H/H/H) 1.70 73 65 22 Triple-walled Opal (O/H/O) 1.70 62 51 22 Four-walled Clear (H/H/H/H) 1.28 64 54 23 Four-walled Opal (H/H/O/H) 1.28 59 48 23 Polycarbonate Single-walled Clear (A) 5.17 88 83 - PC Single-walled Opal (D) 5.17 58 60 - Double-walled Clear (A/H) 2.90 79 72 20 Double-walled Clear (A/A) 2.90 77 69 20 Double-walled Opal (A/O) 2.90 73 63 20 Double-walled Opal (A/D) 2.90 51 50 20 Triple-walled Clear (A/H/H) 1.70 71 63 22 Triple-walled Opal (A/O/O) 1.70 61 48 22 Four-walled Clear (A/H/H/H) 1.28 64 52 23 Four-walled Opal (A/H/O/H) 1.28 59 46 23 Polycarbonate Single-walled Heatstop Opal (T) 5.17 49 59 - Heatstop PC Double-walled Clear (T/H) 2.90 44 51 20 Double-walled Opal (T/O) 2.90 41 45 20 Triple-walled Clear (T/H/H) 1.70 40 <td data-sheets-numberformat='{"1":2,"2":"0","3":1}' data-sheets-value='{"1":3,"3":44}' style="overflow:hidden;paddin | https://skylux.eu/en/products/skylux-160-ce-met-koepel-en-pvc-opstand-16-00-met-lm-motor-1100-x-2300-mm | https://skylux.eu/cdn/shop/files/Skylux-160deg-CE-met-koepel-en-pvc-opstand-1600-met-LM-motor-1100-x-2300-mm-RWA-systeem.jpg?v=1702979410&width=1600 | https://skylux.eu/cdn/shop/files/e5a82811-1bb0-48e4-a776-cacb59c7c092_7f6d94a0-c934-4330-ae13-3c4b5c56a39a.jpg?v=1688550890&width=1600 | //skylux.eu/cdn/shop/files/E_MH_Mounting_instructions_Skylux_160_CE_LM.pdf?v=12406716259046007223 | //skylux.eu/cdn/shop/files/E_TD_Technical_File_Skylux_Skylux_160_CE_Electric.pdf?v=3667116872303399239 | <style type="text/css" id="isPasted"> <!--td { border: 1px solid #cccccc; } br { mso-data-placement: same-cell; } --> </style> <table border="1" cellpadding="0" cellspacing="0" dir="ltr" style="table-layout:fixed;font-size:10pt;font-family:Arial;border-collapse:collapse;border:none;"><tbody> <tr style="height:20px;"> <td style="overflow:hidden;padding:0px 3px 0px 3px;vertical-align:bottom;"></td> <td style="overflow:hidden;padding:0px 3px 0px 3px;vertical-align:bottom;"></td> <td style="overflow:hidden;padding:0px 3px 0px 3px;vertical-align:bottom;"></td> <td data-sheets-value='{"1":2,"2":"Ut-value"}' style="overflow:hidden;padding:0px 3px 0px 3px;vertical-align:bottom;font-weight:bold;text-align:center;">Ut-value</td> <td data-sheets-value='{"1":2,"2":"LT-value"}' style="overflow:hidden;padding:0px 3px 0px 3px;vertical-align:bottom;font-weight:bold;text-align:center;">LT-value</td> <td data-sheets-value='{"1":2,"2":"g-value"}' style="overflow:hidden;padding:0px 3px 0px 3px;vertical-align:bottom;font-weight:bold;text-align:center;">g-value</td> <td data-sheets-value='{"1":2,"2":"Rw-value "}' style="overflow:hidden;padding:0px 3px 0px 3px;vertical-align:bottom;font-weight:bold;text-align:center;">Rw-value </td> </tr> <tr style="height:20px;"> <td style="overflow:hidden;padding:0px 3px 0px 3px;vertical-align:bottom;"></td> <td style="overflow:hidden;padding:0px 3px 0px 3px;vertical-align:bottom;"></td> <td style="overflow:hidden;padding:0px 3px 0px 3px;vertical-align:bottom;"></td> <td data-sheets-numberformat='{"1":2,"2":"0.00","3":1}' data-sheets-value='{"1":2,"2":"EN 1873 : 2014"}' style="overflow:hidden;padding:0px 3px 0px 3px;vertical-align:bottom;text-align:center;">EN 1873 : 2014</td> <td data-sheets-numberformat='{"1":2,"2":"0","3":1}' data-sheets-value='{"1":2,"2":"EN ISO 13468 EN 16153 EN 410"}' style="overflow:hidden;padding:0px 3px 0px 3px;vertical-align:bottom;text-align:center;">EN ISO 13468 EN 16153 EN 410</td> <td data-sheets-numberformat='{"1":2,"2":"0","3":1}' data-sheets-value='{"1":2,"2":"EN 410"}' style="overflow:hidden;padding:0px 3px 0px 3px;vertical-align:bottom;text-align:center;">EN 410</td> <td data-sheets-value='{"1":2,"2":"EN ISO 140-3\t\t"}' style="overflow:hidden;padding:0px 3px 0px 3px;vertical-align:bottom;text-align:center;">EN ISO 140-3 </td> </tr> <tr style="height:20px;"> <td data-sheets-value='{"1":2,"2":"Material"}' style="border-bottom:1px solid #000000;overflow:hidden;padding:0px 3px 0px 3px;vertical-align:bottom;background-color:#000000;font-weight:bold;color:#ffffff;">Material</td> <td data-sheets-value='{"1":2,"2":"Walls"}' style="border-bottom:1px solid #000000;overflow:hidden;padding:0px 3px 0px 3px;vertical-align:bottom;background-color:#000000;font-weight:bold;color:#ffffff;">Walls</td> <td data-sheets-value='{"1":2,"2":"Shells"}' style="border-bottom:1px solid #000000;overflow:hidden;padding:0px 3px 0px 3px;vertical-align:bottom;background-color:#000000;font-weight:bold;color:#ffffff;">Shells</td> <td data-sheets-numberformat='{"1":2,"2":"0.00","3":1}' data-sheets-value='{"1":2,"2":"(W/m²K)\t"}' style="border-bottom:1px solid #000000;overflow:hidden;padding:0px 3px 0px 3px;vertical-align:bottom;background-color:#000000;font-weight:bold;color:#ffffff;text-align:center;">(W/m²K) </td> <td data-sheets-numberformat='{"1":2,"2":"0","3":1}' data-sheets-value='{"1":2,"2":"(%)"}' style="border-bottom:1px solid #000000;overflow:hidden;padding:0px 3px 0px 3px;vertical-align:bottom;background-color:#000000;font-weight:bold;color:#ffffff;text-align:center;">(%)</td> <td data-sheets-numberformat='{"1":2,"2":"0","3":1}' data-sheets-value='{"1":2,"2":"(%)"}' style="border-bottom:1px solid #000000;overflow:hidden;padding:0px 3px 0px 3px;vertical-align:bottom;background-color:#000000;font-weight:bold;color:#ffffff;text-align:center;">(%)</td> <td data-sheets-value='{"1":2,"2":"(dB)"}' style="border-bottom:1px solid #000000;overflow:hidden;padding:0px 3px 0px 3px;vertical-align:bottom;background-color:#000000;font-weight:bold;color:#ffffff;text-align:center;">(dB)</td> </tr> <tr style="height:20px;"> <td data-sheets-value='{"1":2,"2":"Acrylic"}' style="border-left:1px solid #000000;overflow:hidden;padding:0px 3px 0px 3px;vertical-align:bottom;font-weight:bold;">Acrylic</td> <td data-sheets-value='{"1":2,"2":"Single-walled"}' style="overflow:hidden;padding:0px 3px 0px 3px;vertical-align:bottom;font-weight:bold;">Single-walled</td> <td data-sheets-value='{"1":2,"2":"Clear (H)"}' style="border-right:1px solid #000000;overflow:hidden;padding:0px 3px 0px 3px;vertical-align:bottom;font-weight:bold;">Clear (H)</td> <td data-sheets-numberformat='{"1":2,"2":"0.00","3":1}' data-sheets-value='{"1":3,"3":5.17}' style="overflow:hidden;padding:0px 3px 0px 3px;vertical-align:bottom;text-align:center;">5.17</td> <td data-sheets-numberformat='{"1":2,"2":"0","3":1}' data-sheets-value='{"1":3,"3":90}' style="overflow:hidden;padding:0px 3px 0px 3px;vertical-align:bottom;text-align:center;">90</td> <td data-sheets-numberformat='{"1":2,"2":"0","3":1}' data-sheets-value='{"1":3,"3":87}' style="overflow:hidden;padding:0px 3px 0px 3px;vertical-align:bottom;text-align:center;">87</td> <td data-sheets-numberformat='{"1":2,"2":"0","3":1}' data-sheets-value='{"1":2,"2":"-"}' style="border-right:1px solid #000000;overflow:hidden;padding:0px 3px 0px 3px;vertical-align:bottom;text-align:center;">-</td> </tr> <tr style="height:20px;"> <td data-sheets-value='{"1":2,"2":"PMMA"}' style="border-left:1px solid #000000;overflow:hidden;padding:0px 3px 0px 3px;vertical-align:bottom;font-weight:bold;">PMMA</td> <td data-sheets-value='{"1":2,"2":"Single-walled"}' style="overflow:hidden;padding:0px 3px 0px 3px;vertical-align:bottom;font-weight:bold;">Single-walled</td> <td data-sheets-value='{"1":2,"2":"Opal (O)"}' style="border-right:1px solid #000000;overflow:hidden;padding:0px 3px 0px 3px;vertical-align:bottom;font-weight:bold;">Opal (O)</td> <td data-sheets-numberformat='{"1":2,"2":"0.00","3":1}' data-sheets-value='{"1":3,"3":5.17}' style="overflow:hidden;padding:0px 3px 0px 3px;vertical-align:bottom;text-align:center;">5.17</td> <td data-sheets-numberformat='{"1":2,"2":"0","3":1}' data-sheets-value='{"1":3,"3":83}' style="overflow:hidden;padding:0px 3px 0px 3px;vertical-align:bottom;text-align:center;">83</td> <td data-sheets-numberformat='{"1":2,"2":"0","3":1}' data-sheets-value='{"1":3,"3":76}' style="overflow:hidden;padding:0px 3px 0px 3px;vertical-align:bottom;text-align:center;">76</td> <td data-sheets-numberformat='{"1":2,"2":"0","3":1}' data-sheets-value='{"1":2,"2":"-"}' style="border-right:1px solid #000000;overflow:hidden;padding:0px 3px 0px 3px;vertical-align:bottom;text-align:center;">-</td> </tr> <tr style="height:20px;"> <td style="border-left:1px solid #000000;overflow:hidden;padding:0px 3px 0px 3px;vertical-align:bottom;font-weight:bold;"></td> <td data-sheets-value='{"1":2,"2":"Double-walled"}' style="overflow:hidden;padding:0px 3px 0px 3px;vertical-align:bottom;font-weight:bold;">Double-walled</td> <td data-sheets-value='{"1":2,"2":"Clear (H/H)"}' style="border-right:1px solid #000000;overflow:hidden;padding:0px 3px 0px 3px;vertical-align:bottom;font-weight:bold;">Clear (H/H)</td> <td data-sheets-numberformat='{"1":2,"2":"0.00","3":1}' data-sheets-value='{"1":3,"3":2.9}' style="overflow:hidden;padding:0px 3px 0px 3px;vertical-align:bottom;text-align:center;">2.90</td> <td data-sheets-numberformat='{"1":2,"2":"0","3":1}' data-sheets-value='{"1":3,"3":81}' style="overflow:hidden;padding:0px 3px 0px 3px;vertical-align:bottom;text-align:center;">81</td> <td data-sheets-numberformat='{"1":2,"2":"0","3":1}' data-sheets-value='{"1":3,"3":75}' style="overflow:hidden;padding:0px 3px 0px 3px;vertical-align:bottom;text-align:center;">75</td> <td data-sheets-numberformat='{"1":2,"2":"0","3":1}' data-sheets-value='{"1":3,"3":20}' style="border-right:1px solid #000000;overflow:hidden;padding:0px 3px 0px 3px;vertical-align:bottom;text-align:center;">20</td> </tr> <tr style="height:20px;"> <td style="border-left:1px solid #000000;overflow:hidden;padding:0px 3px 0px 3px;vertical-align:bottom;font-weight:bold;"></td> <td data-sheets-value='{"1":2,"2":"Double-walled"}' style="overflow:hidden;padding:0px 3px 0px 3px;vertical-align:bottom;font-weight:bold;">Double-walled</td> <td data-sheets-value='{"1":2,"2":"Opal (O/O)"}' style="border-right:1px solid #000000;overflow:hidden;padding:0px 3px 0px 3px;vertical-align:bottom;font-weight:bold;">Opal (O/O)</td> <td data-sheets-numberformat='{"1":2,"2":"0.00","3":1}' data-sheets-value='{"1":3,"3":2.9}' style="overflow:hidden;padding:0px 3px 0px 3px;vertical-align:bottom;text-align:center;">2.90</td> <td data-sheets-numberformat='{"1":2,"2":"0","3":1}' data-sheets-value='{"1":3,"3":69}' style="overflow:hidden;padding:0px 3px 0px 3px;vertical-align:bottom;text-align:center;">69</td> <td data-sheets-numberformat='{"1":2,"2":"0","3":1}' data-sheets-value='{"1":3,"3":58}' style="overflow:hidden;padding:0px 3px 0px 3px;vertical-align:bottom;text-align:center;">58</td> <td data-sheets-numberformat='{"1":2,"2":"0","3":1}' data-sheets-value='{"1":3,"3":20}' style="border-right:1px solid #000000;overflow:hidden;padding:0px 3px 0px 3px;vertical-align:bottom;text-align:center;">20</td> </tr> <tr style="height:20px;"> <td style="border-left:1px solid #000000;overflow:hidden;padding:0px 3px 0px 3px;vertical-align:bottom;font-weight:bold;"></td> <td data-sheets-value='{"1":2,"2":"Triple-walled"}' style="overflow:hidden;padding:0px 3px 0px 3px;vertical-align:bottom;font-weight:bold;">Triple-walled</td> <td data-sheets-value='{"1":2,"2":"Clear (H/H/H)"}' style="border-right:1px solid #000000;overflow:hidden;padding:0px 3px 0px 3px;vertical-align:bottom;font-weight:bold;">Clear (H/H/H)</td> <td data-sheets-numberformat='{"1":2,"2":"0.00","3":1}' data-sheets-value='{"1":3,"3":1.7}' style="overflow:hidden;padding:0px 3px 0px 3px;vertical-align:bottom;text-align:center;">1.70</td> <td data-sheets-numberformat='{"1":2,"2":"0","3":1}' data-sheets-value='{"1":3,"3":73}' style="overflow:hidden;padding:0px 3px 0px 3px;vertical-align:bottom;text-align:center;">73</td> <td data-sheets-numberformat='{"1":2,"2":"0","3":1}' data-sheets-value='{"1":3,"3":65}' style="overflow:hidden;padding:0px 3px 0px 3px;vertical-align:bottom;text-align:center;">65</td> <td data-sheets-numberformat='{"1":2,"2":"0","3":1}' data-sheets-value='{"1":3,"3":22}' style="border-right:1px solid #000000;overflow:hidden;padding:0px 3px 0px 3px;vertical-align:bottom;text-align:center;">22</td> </tr> <tr style="height:20px;"> <td style="border-left:1px solid #000000;overflow:hidden;padding:0px 3px 0px 3px;vertical-align:bottom;font-weight:bold;"></td> <td data-sheets-value='{"1":2,"2":"Triple-walled"}' style="overflow:hidden;padding:0px 3px 0px 3px;vertical-align:bottom;font-weight:bold;">Triple-walled</td> <td data-sheets-value='{"1":2,"2":"Opal (O/H/O)"}' style="border-right:1px solid #000000;overflow:hidden;padding:0px 3px 0px 3px;vertical-align:bottom;font-weight:bold;">Opal (O/H/O)</td> <td data-sheets-numberformat='{"1":2,"2":"0.00","3":1}' data-sheets-value='{"1":3,"3":1.7}' style="overflow:hidden;padding:0px 3px 0px 3px;vertical-align:bottom;text-align:center;">1.70</td> <td data-sheets-numberformat='{"1":2,"2":"0","3":1}' data-sheets-value='{"1":3,"3":62}' style="overflow:hidden;padding:0px 3px 0px 3px;vertical-align:bottom;text-align:center;">62</td> <td data-sheets-numberformat='{"1":2,"2":"0","3":1}' data-sheets-value='{"1":3,"3":51}' style="overflow:hidden;padding:0px 3px 0px 3px;vertical-align:bottom;text-align:center;">51</td> <td data-sheets-numberformat='{"1":2,"2":"0","3":1}' data-sheets-value='{"1":3,"3":22}' style="border-right:1px solid #000000;overflow:hidden;padding:0px 3px 0px 3px;vertical-align:bottom;text-align:center;">22</td> </tr> <tr style="height:20px;"> <td style="border-left:1px solid #000000;overflow:hidden;padding:0px 3px 0px 3px;vertical-align:bottom;font-weight:bold;"></td> <td data-sheets-value='{"1":2,"2":"Four-walled"}' style="overflow:hidden;padding:0px 3px 0px 3px;vertical-align:bottom;font-weight:bold;">Four-walled</td> <td data-sheets-value='{"1":2,"2":"Clear (H/H/H/H)"}' style="border-right:1px solid #000000;overflow:hidden;padding:0px 3px 0px 3px;vertical-align:bottom;font-weight:bold;">Clear (H/H/H/H)</td> <td data-sheets-numberformat='{"1":2,"2":"0.00","3":1}' data-sheets-value='{"1":3,"3":1.28}' style="overflow:hidden;padding:0px 3px 0px 3px;vertical-align:bottom;text-align:center;">1.28</td> <td data-sheets-numberformat='{"1":2,"2":"0","3":1}' data-sheets-value='{"1":3,"3":64}' style="overflow:hidden;padding:0px 3px 0px 3px;vertical-align:bottom;text-align:center;">64</td> <td data-sheets-numberformat='{"1":2,"2":"0","3":1}' data-sheets-value='{"1":3,"3":54}' style="overflow:hidden;padding:0px 3px 0px 3px;vertical-align:bottom;text-align:center;">54</td> <td data-sheets-numberformat='{"1":2,"2":"0","3":1}' data-sheets-value='{"1":3,"3":23}' style="border-right:1px solid #000000;overflow:hidden;padding:0px 3px 0px 3px;vertical-align:bottom;text-align:center;">23</td> </tr> <tr style="height:20px;"> <td style="border-bottom:1px solid #000000;border-left:1px solid #000000;overflow:hidden;padding:0px 3px 0px 3px;vertical-align:bottom;"></td> <td data-sheets-value='{"1":2,"2":"Four-walled"}' style="border-bottom:1px solid #000000;overflow:hidden;padding:0px 3px 0px 3px;vertical-align:bottom;font-weight:bold;">Four-walled</td> <td data-sheets-value='{"1":2,"2":"Opal (H/H/O/H)"}' style="border-right:1px solid #000000;border-bottom:1px solid #000000;overflow:hidden;padding:0px 3px 0px 3px;vertical-align:bottom;font-weight:bold;">Opal (H/H/O/H)</td> <td data-sheets-numberformat='{"1":2,"2":"0.00","3":1}' data-sheets-value='{"1":3,"3":1.28}' style="border-bottom:1px solid #000000;overflow:hidden;padding:0px 3px 0px 3px;vertical-align:bottom;text-align:center;">1.28</td> <td data-sheets-numberformat='{"1":2,"2":"0","3":1}' data-sheets-value='{"1":3,"3":59}' style="border-bottom:1px solid #000000;overflow:hidden;padding:0px 3px 0px 3px;vertical-align:bottom;text-align:center;">59</td> <td data-sheets-numberformat='{"1":2,"2":"0","3":1}' data-sheets-value='{"1":3,"3":48}' style="border-bottom:1px solid #000000;overflow:hidden;padding:0px 3px 0px 3px;vertical-align:bottom;text-align:center;">48</td> <td data-sheets-numberformat='{"1":2,"2":"0","3":1}' data-sheets-value='{"1":3,"3":23}' style="border-right:1px solid #000000;border-bottom:1px solid #000000;overflow:hidden;padding:0px 3px 0px 3px;vertical-align:bottom;text-align:center;">23</td> </tr> <tr style="height:20px;"> <td data-sheets-value='{"1":2,"2":"Polycarbonate "}' style="border-left:1px solid #000000;overflow:hidden;padding:0px 3px 0px 3px;vertical-align:bottom;font-weight:bold;">Polycarbonate </td> <td data-sheets-value='{"1":2,"2":"Single-walled"}' style="overflow:hidden;padding:0px 3px 0px 3px;vertical-align:bottom;font-weight:bold;">Single-walled</td> <td data-sheets-value='{"1":2,"2":"Clear (A)"}' style="border-right:1px solid #000000;overflow:hidden;padding:0px 3px 0px 3px;vertical-align:bottom;font-weight:bold;">Clear (A)</td> <td data-sheets-numberformat='{"1":2,"2":"0.00","3":1}' data-sheets-value='{"1":3,"3":5.17}' style="overflow:hidden;padding:0px 3px 0px 3px;vertical-align:bottom;text-align:center;">5.17</td> <td data-sheets-numberformat='{"1":2,"2":"0","3":1}' data-sheets-value='{"1":3,"3":88}' style="overflow:hidden;padding:0px 3px 0px 3px;vertical-align:bottom;text-align:center;">88</td> <td data-sheets-numberformat='{"1":2,"2":"0","3":1}' data-sheets-value='{"1":3,"3":83}' style="overflow:hidden;padding:0px 3px 0px 3px;vertical-align:bottom;text-align:center;">83</td> <td data-sheets-numberformat='{"1":2,"2":"0","3":1}' data-sheets-value='{"1":2,"2":"-"}' style="border-right:1px solid #000000;overflow:hidden;padding:0px 3px 0px 3px;vertical-align:bottom;text-align:center;">-</td> </tr> <tr style="height:20px;"> <td data-sheets-value='{"1":2,"2":"PC"}' style="border-left:1px solid #000000;overflow:hidden;padding:0px 3px 0px 3px;vertical-align:bottom;font-weight:bold;">PC</td> <td data-sheets-value='{"1":2,"2":"Single-walled"}' style="overflow:hidden;padding:0px 3px 0px 3px;vertical-align:bottom;font-weight:bold;">Single-walled</td> <td data-sheets-value='{"1":2,"2":"Opal (D)"}' style="border-right:1px solid #000000;overflow:hidden;padding:0px 3px 0px 3px;vertical-align:bottom;font-weight:bold;">Opal (D)</td> <td data-sheets-numberformat='{"1":2,"2":"0.00","3":1}' data-sheets-value='{"1":3,"3":5.17}' style="overflow:hidden;padding:0px 3px 0px 3px;vertical-align:bottom;text-align:center;">5.17</td> <td data-sheets-numberformat='{"1":2,"2":"0","3":1}' data-sheets-value='{"1":3,"3":58}' style="overflow:hidden;padding:0px 3px 0px 3px;vertical-align:bottom;text-align:center;">58</td> <td data-sheets-numberformat='{"1":2,"2":"0","3":1}' data-sheets-value='{"1":3,"3":60}' style="overflow:hidden;padding:0px 3px 0px 3px;vertical-align:bottom;text-align:center;">60</td> <td data-sheets-numberformat='{"1":2,"2":"0","3":1}' data-sheets-value='{"1":2,"2":"-"}' style="border-right:1px solid #000000;overflow:hidden;padding:0px 3px 0px 3px;vertical-align:bottom;text-align:center;">-</td> </tr> <tr style="height:20px;"> <td style="border-left:1px solid #000000;overflow:hidden;padding:0px 3px 0px 3px;vertical-align:bottom;font-weight:bold;"></td> <td data-sheets-value='{"1":2,"2":"Double-walled"}' style="overflow:hidden;padding:0px 3px 0px 3px;vertical-align:bottom;font-weight:bold;">Double-walled</td> <td data-sheets-value='{"1":2,"2":"Clear (A/H)"}' style="border-right:1px solid #000000;overflow:hidden;padding:0px 3px 0px 3px;vertical-align:bottom;font-weight:bold;">Clear (A/H)</td> <td data-sheets-numberformat='{"1":2,"2":"0.00","3":1}' data-sheets-value='{"1":3,"3":2.9}' style="overflow:hidden;padding:0px 3px 0px 3px;vertical-align:bottom;text-align:center;">2.90</td> <td data-sheets-numberformat='{"1":2,"2":"0","3":1}' data-sheets-value='{"1":3,"3":79}' style="overflow:hidden;padding:0px 3px 0px 3px;vertical-align:bottom;text-align:center;">79</td> <td data-sheets-numberformat='{"1":2,"2":"0","3":1}' data-sheets-value='{"1":3,"3":72}' style="overflow:hidden;padding:0px 3px 0px 3px;vertical-align:bottom;text-align:center;">72</td> <td data-sheets-numberformat='{"1":2,"2":"0","3":1}' data-sheets-value='{"1":3,"3":20}' style="border-right:1px solid #000000;overflow:hidden;padding:0px 3px 0px 3px;vertical-align:bottom;text-align:center;">20</td> </tr> <tr style="height:20px;"> <td style="border-left:1px solid #000000;overflow:hidden;padding:0px 3px 0px 3px;vertical-align:bottom;font-weight:bold;"></td> <td data-sheets-value='{"1":2,"2":"Double-walled"}' style="overflow:hidden;padding:0px 3px 0px 3px;vertical-align:bottom;font-weight:bold;">Double-walled</td> <td data-sheets-value='{"1":2,"2":"Clear (A/A)"}' style="border-right:1px solid #000000;overflow:hidden;padding:0px 3px 0px 3px;vertical-align:bottom;font-weight:bold;">Clear (A/A)</td> <td data-sheets-numberformat='{"1":2,"2":"0.00","3":1}' data-sheets-value='{"1":3,"3":2.9}' style="overflow:hidden;padding:0px 3px 0px 3px;vertical-align:bottom;text-align:center;">2.90</td> <td data-sheets-numberformat='{"1":2,"2":"0","3":1}' data-sheets-value='{"1":3,"3":77}' style="overflow:hidden;padding:0px 3px 0px 3px;vertical-align:bottom;text-align:center;">77</td> <td data-sheets-numberformat='{"1":2,"2":"0","3":1}' data-sheets-value='{"1":3,"3":69}' style="overflow:hidden;padding:0px 3px 0px 3px;vertical-align:bottom;text-align:center;">69</td> <td data-sheets-numberformat='{"1":2,"2":"0","3":1}' data-sheets-value='{"1":3,"3":20}' style="border-right:1px solid #000000;overflow:hidden;padding:0px 3px 0px 3px;vertical-align:bottom;text-align:center;">20</td> </tr> <tr style="height:20px;"> <td style="border-left:1px solid #000000;overflow:hidden;padding:0px 3px 0px 3px;vertical-align:bottom;font-weight:bold;"></td> <td data-sheets-value='{"1":2,"2":"Double-walled"}' style="overflow:hidden;padding:0px 3px 0px 3px;vertical-align:bottom;font-weight:bold;">Double-walled</td> <td data-sheets-value='{"1":2,"2":"Opal (A/O)"}' style="border-right:1px solid #000000;overflow:hidden;padding:0px 3px 0px 3px;vertical-align:bottom;font-weight:bold;">Opal (A/O)</td> <td data-sheets-numberformat='{"1":2,"2":"0.00","3":1}' data-sheets-value='{"1":3,"3":2.9}' style="overflow:hidden;padding:0px 3px 0px 3px;vertical-align:bottom;text-align:center;">2.90</td> <td data-sheets-numberformat='{"1":2,"2":"0","3":1}' data-sheets-value='{"1":3,"3":73}' style="overflow:hidden;padding:0px 3px 0px 3px;vertical-align:bottom;text-align:center;">73</td> <td data-sheets-numberformat='{"1":2,"2":"0","3":1}' data-sheets-value='{"1":3,"3":63}' style="overflow:hidden;padding:0px 3px 0px 3px;vertical-align:bottom;text-align:center;">63</td> <td data-sheets-numberformat='{"1":2,"2":"0","3":1}' data-sheets-value='{"1":3,"3":20}' style="border-right:1px solid #000000;overflow:hidden;padding:0px 3px 0px 3px;vertical-align:bottom;text-align:center;">20</td> </tr> <tr style="height:20px;"> <td style="border-left:1px solid #000000;overflow:hidden;padding:0px 3px 0px 3px;vertical-align:bottom;font-weight:bold;"></td> <td data-sheets-value='{"1":2,"2":"Double-walled"}' style="overflow:hidden;padding:0px 3px 0px 3px;vertical-align:bottom;font-weight:bold;">Double-walled</td> <td data-sheets-value='{"1":2,"2":"Opal (A/D)"}' style="border-right:1px solid #000000;overflow:hidden;padding:0px 3px 0px 3px;vertical-align:bottom;font-weight:bold;">Opal (A/D)</td> <td data-sheets-numberformat='{"1":2,"2":"0.00","3":1}' data-sheets-value='{"1":3,"3":2.9}' style="overflow:hidden;padding:0px 3px 0px 3px;vertical-align:bottom;text-align:center;">2.90</td> <td data-sheets-numberformat='{"1":2,"2":"0","3":1}' data-sheets-value='{"1":3,"3":51}' style="overflow:hidden;padding:0px 3px 0px 3px;vertical-align:bottom;text-align:center;">51</td> <td data-sheets-numberformat='{"1":2,"2":"0","3":1}' data-sheets-value='{"1":3,"3":50}' style="overflow:hidden;padding:0px 3px 0px 3px;vertical-align:bottom;text-align:center;">50</td> <td data-sheets-numberformat='{"1":2,"2":"0","3":1}' data-sheets-value='{"1":3,"3":20}' style="border-right:1px solid #000000;overflow:hidden;padding:0px 3px 0px 3px;vertical-align:bottom;text-align:center;">20</td> </tr> <tr style="height:20px;"> <td style="border-left:1px solid #000000;overflow:hidden;padding:0px 3px 0px 3px;vertical-align:bottom;font-weight:bold;"></td> <td data-sheets-value='{"1":2,"2":"Triple-walled"}' style="overflow:hidden;padding:0px 3px 0px 3px;vertical-align:bottom;font-weight:bold;">Triple-walled</td> <td data-sheets-value='{"1":2,"2":"Clear (A/H/H)"}' style="border-right:1px solid #000000;overflow:hidden;padding:0px 3px 0px 3px;vertical-align:bottom;font-weight:bold;">Clear (A/H/H)</td> <td data-sheets-numberformat='{"1":2,"2":"0.00","3":1}' data-sheets-value='{"1":3,"3":1.7}' style="overflow:hidden;padding:0px 3px 0px 3px;vertical-align:bottom;text-align:center;">1.70</td> <td data-sheets-numberformat='{"1":2,"2":"0","3":1}' data-sheets-value='{"1":3,"3":71}' style="overflow:hidden;padding:0px 3px 0px 3px;vertical-align:bottom;text-align:center;">71</td> <td data-sheets-numberformat='{"1":2,"2":"0","3":1}' data-sheets-value='{"1":3,"3":63}' style="overflow:hidden;padding:0px 3px 0px 3px;vertical-align:bottom;text-align:center;">63</td> <td data-sheets-numberformat='{"1":2,"2":"0","3":1}' data-sheets-value='{"1":3,"3":22}' style="border-right:1px solid #000000;overflow:hidden;padding:0px 3px 0px 3px;vertical-align:bottom;text-align:center;">22</td> </tr> <tr style="height:20px;"> <td style="border-left:1px solid #000000;overflow:hidden;padding:0px 3px 0px 3px;vertical-align:bottom;font-weight:bold;"></td> <td data-sheets-value='{"1":2,"2":"Triple-walled"}' style="overflow:hidden;padding:0px 3px 0px 3px;vertical-align:bottom;font-weight:bold;">Triple-walled</td> <td data-sheets-value='{"1":2,"2":"Opal (A/O/O)"}' style="border-right:1px solid #000000;overflow:hidden;padding:0px 3px 0px 3px;vertical-align:bottom;font-weight:bold;">Opal (A/O/O)</td> <td data-sheets-numberformat='{"1":2,"2":"0.00","3":1}' data-sheets-value='{"1":3,"3":1.7}' style="overflow:hidden;padding:0px 3px 0px 3px;vertical-align:bottom;text-align:center;">1.70</td> <td data-sheets-numberformat='{"1":2,"2":"0","3":1}' data-sheets-value='{"1":3,"3":61}' style="overflow:hidden;padding:0px 3px 0px 3px;vertical-align:bottom;text-align:center;">61</td> <td data-sheets-numberformat='{"1":2,"2":"0","3":1}' data-sheets-value='{"1":3,"3":48}' style="overflow:hidden;padding:0px 3px 0px 3px;vertical-align:bottom;text-align:center;">48</td> <td data-sheets-numberformat='{"1":2,"2":"0","3":1}' data-sheets-value='{"1":3,"3":22}' style="border-right:1px solid #000000;overflow:hidden;padding:0px 3px 0px 3px;vertical-align:bottom;text-align:center;">22</td> </tr> <tr style="height:20px;"> <td style="border-left:1px solid #000000;overflow:hidden;padding:0px 3px 0px 3px;vertical-align:bottom;font-weight:bold;"></td> <td data-sheets-value='{"1":2,"2":"Four-walled"}' style="overflow:hidden;padding:0px 3px 0px 3px;vertical-align:bottom;font-weight:bold;">Four-walled</td> <td data-sheets-value='{"1":2,"2":"Clear (A/H/H/H)"}' style="border-right:1px solid #000000;overflow:hidden;padding:0px 3px 0px 3px;vertical-align:bottom;font-weight:bold;">Clear (A/H/H/H)</td> <td data-sheets-numberformat='{"1":2,"2":"0.00","3":1}' data-sheets-value='{"1":3,"3":1.28}' style="overflow:hidden;padding:0px 3px 0px 3px;vertical-align:bottom;text-align:center;">1.28</td> <td data-sheets-numberformat='{"1":2,"2":"0","3":1}' data-sheets-value='{"1":3,"3":64}' style="overflow:hidden;padding:0px 3px 0px 3px;vertical-align:bottom;text-align:center;">64</td> <td data-sheets-numberformat='{"1":2,"2":"0","3":1}' data-sheets-value='{"1":3,"3":52}' style="overflow:hidden;padding:0px 3px 0px 3px;vertical-align:bottom;text-align:center;">52</td> <td data-sheets-numberformat='{"1":2,"2":"0","3":1}' data-sheets-value='{"1":3,"3":23}' style="border-right:1px solid #000000;overflow:hidden;padding:0px 3px 0px 3px;vertical-align:bottom;text-align:center;">23</td> </tr> <tr style="height:20px;"> <td style="border-bottom:1px solid #000000;border-left:1px solid #000000;overflow:hidden;padding:0px 3px 0px 3px;vertical-align:bottom;"></td> <td data-sheets-value='{"1":2,"2":"Four-walled"}' style="border-bottom:1px solid #000000;overflow:hidden;padding:0px 3px 0px 3px;vertical-align:bottom;font-weight:bold;">Four-walled</td> <td data-sheets-value='{"1":2,"2":"Opal (A/H/O/H)"}' style="border-right:1px solid #000000;border-bottom:1px solid #000000;overflow:hidden;padding:0px 3px 0px 3px;vertical-align:bottom;font-weight:bold;">Opal (A/H/O/H)</td> <td data-sheets-numberformat='{"1":2,"2":"0.00","3":1}' data-sheets-value='{"1":3,"3":1.28}' style="border-bottom:1px solid #000000;overflow:hidden;padding:0px 3px 0px 3px;vertical-align:bottom;text-align:center;">1.28</td> <td data-sheets-numberformat='{"1":2,"2":"0","3":1}' data-sheets-value='{"1":3,"3":59}' style="border-bottom:1px solid #000000;overflow:hidden;padding:0px 3px 0px 3px;vertical-align:bottom;text-align:center;">59</td> <td data-sheets-numberformat='{"1":2,"2":"0","3":1}' data-sheets-value='{"1":3,"3":46}' style="border-bottom:1px solid #000000;overflow:hidden;padding:0px 3px 0px 3px;vertical-align:bottom;text-align:center;">46</td> <td data-sheets-numberformat='{"1":2,"2":"0","3":1}' data-sheets-value='{"1":3,"3":23}' style="border-right:1px solid #000000;border-bottom:1px solid #000000;overflow:hidden;padding:0px 3px 0px 3px;vertical-align:bottom;text-align:center;">23</td> </tr> <tr style="height:20px;"> <td data-sheets-value='{"1":2,"2":"Polycarbonate"}' style="border-left:1px solid #000000;overflow:hidden;padding:0px 3px 0px 3px;vertical-align:bottom;font-weight:bold;">Polycarbonate</td> <td data-sheets-value='{"1":2,"2":"Single-walled"}' style="overflow:hidden;padding:0px 3px 0px 3px;vertical-align:bottom;font-weight:bold;">Single-walled</td> <td data-sheets-value='{"1":2,"2":"Heatstop Opal (T)"}' style="border-right:1px solid #000000;overflow:hidden;padding:0px 3px 0px 3px;vertical-align:bottom;font-weight:bold;">Heatstop Opal (T)</td> <td data-sheets-numberformat='{"1":2,"2":"0.00","3":1}' data-sheets-value='{"1":3,"3":5.17}' style="overflow:hidden;padding:0px 3px 0px 3px;vertical-align:bottom;text-align:center;">5.17</td> <td data-sheets-numberformat='{"1":2,"2":"0","3":1}' data-sheets-value='{"1":3,"3":49}' style="overflow:hidden;padding:0px 3px 0px 3px;vertical-align:bottom;text-align:center;">49</td> <td data-sheets-numberformat='{"1":2,"2":"0","3":1}' data-sheets-value='{"1":3,"3":59}' style="overflow:hidden;padding:0px 3px 0px 3px;vertical-align:bottom;text-align:center;">59</td> <td data-sheets-numberformat='{"1":2,"2":"0","3":1}' data-sheets-value='{"1":2,"2":"-"}' style="border-right:1px solid #000000;overflow:hidden;padding:0px 3px 0px 3px;vertical-align:bottom;text-align:center;">-</td> </tr> <tr style="height:20px;"> <td data-sheets-value='{"1":2,"2":"Heatstop PC"}' style="border-left:1px solid #000000;overflow:hidden;padding:0px 3px 0px 3px;vertical-align:bottom;font-weight:bold;">Heatstop PC</td> <td data-sheets-value='{"1":2,"2":"Double-walled"}' style="overflow:hidden;padding:0px 3px 0px 3px;vertical-align:bottom;font-weight:bold;">Double-walled</td> <td data-sheets-value='{"1":2,"2":"Clear (T/H)"}' style="border-right:1px solid #000000;overflow:hidden;padding:0px 3px 0px 3px;vertical-align:bottom;font-weight:bold;">Clear (T/H)</td> <td data-sheets-numberformat='{"1":2,"2":"0.00","3":1}' data-sheets-value='{"1":3,"3":2.9}' style="overflow:hidden;padding:0px 3px 0px 3px;vertical-align:bottom;text-align:center;">2.90</td> <td data-sheets-numberformat='{"1":2,"2":"0","3":1}' data-sheets-value='{"1":3,"3":44}' style="overflow:hidden;padding:0px 3px 0px 3px;vertical-align:bottom;text-align:center;">44</td> <td data-sheets-numberformat='{"1":2,"2":"0","3":1}' data-sheets-value='{"1":3,"3":51}' style="overflow:hidden;padding:0px 3px 0px 3px;vertical-align:bottom;text-align:center;">51</td> <td data-sheets-numberformat='{"1":2,"2":"0","3":1}' data-sheets-value='{"1":3,"3":20}' style="border-right:1px solid #000000;overflow:hidden;padding:0px 3px 0px 3px;vertical-align:bottom;text-align:center;">20</td> </tr> <tr style="height:20px;"> <td style="border-left:1px solid #000000;overflow:hidden;padding:0px 3px 0px 3px;vertical-align:bottom;font-weight:bold;"></td> <td data-sheets-value='{"1":2,"2":"Double-walled"}' style="overflow:hidden;padding:0px 3px 0px 3px;vertical-align:bottom;font-weight:bold;">Double-walled</td> <td data-sheets-value='{"1":2,"2":"Opal (T/O)"}' style="border-right:1px solid #000000;overflow:hidden;padding:0px 3px 0px 3px;vertical-align:bottom;font-weight:bold;">Opal (T/O)</td> <td data-sheets-numberformat='{"1":2,"2":"0.00","3":1}' data-sheets-value='{"1":3,"3":2.9}' style="overflow:hidden;padding:0px 3px 0px 3px;vertical-align:bottom;text-align:center;">2.90</td> <td data-sheets-numberformat='{"1":2,"2":"0","3":1}' data-sheets-value='{"1":3,"3":41}' style="overflow:hidden;padding:0px 3px 0px 3px;vertical-align:bottom;text-align:center;">41</td> <td data-sheets-numberformat='{"1":2,"2":"0","3":1}' data-sheets-value='{"1":3,"3":45}' style="overflow:hidden;padding:0px 3px 0px 3px;vertical-align:bottom;text-align:center;">45</td> <td data-sheets-numberformat='{"1":2,"2":"0","3":1}' data-sheets-value='{"1":3,"3":20}' style="border-right:1px solid #000000;overflow:hidden;padding:0px 3px 0px 3px;vertical-align:bottom;text-align:center;">20</td> </tr> <tr style="height:20px;"> <td style="border-left:1px solid #000000;overflow:hidden;padding:0px 3px 0px 3px;vertical-align:bottom;font-weight:bold;"></td> <td data-sheets-value='{"1":2,"2":"Triple-walled"}' style="overflow:hidden; | skylux-160-ce-met-koepel-en-pvc-opstand-16-00-met-lm-motor-1100-x-2300-mm | 8586022355277 | 46872330666317
Smoke and heat exhaust (SHEV) | SHE system | Skylux | Skylux 160° CE with skylight and PVC curb 16/00 with LM-actuator 1200 x 1200 mm |  | 27763 | 5412970277637 | 3818.8 | Yes | 30-45 | 56.91 | 1200 x 1200 mm | 1200 | 1200 |  | PVC 16/00 (16 cm high & roof opening = daylight size) | Square | 5.17 W/m²K - 1.28 W/m²K | 87% - 32% | 90% - 32% | 20dB - 23dB | 160° CE (for industry) | skylight | without spoiler | E | Single actuator | Maximum four-walled skylight possible for this product | Ut-value LT-value g-value Rw-value EN 1873 : 2014 EN ISO 13468 EN 16153 EN 410 EN 410 EN ISO 140-3 Material Walls Shells (W/m²K) (%) (%) (dB) Acrylic Single-walled Clear (H) 5.17 90 87 - PMMA Single-walled Opal (O) 5.17 83 76 - Double-walled Clear (H/H) 2.90 81 75 20 Double-walled Opal (O/O) 2.90 69 58 20 Triple-walled Clear (H/H/H) 1.70 73 65 22 Triple-walled Opal (O/H/O) 1.70 62 51 22 Four-walled Clear (H/H/H/H) 1.28 64 54 23 Four-walled Opal (H/H/O/H) 1.28 59 48 23 Polycarbonate Single-walled Clear (A) 5.17 88 83 - PC Single-walled Opal (D) 5.17 58 60 - Double-walled Clear (A/H) 2.90 79 72 20 Double-walled Clear (A/A) 2.90 77 69 20 Double-walled Opal (A/O) 2.90 73 63 20 Double-walled Opal (A/D) 2.90 51 50 20 Triple-walled Clear (A/H/H) 1.70 71 63 22 Triple-walled Opal (A/O/O) 1.70 61 48 22 Four-walled Clear (A/H/H/H) 1.28 64 52 23 Four-walled Opal (A/H/O/H) 1.28 59 46 23 Polycarbonate Single-walled Heatstop Opal (T) 5.17 49 59 - Heatstop PC Double-walled Clear (T/H) 2.90 44 51 20 Double-walled Opal (T/O) 2.90 41 45 20 Triple-walled Clear (T/H/H) 1.70 40 <td data-sheets-numberformat='{"1":2,"2":"0","3":1}' data-sheets-value='{"1":3,"3":44}' style="overflow:hidden;paddin | https://skylux.eu/en/products/skylux-160-ce-met-koepel-en-pvc-opstand-16-00-met-lm-motor-1200-x-1200-mm | https://skylux.eu/cdn/shop/files/Skylux-160deg-CE-met-koepel-en-pvc-opstand-1600-met-LM-motor-1200-x-1200-mm-RWA-systeem.jpg?v=1702979415&width=1600 | https://skylux.eu/cdn/shop/files/e5a82811-1bb0-48e4-a776-cacb59c7c092_9f3590e3-9327-4cbd-bf2c-34df1f54a7f5.jpg?v=1688550891&width=1600 | //skylux.eu/cdn/shop/files/E_MH_Mounting_instructions_Skylux_160_CE_LM.pdf?v=12406716259046007223 | //skylux.eu/cdn/shop/files/E_TD_Technical_File_Skylux_Skylux_160_CE_Electric.pdf?v=3667116872303399239 | <style type="text/css" id="isPasted"> <!--td { border: 1px solid #cccccc; } br { mso-data-placement: same-cell; } --> </style> <table border="1" cellpadding="0" cellspacing="0" dir="ltr" style="table-layout:fixed;font-size:10pt;font-family:Arial;border-collapse:collapse;border:none;"><tbody> <tr style="height:20px;"> <td style="overflow:hidden;padding:0px 3px 0px 3px;vertical-align:bottom;"></td> <td style="overflow:hidden;padding:0px 3px 0px 3px;vertical-align:bottom;"></td> <td style="overflow:hidden;padding:0px 3px 0px 3px;vertical-align:bottom;"></td> <td data-sheets-value='{"1":2,"2":"Ut-value"}' style="overflow:hidden;padding:0px 3px 0px 3px;vertical-align:bottom;font-weight:bold;text-align:center;">Ut-value</td> <td data-sheets-value='{"1":2,"2":"LT-value"}' style="overflow:hidden;padding:0px 3px 0px 3px;vertical-align:bottom;font-weight:bold;text-align:center;">LT-value</td> <td data-sheets-value='{"1":2,"2":"g-value"}' style="overflow:hidden;padding:0px 3px 0px 3px;vertical-align:bottom;font-weight:bold;text-align:center;">g-value</td> <td data-sheets-value='{"1":2,"2":"Rw-value "}' style="overflow:hidden;padding:0px 3px 0px 3px;vertical-align:bottom;font-weight:bold;text-align:center;">Rw-value </td> </tr> <tr style="height:20px;"> <td style="overflow:hidden;padding:0px 3px 0px 3px;vertical-align:bottom;"></td> <td style="overflow:hidden;padding:0px 3px 0px 3px;vertical-align:bottom;"></td> <td style="overflow:hidden;padding:0px 3px 0px 3px;vertical-align:bottom;"></td> <td data-sheets-numberformat='{"1":2,"2":"0.00","3":1}' data-sheets-value='{"1":2,"2":"EN 1873 : 2014"}' style="overflow:hidden;padding:0px 3px 0px 3px;vertical-align:bottom;text-align:center;">EN 1873 : 2014</td> <td data-sheets-numberformat='{"1":2,"2":"0","3":1}' data-sheets-value='{"1":2,"2":"EN ISO 13468 EN 16153 EN 410"}' style="overflow:hidden;padding:0px 3px 0px 3px;vertical-align:bottom;text-align:center;">EN ISO 13468 EN 16153 EN 410</td> <td data-sheets-numberformat='{"1":2,"2":"0","3":1}' data-sheets-value='{"1":2,"2":"EN 410"}' style="overflow:hidden;padding:0px 3px 0px 3px;vertical-align:bottom;text-align:center;">EN 410</td> <td data-sheets-value='{"1":2,"2":"EN ISO 140-3\t\t"}' style="overflow:hidden;padding:0px 3px 0px 3px;vertical-align:bottom;text-align:center;">EN ISO 140-3 </td> </tr> <tr style="height:20px;"> <td data-sheets-value='{"1":2,"2":"Material"}' style="border-bottom:1px solid #000000;overflow:hidden;padding:0px 3px 0px 3px;vertical-align:bottom;background-color:#000000;font-weight:bold;color:#ffffff;">Material</td> <td data-sheets-value='{"1":2,"2":"Walls"}' style="border-bottom:1px solid #000000;overflow:hidden;padding:0px 3px 0px 3px;vertical-align:bottom;background-color:#000000;font-weight:bold;color:#ffffff;">Walls</td> <td data-sheets-value='{"1":2,"2":"Shells"}' style="border-bottom:1px solid #000000;overflow:hidden;padding:0px 3px 0px 3px;vertical-align:bottom;background-color:#000000;font-weight:bold;color:#ffffff;">Shells</td> <td data-sheets-numberformat='{"1":2,"2":"0.00","3":1}' data-sheets-value='{"1":2,"2":"(W/m²K)\t"}' style="border-bottom:1px solid #000000;overflow:hidden;padding:0px 3px 0px 3px;vertical-align:bottom;background-color:#000000;font-weight:bold;color:#ffffff;text-align:center;">(W/m²K) </td> <td data-sheets-numberformat='{"1":2,"2":"0","3":1}' data-sheets-value='{"1":2,"2":"(%)"}' style="border-bottom:1px solid #000000;overflow:hidden;padding:0px 3px 0px 3px;vertical-align:bottom;background-color:#000000;font-weight:bold;color:#ffffff;text-align:center;">(%)</td> <td data-sheets-numberformat='{"1":2,"2":"0","3":1}' data-sheets-value='{"1":2,"2":"(%)"}' style="border-bottom:1px solid #000000;overflow:hidden;padding:0px 3px 0px 3px;vertical-align:bottom;background-color:#000000;font-weight:bold;color:#ffffff;text-align:center;">(%)</td> <td data-sheets-value='{"1":2,"2":"(dB)"}' style="border-bottom:1px solid #000000;overflow:hidden;padding:0px 3px 0px 3px;vertical-align:bottom;background-color:#000000;font-weight:bold;color:#ffffff;text-align:center;">(dB)</td> </tr> <tr style="height:20px;"> <td data-sheets-value='{"1":2,"2":"Acrylic"}' style="border-left:1px solid #000000;overflow:hidden;padding:0px 3px 0px 3px;vertical-align:bottom;font-weight:bold;">Acrylic</td> <td data-sheets-value='{"1":2,"2":"Single-walled"}' style="overflow:hidden;padding:0px 3px 0px 3px;vertical-align:bottom;font-weight:bold;">Single-walled</td> <td data-sheets-value='{"1":2,"2":"Clear (H)"}' style="border-right:1px solid #000000;overflow:hidden;padding:0px 3px 0px 3px;vertical-align:bottom;font-weight:bold;">Clear (H)</td> <td data-sheets-numberformat='{"1":2,"2":"0.00","3":1}' data-sheets-value='{"1":3,"3":5.17}' style="overflow:hidden;padding:0px 3px 0px 3px;vertical-align:bottom;text-align:center;">5.17</td> <td data-sheets-numberformat='{"1":2,"2":"0","3":1}' data-sheets-value='{"1":3,"3":90}' style="overflow:hidden;padding:0px 3px 0px 3px;vertical-align:bottom;text-align:center;">90</td> <td data-sheets-numberformat='{"1":2,"2":"0","3":1}' data-sheets-value='{"1":3,"3":87}' style="overflow:hidden;padding:0px 3px 0px 3px;vertical-align:bottom;text-align:center;">87</td> <td data-sheets-numberformat='{"1":2,"2":"0","3":1}' data-sheets-value='{"1":2,"2":"-"}' style="border-right:1px solid #000000;overflow:hidden;padding:0px 3px 0px 3px;vertical-align:bottom;text-align:center;">-</td> </tr> <tr style="height:20px;"> <td data-sheets-value='{"1":2,"2":"PMMA"}' style="border-left:1px solid #000000;overflow:hidden;padding:0px 3px 0px 3px;vertical-align:bottom;font-weight:bold;">PMMA</td> <td data-sheets-value='{"1":2,"2":"Single-walled"}' style="overflow:hidden;padding:0px 3px 0px 3px;vertical-align:bottom;font-weight:bold;">Single-walled</td> <td data-sheets-value='{"1":2,"2":"Opal (O)"}' style="border-right:1px solid #000000;overflow:hidden;padding:0px 3px 0px 3px;vertical-align:bottom;font-weight:bold;">Opal (O)</td> <td data-sheets-numberformat='{"1":2,"2":"0.00","3":1}' data-sheets-value='{"1":3,"3":5.17}' style="overflow:hidden;padding:0px 3px 0px 3px;vertical-align:bottom;text-align:center;">5.17</td> <td data-sheets-numberformat='{"1":2,"2":"0","3":1}' data-sheets-value='{"1":3,"3":83}' style="overflow:hidden;padding:0px 3px 0px 3px;vertical-align:bottom;text-align:center;">83</td> <td data-sheets-numberformat='{"1":2,"2":"0","3":1}' data-sheets-value='{"1":3,"3":76}' style="overflow:hidden;padding:0px 3px 0px 3px;vertical-align:bottom;text-align:center;">76</td> <td data-sheets-numberformat='{"1":2,"2":"0","3":1}' data-sheets-value='{"1":2,"2":"-"}' style="border-right:1px solid #000000;overflow:hidden;padding:0px 3px 0px 3px;vertical-align:bottom;text-align:center;">-</td> </tr> <tr style="height:20px;"> <td style="border-left:1px solid #000000;overflow:hidden;padding:0px 3px 0px 3px;vertical-align:bottom;font-weight:bold;"></td> <td data-sheets-value='{"1":2,"2":"Double-walled"}' style="overflow:hidden;padding:0px 3px 0px 3px;vertical-align:bottom;font-weight:bold;">Double-walled</td> <td data-sheets-value='{"1":2,"2":"Clear (H/H)"}' style="border-right:1px solid #000000;overflow:hidden;padding:0px 3px 0px 3px;vertical-align:bottom;font-weight:bold;">Clear (H/H)</td> <td data-sheets-numberformat='{"1":2,"2":"0.00","3":1}' data-sheets-value='{"1":3,"3":2.9}' style="overflow:hidden;padding:0px 3px 0px 3px;vertical-align:bottom;text-align:center;">2.90</td> <td data-sheets-numberformat='{"1":2,"2":"0","3":1}' data-sheets-value='{"1":3,"3":81}' style="overflow:hidden;padding:0px 3px 0px 3px;vertical-align:bottom;text-align:center;">81</td> <td data-sheets-numberformat='{"1":2,"2":"0","3":1}' data-sheets-value='{"1":3,"3":75}' style="overflow:hidden;padding:0px 3px 0px 3px;vertical-align:bottom;text-align:center;">75</td> <td data-sheets-numberformat='{"1":2,"2":"0","3":1}' data-sheets-value='{"1":3,"3":20}' style="border-right:1px solid #000000;overflow:hidden;padding:0px 3px 0px 3px;vertical-align:bottom;text-align:center;">20</td> </tr> <tr style="height:20px;"> <td style="border-left:1px solid #000000;overflow:hidden;padding:0px 3px 0px 3px;vertical-align:bottom;font-weight:bold;"></td> <td data-sheets-value='{"1":2,"2":"Double-walled"}' style="overflow:hidden;padding:0px 3px 0px 3px;vertical-align:bottom;font-weight:bold;">Double-walled</td> <td data-sheets-value='{"1":2,"2":"Opal (O/O)"}' style="border-right:1px solid #000000;overflow:hidden;padding:0px 3px 0px 3px;vertical-align:bottom;font-weight:bold;">Opal (O/O)</td> <td data-sheets-numberformat='{"1":2,"2":"0.00","3":1}' data-sheets-value='{"1":3,"3":2.9}' style="overflow:hidden;padding:0px 3px 0px 3px;vertical-align:bottom;text-align:center;">2.90</td> <td data-sheets-numberformat='{"1":2,"2":"0","3":1}' data-sheets-value='{"1":3,"3":69}' style="overflow:hidden;padding:0px 3px 0px 3px;vertical-align:bottom;text-align:center;">69</td> <td data-sheets-numberformat='{"1":2,"2":"0","3":1}' data-sheets-value='{"1":3,"3":58}' style="overflow:hidden;padding:0px 3px 0px 3px;vertical-align:bottom;text-align:center;">58</td> <td data-sheets-numberformat='{"1":2,"2":"0","3":1}' data-sheets-value='{"1":3,"3":20}' style="border-right:1px solid #000000;overflow:hidden;padding:0px 3px 0px 3px;vertical-align:bottom;text-align:center;">20</td> </tr> <tr style="height:20px;"> <td style="border-left:1px solid #000000;overflow:hidden;padding:0px 3px 0px 3px;vertical-align:bottom;font-weight:bold;"></td> <td data-sheets-value='{"1":2,"2":"Triple-walled"}' style="overflow:hidden;padding:0px 3px 0px 3px;vertical-align:bottom;font-weight:bold;">Triple-walled</td> <td data-sheets-value='{"1":2,"2":"Clear (H/H/H)"}' style="border-right:1px solid #000000;overflow:hidden;padding:0px 3px 0px 3px;vertical-align:bottom;font-weight:bold;">Clear (H/H/H)</td> <td data-sheets-numberformat='{"1":2,"2":"0.00","3":1}' data-sheets-value='{"1":3,"3":1.7}' style="overflow:hidden;padding:0px 3px 0px 3px;vertical-align:bottom;text-align:center;">1.70</td> <td data-sheets-numberformat='{"1":2,"2":"0","3":1}' data-sheets-value='{"1":3,"3":73}' style="overflow:hidden;padding:0px 3px 0px 3px;vertical-align:bottom;text-align:center;">73</td> <td data-sheets-numberformat='{"1":2,"2":"0","3":1}' data-sheets-value='{"1":3,"3":65}' style="overflow:hidden;padding:0px 3px 0px 3px;vertical-align:bottom;text-align:center;">65</td> <td data-sheets-numberformat='{"1":2,"2":"0","3":1}' data-sheets-value='{"1":3,"3":22}' style="border-right:1px solid #000000;overflow:hidden;padding:0px 3px 0px 3px;vertical-align:bottom;text-align:center;">22</td> </tr> <tr style="height:20px;"> <td style="border-left:1px solid #000000;overflow:hidden;padding:0px 3px 0px 3px;vertical-align:bottom;font-weight:bold;"></td> <td data-sheets-value='{"1":2,"2":"Triple-walled"}' style="overflow:hidden;padding:0px 3px 0px 3px;vertical-align:bottom;font-weight:bold;">Triple-walled</td> <td data-sheets-value='{"1":2,"2":"Opal (O/H/O)"}' style="border-right:1px solid #000000;overflow:hidden;padding:0px 3px 0px 3px;vertical-align:bottom;font-weight:bold;">Opal (O/H/O)</td> <td data-sheets-numberformat='{"1":2,"2":"0.00","3":1}' data-sheets-value='{"1":3,"3":1.7}' style="overflow:hidden;padding:0px 3px 0px 3px;vertical-align:bottom;text-align:center;">1.70</td> <td data-sheets-numberformat='{"1":2,"2":"0","3":1}' data-sheets-value='{"1":3,"3":62}' style="overflow:hidden;padding:0px 3px 0px 3px;vertical-align:bottom;text-align:center;">62</td> <td data-sheets-numberformat='{"1":2,"2":"0","3":1}' data-sheets-value='{"1":3,"3":51}' style="overflow:hidden;padding:0px 3px 0px 3px;vertical-align:bottom;text-align:center;">51</td> <td data-sheets-numberformat='{"1":2,"2":"0","3":1}' data-sheets-value='{"1":3,"3":22}' style="border-right:1px solid #000000;overflow:hidden;padding:0px 3px 0px 3px;vertical-align:bottom;text-align:center;">22</td> </tr> <tr style="height:20px;"> <td style="border-left:1px solid #000000;overflow:hidden;padding:0px 3px 0px 3px;vertical-align:bottom;font-weight:bold;"></td> <td data-sheets-value='{"1":2,"2":"Four-walled"}' style="overflow:hidden;padding:0px 3px 0px 3px;vertical-align:bottom;font-weight:bold;">Four-walled</td> <td data-sheets-value='{"1":2,"2":"Clear (H/H/H/H)"}' style="border-right:1px solid #000000;overflow:hidden;padding:0px 3px 0px 3px;vertical-align:bottom;font-weight:bold;">Clear (H/H/H/H)</td> <td data-sheets-numberformat='{"1":2,"2":"0.00","3":1}' data-sheets-value='{"1":3,"3":1.28}' style="overflow:hidden;padding:0px 3px 0px 3px;vertical-align:bottom;text-align:center;">1.28</td> <td data-sheets-numberformat='{"1":2,"2":"0","3":1}' data-sheets-value='{"1":3,"3":64}' style="overflow:hidden;padding:0px 3px 0px 3px;vertical-align:bottom;text-align:center;">64</td> <td data-sheets-numberformat='{"1":2,"2":"0","3":1}' data-sheets-value='{"1":3,"3":54}' style="overflow:hidden;padding:0px 3px 0px 3px;vertical-align:bottom;text-align:center;">54</td> <td data-sheets-numberformat='{"1":2,"2":"0","3":1}' data-sheets-value='{"1":3,"3":23}' style="border-right:1px solid #000000;overflow:hidden;padding:0px 3px 0px 3px;vertical-align:bottom;text-align:center;">23</td> </tr> <tr style="height:20px;"> <td style="border-bottom:1px solid #000000;border-left:1px solid #000000;overflow:hidden;padding:0px 3px 0px 3px;vertical-align:bottom;"></td> <td data-sheets-value='{"1":2,"2":"Four-walled"}' style="border-bottom:1px solid #000000;overflow:hidden;padding:0px 3px 0px 3px;vertical-align:bottom;font-weight:bold;">Four-walled</td> <td data-sheets-value='{"1":2,"2":"Opal (H/H/O/H)"}' style="border-right:1px solid #000000;border-bottom:1px solid #000000;overflow:hidden;padding:0px 3px 0px 3px;vertical-align:bottom;font-weight:bold;">Opal (H/H/O/H)</td> <td data-sheets-numberformat='{"1":2,"2":"0.00","3":1}' data-sheets-value='{"1":3,"3":1.28}' style="border-bottom:1px solid #000000;overflow:hidden;padding:0px 3px 0px 3px;vertical-align:bottom;text-align:center;">1.28</td> <td data-sheets-numberformat='{"1":2,"2":"0","3":1}' data-sheets-value='{"1":3,"3":59}' style="border-bottom:1px solid #000000;overflow:hidden;padding:0px 3px 0px 3px;vertical-align:bottom;text-align:center;">59</td> <td data-sheets-numberformat='{"1":2,"2":"0","3":1}' data-sheets-value='{"1":3,"3":48}' style="border-bottom:1px solid #000000;overflow:hidden;padding:0px 3px 0px 3px;vertical-align:bottom;text-align:center;">48</td> <td data-sheets-numberformat='{"1":2,"2":"0","3":1}' data-sheets-value='{"1":3,"3":23}' style="border-right:1px solid #000000;border-bottom:1px solid #000000;overflow:hidden;padding:0px 3px 0px 3px;vertical-align:bottom;text-align:center;">23</td> </tr> <tr style="height:20px;"> <td data-sheets-value='{"1":2,"2":"Polycarbonate "}' style="border-left:1px solid #000000;overflow:hidden;padding:0px 3px 0px 3px;vertical-align:bottom;font-weight:bold;">Polycarbonate </td> <td data-sheets-value='{"1":2,"2":"Single-walled"}' style="overflow:hidden;padding:0px 3px 0px 3px;vertical-align:bottom;font-weight:bold;">Single-walled</td> <td data-sheets-value='{"1":2,"2":"Clear (A)"}' style="border-right:1px solid #000000;overflow:hidden;padding:0px 3px 0px 3px;vertical-align:bottom;font-weight:bold;">Clear (A)</td> <td data-sheets-numberformat='{"1":2,"2":"0.00","3":1}' data-sheets-value='{"1":3,"3":5.17}' style="overflow:hidden;padding:0px 3px 0px 3px;vertical-align:bottom;text-align:center;">5.17</td> <td data-sheets-numberformat='{"1":2,"2":"0","3":1}' data-sheets-value='{"1":3,"3":88}' style="overflow:hidden;padding:0px 3px 0px 3px;vertical-align:bottom;text-align:center;">88</td> <td data-sheets-numberformat='{"1":2,"2":"0","3":1}' data-sheets-value='{"1":3,"3":83}' style="overflow:hidden;padding:0px 3px 0px 3px;vertical-align:bottom;text-align:center;">83</td> <td data-sheets-numberformat='{"1":2,"2":"0","3":1}' data-sheets-value='{"1":2,"2":"-"}' style="border-right:1px solid #000000;overflow:hidden;padding:0px 3px 0px 3px;vertical-align:bottom;text-align:center;">-</td> </tr> <tr style="height:20px;"> <td data-sheets-value='{"1":2,"2":"PC"}' style="border-left:1px solid #000000;overflow:hidden;padding:0px 3px 0px 3px;vertical-align:bottom;font-weight:bold;">PC</td> <td data-sheets-value='{"1":2,"2":"Single-walled"}' style="overflow:hidden;padding:0px 3px 0px 3px;vertical-align:bottom;font-weight:bold;">Single-walled</td> <td data-sheets-value='{"1":2,"2":"Opal (D)"}' style="border-right:1px solid #000000;overflow:hidden;padding:0px 3px 0px 3px;vertical-align:bottom;font-weight:bold;">Opal (D)</td> <td data-sheets-numberformat='{"1":2,"2":"0.00","3":1}' data-sheets-value='{"1":3,"3":5.17}' style="overflow:hidden;padding:0px 3px 0px 3px;vertical-align:bottom;text-align:center;">5.17</td> <td data-sheets-numberformat='{"1":2,"2":"0","3":1}' data-sheets-value='{"1":3,"3":58}' style="overflow:hidden;padding:0px 3px 0px 3px;vertical-align:bottom;text-align:center;">58</td> <td data-sheets-numberformat='{"1":2,"2":"0","3":1}' data-sheets-value='{"1":3,"3":60}' style="overflow:hidden;padding:0px 3px 0px 3px;vertical-align:bottom;text-align:center;">60</td> <td data-sheets-numberformat='{"1":2,"2":"0","3":1}' data-sheets-value='{"1":2,"2":"-"}' style="border-right:1px solid #000000;overflow:hidden;padding:0px 3px 0px 3px;vertical-align:bottom;text-align:center;">-</td> </tr> <tr style="height:20px;"> <td style="border-left:1px solid #000000;overflow:hidden;padding:0px 3px 0px 3px;vertical-align:bottom;font-weight:bold;"></td> <td data-sheets-value='{"1":2,"2":"Double-walled"}' style="overflow:hidden;padding:0px 3px 0px 3px;vertical-align:bottom;font-weight:bold;">Double-walled</td> <td data-sheets-value='{"1":2,"2":"Clear (A/H)"}' style="border-right:1px solid #000000;overflow:hidden;padding:0px 3px 0px 3px;vertical-align:bottom;font-weight:bold;">Clear (A/H)</td> <td data-sheets-numberformat='{"1":2,"2":"0.00","3":1}' data-sheets-value='{"1":3,"3":2.9}' style="overflow:hidden;padding:0px 3px 0px 3px;vertical-align:bottom;text-align:center;">2.90</td> <td data-sheets-numberformat='{"1":2,"2":"0","3":1}' data-sheets-value='{"1":3,"3":79}' style="overflow:hidden;padding:0px 3px 0px 3px;vertical-align:bottom;text-align:center;">79</td> <td data-sheets-numberformat='{"1":2,"2":"0","3":1}' data-sheets-value='{"1":3,"3":72}' style="overflow:hidden;padding:0px 3px 0px 3px;vertical-align:bottom;text-align:center;">72</td> <td data-sheets-numberformat='{"1":2,"2":"0","3":1}' data-sheets-value='{"1":3,"3":20}' style="border-right:1px solid #000000;overflow:hidden;padding:0px 3px 0px 3px;vertical-align:bottom;text-align:center;">20</td> </tr> <tr style="height:20px;"> <td style="border-left:1px solid #000000;overflow:hidden;padding:0px 3px 0px 3px;vertical-align:bottom;font-weight:bold;"></td> <td data-sheets-value='{"1":2,"2":"Double-walled"}' style="overflow:hidden;padding:0px 3px 0px 3px;vertical-align:bottom;font-weight:bold;">Double-walled</td> <td data-sheets-value='{"1":2,"2":"Clear (A/A)"}' style="border-right:1px solid #000000;overflow:hidden;padding:0px 3px 0px 3px;vertical-align:bottom;font-weight:bold;">Clear (A/A)</td> <td data-sheets-numberformat='{"1":2,"2":"0.00","3":1}' data-sheets-value='{"1":3,"3":2.9}' style="overflow:hidden;padding:0px 3px 0px 3px;vertical-align:bottom;text-align:center;">2.90</td> <td data-sheets-numberformat='{"1":2,"2":"0","3":1}' data-sheets-value='{"1":3,"3":77}' style="overflow:hidden;padding:0px 3px 0px 3px;vertical-align:bottom;text-align:center;">77</td> <td data-sheets-numberformat='{"1":2,"2":"0","3":1}' data-sheets-value='{"1":3,"3":69}' style="overflow:hidden;padding:0px 3px 0px 3px;vertical-align:bottom;text-align:center;">69</td> <td data-sheets-numberformat='{"1":2,"2":"0","3":1}' data-sheets-value='{"1":3,"3":20}' style="border-right:1px solid #000000;overflow:hidden;padding:0px 3px 0px 3px;vertical-align:bottom;text-align:center;">20</td> </tr> <tr style="height:20px;"> <td style="border-left:1px solid #000000;overflow:hidden;padding:0px 3px 0px 3px;vertical-align:bottom;font-weight:bold;"></td> <td data-sheets-value='{"1":2,"2":"Double-walled"}' style="overflow:hidden;padding:0px 3px 0px 3px;vertical-align:bottom;font-weight:bold;">Double-walled</td> <td data-sheets-value='{"1":2,"2":"Opal (A/O)"}' style="border-right:1px solid #000000;overflow:hidden;padding:0px 3px 0px 3px;vertical-align:bottom;font-weight:bold;">Opal (A/O)</td> <td data-sheets-numberformat='{"1":2,"2":"0.00","3":1}' data-sheets-value='{"1":3,"3":2.9}' style="overflow:hidden;padding:0px 3px 0px 3px;vertical-align:bottom;text-align:center;">2.90</td> <td data-sheets-numberformat='{"1":2,"2":"0","3":1}' data-sheets-value='{"1":3,"3":73}' style="overflow:hidden;padding:0px 3px 0px 3px;vertical-align:bottom;text-align:center;">73</td> <td data-sheets-numberformat='{"1":2,"2":"0","3":1}' data-sheets-value='{"1":3,"3":63}' style="overflow:hidden;padding:0px 3px 0px 3px;vertical-align:bottom;text-align:center;">63</td> <td data-sheets-numberformat='{"1":2,"2":"0","3":1}' data-sheets-value='{"1":3,"3":20}' style="border-right:1px solid #000000;overflow:hidden;padding:0px 3px 0px 3px;vertical-align:bottom;text-align:center;">20</td> </tr> <tr style="height:20px;"> <td style="border-left:1px solid #000000;overflow:hidden;padding:0px 3px 0px 3px;vertical-align:bottom;font-weight:bold;"></td> <td data-sheets-value='{"1":2,"2":"Double-walled"}' style="overflow:hidden;padding:0px 3px 0px 3px;vertical-align:bottom;font-weight:bold;">Double-walled</td> <td data-sheets-value='{"1":2,"2":"Opal (A/D)"}' style="border-right:1px solid #000000;overflow:hidden;padding:0px 3px 0px 3px;vertical-align:bottom;font-weight:bold;">Opal (A/D)</td> <td data-sheets-numberformat='{"1":2,"2":"0.00","3":1}' data-sheets-value='{"1":3,"3":2.9}' style="overflow:hidden;padding:0px 3px 0px 3px;vertical-align:bottom;text-align:center;">2.90</td> <td data-sheets-numberformat='{"1":2,"2":"0","3":1}' data-sheets-value='{"1":3,"3":51}' style="overflow:hidden;padding:0px 3px 0px 3px;vertical-align:bottom;text-align:center;">51</td> <td data-sheets-numberformat='{"1":2,"2":"0","3":1}' data-sheets-value='{"1":3,"3":50}' style="overflow:hidden;padding:0px 3px 0px 3px;vertical-align:bottom;text-align:center;">50</td> <td data-sheets-numberformat='{"1":2,"2":"0","3":1}' data-sheets-value='{"1":3,"3":20}' style="border-right:1px solid #000000;overflow:hidden;padding:0px 3px 0px 3px;vertical-align:bottom;text-align:center;">20</td> </tr> <tr style="height:20px;"> <td style="border-left:1px solid #000000;overflow:hidden;padding:0px 3px 0px 3px;vertical-align:bottom;font-weight:bold;"></td> <td data-sheets-value='{"1":2,"2":"Triple-walled"}' style="overflow:hidden;padding:0px 3px 0px 3px;vertical-align:bottom;font-weight:bold;">Triple-walled</td> <td data-sheets-value='{"1":2,"2":"Clear (A/H/H)"}' style="border-right:1px solid #000000;overflow:hidden;padding:0px 3px 0px 3px;vertical-align:bottom;font-weight:bold;">Clear (A/H/H)</td> <td data-sheets-numberformat='{"1":2,"2":"0.00","3":1}' data-sheets-value='{"1":3,"3":1.7}' style="overflow:hidden;padding:0px 3px 0px 3px;vertical-align:bottom;text-align:center;">1.70</td> <td data-sheets-numberformat='{"1":2,"2":"0","3":1}' data-sheets-value='{"1":3,"3":71}' style="overflow:hidden;padding:0px 3px 0px 3px;vertical-align:bottom;text-align:center;">71</td> <td data-sheets-numberformat='{"1":2,"2":"0","3":1}' data-sheets-value='{"1":3,"3":63}' style="overflow:hidden;padding:0px 3px 0px 3px;vertical-align:bottom;text-align:center;">63</td> <td data-sheets-numberformat='{"1":2,"2":"0","3":1}' data-sheets-value='{"1":3,"3":22}' style="border-right:1px solid #000000;overflow:hidden;padding:0px 3px 0px 3px;vertical-align:bottom;text-align:center;">22</td> </tr> <tr style="height:20px;"> <td style="border-left:1px solid #000000;overflow:hidden;padding:0px 3px 0px 3px;vertical-align:bottom;font-weight:bold;"></td> <td data-sheets-value='{"1":2,"2":"Triple-walled"}' style="overflow:hidden;padding:0px 3px 0px 3px;vertical-align:bottom;font-weight:bold;">Triple-walled</td> <td data-sheets-value='{"1":2,"2":"Opal (A/O/O)"}' style="border-right:1px solid #000000;overflow:hidden;padding:0px 3px 0px 3px;vertical-align:bottom;font-weight:bold;">Opal (A/O/O)</td> <td data-sheets-numberformat='{"1":2,"2":"0.00","3":1}' data-sheets-value='{"1":3,"3":1.7}' style="overflow:hidden;padding:0px 3px 0px 3px;vertical-align:bottom;text-align:center;">1.70</td> <td data-sheets-numberformat='{"1":2,"2":"0","3":1}' data-sheets-value='{"1":3,"3":61}' style="overflow:hidden;padding:0px 3px 0px 3px;vertical-align:bottom;text-align:center;">61</td> <td data-sheets-numberformat='{"1":2,"2":"0","3":1}' data-sheets-value='{"1":3,"3":48}' style="overflow:hidden;padding:0px 3px 0px 3px;vertical-align:bottom;text-align:center;">48</td> <td data-sheets-numberformat='{"1":2,"2":"0","3":1}' data-sheets-value='{"1":3,"3":22}' style="border-right:1px solid #000000;overflow:hidden;padding:0px 3px 0px 3px;vertical-align:bottom;text-align:center;">22</td> </tr> <tr style="height:20px;"> <td style="border-left:1px solid #000000;overflow:hidden;padding:0px 3px 0px 3px;vertical-align:bottom;font-weight:bold;"></td> <td data-sheets-value='{"1":2,"2":"Four-walled"}' style="overflow:hidden;padding:0px 3px 0px 3px;vertical-align:bottom;font-weight:bold;">Four-walled</td> <td data-sheets-value='{"1":2,"2":"Clear (A/H/H/H)"}' style="border-right:1px solid #000000;overflow:hidden;padding:0px 3px 0px 3px;vertical-align:bottom;font-weight:bold;">Clear (A/H/H/H)</td> <td data-sheets-numberformat='{"1":2,"2":"0.00","3":1}' data-sheets-value='{"1":3,"3":1.28}' style="overflow:hidden;padding:0px 3px 0px 3px;vertical-align:bottom;text-align:center;">1.28</td> <td data-sheets-numberformat='{"1":2,"2":"0","3":1}' data-sheets-value='{"1":3,"3":64}' style="overflow:hidden;padding:0px 3px 0px 3px;vertical-align:bottom;text-align:center;">64</td> <td data-sheets-numberformat='{"1":2,"2":"0","3":1}' data-sheets-value='{"1":3,"3":52}' style="overflow:hidden;padding:0px 3px 0px 3px;vertical-align:bottom;text-align:center;">52</td> <td data-sheets-numberformat='{"1":2,"2":"0","3":1}' data-sheets-value='{"1":3,"3":23}' style="border-right:1px solid #000000;overflow:hidden;padding:0px 3px 0px 3px;vertical-align:bottom;text-align:center;">23</td> </tr> <tr style="height:20px;"> <td style="border-bottom:1px solid #000000;border-left:1px solid #000000;overflow:hidden;padding:0px 3px 0px 3px;vertical-align:bottom;"></td> <td data-sheets-value='{"1":2,"2":"Four-walled"}' style="border-bottom:1px solid #000000;overflow:hidden;padding:0px 3px 0px 3px;vertical-align:bottom;font-weight:bold;">Four-walled</td> <td data-sheets-value='{"1":2,"2":"Opal (A/H/O/H)"}' style="border-right:1px solid #000000;border-bottom:1px solid #000000;overflow:hidden;padding:0px 3px 0px 3px;vertical-align:bottom;font-weight:bold;">Opal (A/H/O/H)</td> <td data-sheets-numberformat='{"1":2,"2":"0.00","3":1}' data-sheets-value='{"1":3,"3":1.28}' style="border-bottom:1px solid #000000;overflow:hidden;padding:0px 3px 0px 3px;vertical-align:bottom;text-align:center;">1.28</td> <td data-sheets-numberformat='{"1":2,"2":"0","3":1}' data-sheets-value='{"1":3,"3":59}' style="border-bottom:1px solid #000000;overflow:hidden;padding:0px 3px 0px 3px;vertical-align:bottom;text-align:center;">59</td> <td data-sheets-numberformat='{"1":2,"2":"0","3":1}' data-sheets-value='{"1":3,"3":46}' style="border-bottom:1px solid #000000;overflow:hidden;padding:0px 3px 0px 3px;vertical-align:bottom;text-align:center;">46</td> <td data-sheets-numberformat='{"1":2,"2":"0","3":1}' data-sheets-value='{"1":3,"3":23}' style="border-right:1px solid #000000;border-bottom:1px solid #000000;overflow:hidden;padding:0px 3px 0px 3px;vertical-align:bottom;text-align:center;">23</td> </tr> <tr style="height:20px;"> <td data-sheets-value='{"1":2,"2":"Polycarbonate"}' style="border-left:1px solid #000000;overflow:hidden;padding:0px 3px 0px 3px;vertical-align:bottom;font-weight:bold;">Polycarbonate</td> <td data-sheets-value='{"1":2,"2":"Single-walled"}' style="overflow:hidden;padding:0px 3px 0px 3px;vertical-align:bottom;font-weight:bold;">Single-walled</td> <td data-sheets-value='{"1":2,"2":"Heatstop Opal (T)"}' style="border-right:1px solid #000000;overflow:hidden;padding:0px 3px 0px 3px;vertical-align:bottom;font-weight:bold;">Heatstop Opal (T)</td> <td data-sheets-numberformat='{"1":2,"2":"0.00","3":1}' data-sheets-value='{"1":3,"3":5.17}' style="overflow:hidden;padding:0px 3px 0px 3px;vertical-align:bottom;text-align:center;">5.17</td> <td data-sheets-numberformat='{"1":2,"2":"0","3":1}' data-sheets-value='{"1":3,"3":49}' style="overflow:hidden;padding:0px 3px 0px 3px;vertical-align:bottom;text-align:center;">49</td> <td data-sheets-numberformat='{"1":2,"2":"0","3":1}' data-sheets-value='{"1":3,"3":59}' style="overflow:hidden;padding:0px 3px 0px 3px;vertical-align:bottom;text-align:center;">59</td> <td data-sheets-numberformat='{"1":2,"2":"0","3":1}' data-sheets-value='{"1":2,"2":"-"}' style="border-right:1px solid #000000;overflow:hidden;padding:0px 3px 0px 3px;vertical-align:bottom;text-align:center;">-</td> </tr> <tr style="height:20px;"> <td data-sheets-value='{"1":2,"2":"Heatstop PC"}' style="border-left:1px solid #000000;overflow:hidden;padding:0px 3px 0px 3px;vertical-align:bottom;font-weight:bold;">Heatstop PC</td> <td data-sheets-value='{"1":2,"2":"Double-walled"}' style="overflow:hidden;padding:0px 3px 0px 3px;vertical-align:bottom;font-weight:bold;">Double-walled</td> <td data-sheets-value='{"1":2,"2":"Clear (T/H)"}' style="border-right:1px solid #000000;overflow:hidden;padding:0px 3px 0px 3px;vertical-align:bottom;font-weight:bold;">Clear (T/H)</td> <td data-sheets-numberformat='{"1":2,"2":"0.00","3":1}' data-sheets-value='{"1":3,"3":2.9}' style="overflow:hidden;padding:0px 3px 0px 3px;vertical-align:bottom;text-align:center;">2.90</td> <td data-sheets-numberformat='{"1":2,"2":"0","3":1}' data-sheets-value='{"1":3,"3":44}' style="overflow:hidden;padding:0px 3px 0px 3px;vertical-align:bottom;text-align:center;">44</td> <td data-sheets-numberformat='{"1":2,"2":"0","3":1}' data-sheets-value='{"1":3,"3":51}' style="overflow:hidden;padding:0px 3px 0px 3px;vertical-align:bottom;text-align:center;">51</td> <td data-sheets-numberformat='{"1":2,"2":"0","3":1}' data-sheets-value='{"1":3,"3":20}' style="border-right:1px solid #000000;overflow:hidden;padding:0px 3px 0px 3px;vertical-align:bottom;text-align:center;">20</td> </tr> <tr style="height:20px;"> <td style="border-left:1px solid #000000;overflow:hidden;padding:0px 3px 0px 3px;vertical-align:bottom;font-weight:bold;"></td> <td data-sheets-value='{"1":2,"2":"Double-walled"}' style="overflow:hidden;padding:0px 3px 0px 3px;vertical-align:bottom;font-weight:bold;">Double-walled</td> <td data-sheets-value='{"1":2,"2":"Opal (T/O)"}' style="border-right:1px solid #000000;overflow:hidden;padding:0px 3px 0px 3px;vertical-align:bottom;font-weight:bold;">Opal (T/O)</td> <td data-sheets-numberformat='{"1":2,"2":"0.00","3":1}' data-sheets-value='{"1":3,"3":2.9}' style="overflow:hidden;padding:0px 3px 0px 3px;vertical-align:bottom;text-align:center;">2.90</td> <td data-sheets-numberformat='{"1":2,"2":"0","3":1}' data-sheets-value='{"1":3,"3":41}' style="overflow:hidden;padding:0px 3px 0px 3px;vertical-align:bottom;text-align:center;">41</td> <td data-sheets-numberformat='{"1":2,"2":"0","3":1}' data-sheets-value='{"1":3,"3":45}' style="overflow:hidden;padding:0px 3px 0px 3px;vertical-align:bottom;text-align:center;">45</td> <td data-sheets-numberformat='{"1":2,"2":"0","3":1}' data-sheets-value='{"1":3,"3":20}' style="border-right:1px solid #000000;overflow:hidden;padding:0px 3px 0px 3px;vertical-align:bottom;text-align:center;">20</td> </tr> <tr style="height:20px;"> <td style="border-left:1px solid #000000;overflow:hidden;padding:0px 3px 0px 3px;vertical-align:bottom;font-weight:bold;"></td> <td data-sheets-value='{"1":2,"2":"Triple-walled"}' style="overflow:hidden; | skylux-160-ce-met-koepel-en-pvc-opstand-16-00-met-lm-motor-1200-x-1200-mm | 8586022388045 | 46872330699085
Smoke and heat exhaust (SHEV) | SHE system | Skylux | Skylux 160° CE with skylight and PVC curb 16/00 with LM-actuator 1200 x 1400 mm |  | 29640 | 5412970296409 | 4179.35 | Yes | 30-45 | 60.81 | 1200 x 1400 mm | 1400 | 1200 |  | PVC 16/00 (16 cm high & roof opening = daylight size) | Rectangular | 5.17 W/m²K - 1.28 W/m²K | 87% - 32% | 90% - 32% | 20dB - 23dB | 160° CE (for industry) | skylight | without spoiler | E | Single actuator | Maximum four-walled skylight possible for this product | Ut-value LT-value g-value Rw-value EN 1873 : 2014 EN ISO 13468 EN 16153 EN 410 EN 410 EN ISO 140-3 Material Walls Shells (W/m²K) (%) (%) (dB) Acrylic Single-walled Clear (H) 5.17 90 87 - PMMA Single-walled Opal (O) 5.17 83 76 - Double-walled Clear (H/H) 2.90 81 75 20 Double-walled Opal (O/O) 2.90 69 58 20 Triple-walled Clear (H/H/H) 1.70 73 65 22 Triple-walled Opal (O/H/O) 1.70 62 51 22 Four-walled Clear (H/H/H/H) 1.28 64 54 23 Four-walled Opal (H/H/O/H) 1.28 59 48 23 Polycarbonate Single-walled Clear (A) 5.17 88 83 - PC Single-walled Opal (D) 5.17 58 60 - Double-walled Clear (A/H) 2.90 79 72 20 Double-walled Clear (A/A) 2.90 77 69 20 Double-walled Opal (A/O) 2.90 73 63 20 Double-walled Opal (A/D) 2.90 51 50 20 Triple-walled Clear (A/H/H) 1.70 71 63 22 Triple-walled Opal (A/O/O) 1.70 61 48 22 Four-walled Clear (A/H/H/H) 1.28 64 52 23 Four-walled Opal (A/H/O/H) 1.28 59 46 23 Polycarbonate Single-walled Heatstop Opal (T) 5.17 49 59 - Heatstop PC Double-walled Clear (T/H) 2.90 44 51 20 Double-walled Opal (T/O) 2.90 41 45 20 Triple-walled Clear (T/H/H) 1.70 40 <td data-sheets-numberformat='{"1":2,"2":"0","3":1}' data-sheets-value='{"1":3,"3":44}' style="overflow:hidden;paddin | https://skylux.eu/en/products/skylux-160-ce-met-koepel-en-pvc-opstand-16-00-met-lm-motor-1200-x-1400-mm | https://skylux.eu/cdn/shop/files/Skylux-160deg-CE-met-koepel-en-pvc-opstand-1600-met-LM-motor-1200-x-1400-mm-RWA-systeem.jpg?v=1702979421&width=1600 | https://skylux.eu/cdn/shop/files/e5a82811-1bb0-48e4-a776-cacb59c7c092_acebd866-2c9d-4f96-8516-5c360f4b9876.jpg?v=1688550892&width=1600 | //skylux.eu/cdn/shop/files/E_MH_Mounting_instructions_Skylux_160_CE_LM.pdf?v=12406716259046007223 | //skylux.eu/cdn/shop/files/E_TD_Technical_File_Skylux_Skylux_160_CE_Electric.pdf?v=3667116872303399239 | <style type="text/css" id="isPasted"> <!--td { border: 1px solid #cccccc; } br { mso-data-placement: same-cell; } --> </style> <table border="1" cellpadding="0" cellspacing="0" dir="ltr" style="table-layout:fixed;font-size:10pt;font-family:Arial;border-collapse:collapse;border:none;"><tbody> <tr style="height:20px;"> <td style="overflow:hidden;padding:0px 3px 0px 3px;vertical-align:bottom;"></td> <td style="overflow:hidden;padding:0px 3px 0px 3px;vertical-align:bottom;"></td> <td style="overflow:hidden;padding:0px 3px 0px 3px;vertical-align:bottom;"></td> <td data-sheets-value='{"1":2,"2":"Ut-value"}' style="overflow:hidden;padding:0px 3px 0px 3px;vertical-align:bottom;font-weight:bold;text-align:center;">Ut-value</td> <td data-sheets-value='{"1":2,"2":"LT-value"}' style="overflow:hidden;padding:0px 3px 0px 3px;vertical-align:bottom;font-weight:bold;text-align:center;">LT-value</td> <td data-sheets-value='{"1":2,"2":"g-value"}' style="overflow:hidden;padding:0px 3px 0px 3px;vertical-align:bottom;font-weight:bold;text-align:center;">g-value</td> <td data-sheets-value='{"1":2,"2":"Rw-value "}' style="overflow:hidden;padding:0px 3px 0px 3px;vertical-align:bottom;font-weight:bold;text-align:center;">Rw-value </td> </tr> <tr style="height:20px;"> <td style="overflow:hidden;padding:0px 3px 0px 3px;vertical-align:bottom;"></td> <td style="overflow:hidden;padding:0px 3px 0px 3px;vertical-align:bottom;"></td> <td style="overflow:hidden;padding:0px 3px 0px 3px;vertical-align:bottom;"></td> <td data-sheets-numberformat='{"1":2,"2":"0.00","3":1}' data-sheets-value='{"1":2,"2":"EN 1873 : 2014"}' style="overflow:hidden;padding:0px 3px 0px 3px;vertical-align:bottom;text-align:center;">EN 1873 : 2014</td> <td data-sheets-numberformat='{"1":2,"2":"0","3":1}' data-sheets-value='{"1":2,"2":"EN ISO 13468 EN 16153 EN 410"}' style="overflow:hidden;padding:0px 3px 0px 3px;vertical-align:bottom;text-align:center;">EN ISO 13468 EN 16153 EN 410</td> <td data-sheets-numberformat='{"1":2,"2":"0","3":1}' data-sheets-value='{"1":2,"2":"EN 410"}' style="overflow:hidden;padding:0px 3px 0px 3px;vertical-align:bottom;text-align:center;">EN 410</td> <td data-sheets-value='{"1":2,"2":"EN ISO 140-3\t\t"}' style="overflow:hidden;padding:0px 3px 0px 3px;vertical-align:bottom;text-align:center;">EN ISO 140-3 </td> </tr> <tr style="height:20px;"> <td data-sheets-value='{"1":2,"2":"Material"}' style="border-bottom:1px solid #000000;overflow:hidden;padding:0px 3px 0px 3px;vertical-align:bottom;background-color:#000000;font-weight:bold;color:#ffffff;">Material</td> <td data-sheets-value='{"1":2,"2":"Walls"}' style="border-bottom:1px solid #000000;overflow:hidden;padding:0px 3px 0px 3px;vertical-align:bottom;background-color:#000000;font-weight:bold;color:#ffffff;">Walls</td> <td data-sheets-value='{"1":2,"2":"Shells"}' style="border-bottom:1px solid #000000;overflow:hidden;padding:0px 3px 0px 3px;vertical-align:bottom;background-color:#000000;font-weight:bold;color:#ffffff;">Shells</td> <td data-sheets-numberformat='{"1":2,"2":"0.00","3":1}' data-sheets-value='{"1":2,"2":"(W/m²K)\t"}' style="border-bottom:1px solid #000000;overflow:hidden;padding:0px 3px 0px 3px;vertical-align:bottom;background-color:#000000;font-weight:bold;color:#ffffff;text-align:center;">(W/m²K) </td> <td data-sheets-numberformat='{"1":2,"2":"0","3":1}' data-sheets-value='{"1":2,"2":"(%)"}' style="border-bottom:1px solid #000000;overflow:hidden;padding:0px 3px 0px 3px;vertical-align:bottom;background-color:#000000;font-weight:bold;color:#ffffff;text-align:center;">(%)</td> <td data-sheets-numberformat='{"1":2,"2":"0","3":1}' data-sheets-value='{"1":2,"2":"(%)"}' style="border-bottom:1px solid #000000;overflow:hidden;padding:0px 3px 0px 3px;vertical-align:bottom;background-color:#000000;font-weight:bold;color:#ffffff;text-align:center;">(%)</td> <td data-sheets-value='{"1":2,"2":"(dB)"}' style="border-bottom:1px solid #000000;overflow:hidden;padding:0px 3px 0px 3px;vertical-align:bottom;background-color:#000000;font-weight:bold;color:#ffffff;text-align:center;">(dB)</td> </tr> <tr style="height:20px;"> <td data-sheets-value='{"1":2,"2":"Acrylic"}' style="border-left:1px solid #000000;overflow:hidden;padding:0px 3px 0px 3px;vertical-align:bottom;font-weight:bold;">Acrylic</td> <td data-sheets-value='{"1":2,"2":"Single-walled"}' style="overflow:hidden;padding:0px 3px 0px 3px;vertical-align:bottom;font-weight:bold;">Single-walled</td> <td data-sheets-value='{"1":2,"2":"Clear (H)"}' style="border-right:1px solid #000000;overflow:hidden;padding:0px 3px 0px 3px;vertical-align:bottom;font-weight:bold;">Clear (H)</td> <td data-sheets-numberformat='{"1":2,"2":"0.00","3":1}' data-sheets-value='{"1":3,"3":5.17}' style="overflow:hidden;padding:0px 3px 0px 3px;vertical-align:bottom;text-align:center;">5.17</td> <td data-sheets-numberformat='{"1":2,"2":"0","3":1}' data-sheets-value='{"1":3,"3":90}' style="overflow:hidden;padding:0px 3px 0px 3px;vertical-align:bottom;text-align:center;">90</td> <td data-sheets-numberformat='{"1":2,"2":"0","3":1}' data-sheets-value='{"1":3,"3":87}' style="overflow:hidden;padding:0px 3px 0px 3px;vertical-align:bottom;text-align:center;">87</td> <td data-sheets-numberformat='{"1":2,"2":"0","3":1}' data-sheets-value='{"1":2,"2":"-"}' style="border-right:1px solid #000000;overflow:hidden;padding:0px 3px 0px 3px;vertical-align:bottom;text-align:center;">-</td> </tr> <tr style="height:20px;"> <td data-sheets-value='{"1":2,"2":"PMMA"}' style="border-left:1px solid #000000;overflow:hidden;padding:0px 3px 0px 3px;vertical-align:bottom;font-weight:bold;">PMMA</td> <td data-sheets-value='{"1":2,"2":"Single-walled"}' style="overflow:hidden;padding:0px 3px 0px 3px;vertical-align:bottom;font-weight:bold;">Single-walled</td> <td data-sheets-value='{"1":2,"2":"Opal (O)"}' style="border-right:1px solid #000000;overflow:hidden;padding:0px 3px 0px 3px;vertical-align:bottom;font-weight:bold;">Opal (O)</td> <td data-sheets-numberformat='{"1":2,"2":"0.00","3":1}' data-sheets-value='{"1":3,"3":5.17}' style="overflow:hidden;padding:0px 3px 0px 3px;vertical-align:bottom;text-align:center;">5.17</td> <td data-sheets-numberformat='{"1":2,"2":"0","3":1}' data-sheets-value='{"1":3,"3":83}' style="overflow:hidden;padding:0px 3px 0px 3px;vertical-align:bottom;text-align:center;">83</td> <td data-sheets-numberformat='{"1":2,"2":"0","3":1}' data-sheets-value='{"1":3,"3":76}' style="overflow:hidden;padding:0px 3px 0px 3px;vertical-align:bottom;text-align:center;">76</td> <td data-sheets-numberformat='{"1":2,"2":"0","3":1}' data-sheets-value='{"1":2,"2":"-"}' style="border-right:1px solid #000000;overflow:hidden;padding:0px 3px 0px 3px;vertical-align:bottom;text-align:center;">-</td> </tr> <tr style="height:20px;"> <td style="border-left:1px solid #000000;overflow:hidden;padding:0px 3px 0px 3px;vertical-align:bottom;font-weight:bold;"></td> <td data-sheets-value='{"1":2,"2":"Double-walled"}' style="overflow:hidden;padding:0px 3px 0px 3px;vertical-align:bottom;font-weight:bold;">Double-walled</td> <td data-sheets-value='{"1":2,"2":"Clear (H/H)"}' style="border-right:1px solid #000000;overflow:hidden;padding:0px 3px 0px 3px;vertical-align:bottom;font-weight:bold;">Clear (H/H)</td> <td data-sheets-numberformat='{"1":2,"2":"0.00","3":1}' data-sheets-value='{"1":3,"3":2.9}' style="overflow:hidden;padding:0px 3px 0px 3px;vertical-align:bottom;text-align:center;">2.90</td> <td data-sheets-numberformat='{"1":2,"2":"0","3":1}' data-sheets-value='{"1":3,"3":81}' style="overflow:hidden;padding:0px 3px 0px 3px;vertical-align:bottom;text-align:center;">81</td> <td data-sheets-numberformat='{"1":2,"2":"0","3":1}' data-sheets-value='{"1":3,"3":75}' style="overflow:hidden;padding:0px 3px 0px 3px;vertical-align:bottom;text-align:center;">75</td> <td data-sheets-numberformat='{"1":2,"2":"0","3":1}' data-sheets-value='{"1":3,"3":20}' style="border-right:1px solid #000000;overflow:hidden;padding:0px 3px 0px 3px;vertical-align:bottom;text-align:center;">20</td> </tr> <tr style="height:20px;"> <td style="border-left:1px solid #000000;overflow:hidden;padding:0px 3px 0px 3px;vertical-align:bottom;font-weight:bold;"></td> <td data-sheets-value='{"1":2,"2":"Double-walled"}' style="overflow:hidden;padding:0px 3px 0px 3px;vertical-align:bottom;font-weight:bold;">Double-walled</td> <td data-sheets-value='{"1":2,"2":"Opal (O/O)"}' style="border-right:1px solid #000000;overflow:hidden;padding:0px 3px 0px 3px;vertical-align:bottom;font-weight:bold;">Opal (O/O)</td> <td data-sheets-numberformat='{"1":2,"2":"0.00","3":1}' data-sheets-value='{"1":3,"3":2.9}' style="overflow:hidden;padding:0px 3px 0px 3px;vertical-align:bottom;text-align:center;">2.90</td> <td data-sheets-numberformat='{"1":2,"2":"0","3":1}' data-sheets-value='{"1":3,"3":69}' style="overflow:hidden;padding:0px 3px 0px 3px;vertical-align:bottom;text-align:center;">69</td> <td data-sheets-numberformat='{"1":2,"2":"0","3":1}' data-sheets-value='{"1":3,"3":58}' style="overflow:hidden;padding:0px 3px 0px 3px;vertical-align:bottom;text-align:center;">58</td> <td data-sheets-numberformat='{"1":2,"2":"0","3":1}' data-sheets-value='{"1":3,"3":20}' style="border-right:1px solid #000000;overflow:hidden;padding:0px 3px 0px 3px;vertical-align:bottom;text-align:center;">20</td> </tr> <tr style="height:20px;"> <td style="border-left:1px solid #000000;overflow:hidden;padding:0px 3px 0px 3px;vertical-align:bottom;font-weight:bold;"></td> <td data-sheets-value='{"1":2,"2":"Triple-walled"}' style="overflow:hidden;padding:0px 3px 0px 3px;vertical-align:bottom;font-weight:bold;">Triple-walled</td> <td data-sheets-value='{"1":2,"2":"Clear (H/H/H)"}' style="border-right:1px solid #000000;overflow:hidden;padding:0px 3px 0px 3px;vertical-align:bottom;font-weight:bold;">Clear (H/H/H)</td> <td data-sheets-numberformat='{"1":2,"2":"0.00","3":1}' data-sheets-value='{"1":3,"3":1.7}' style="overflow:hidden;padding:0px 3px 0px 3px;vertical-align:bottom;text-align:center;">1.70</td> <td data-sheets-numberformat='{"1":2,"2":"0","3":1}' data-sheets-value='{"1":3,"3":73}' style="overflow:hidden;padding:0px 3px 0px 3px;vertical-align:bottom;text-align:center;">73</td> <td data-sheets-numberformat='{"1":2,"2":"0","3":1}' data-sheets-value='{"1":3,"3":65}' style="overflow:hidden;padding:0px 3px 0px 3px;vertical-align:bottom;text-align:center;">65</td> <td data-sheets-numberformat='{"1":2,"2":"0","3":1}' data-sheets-value='{"1":3,"3":22}' style="border-right:1px solid #000000;overflow:hidden;padding:0px 3px 0px 3px;vertical-align:bottom;text-align:center;">22</td> </tr> <tr style="height:20px;"> <td style="border-left:1px solid #000000;overflow:hidden;padding:0px 3px 0px 3px;vertical-align:bottom;font-weight:bold;"></td> <td data-sheets-value='{"1":2,"2":"Triple-walled"}' style="overflow:hidden;padding:0px 3px 0px 3px;vertical-align:bottom;font-weight:bold;">Triple-walled</td> <td data-sheets-value='{"1":2,"2":"Opal (O/H/O)"}' style="border-right:1px solid #000000;overflow:hidden;padding:0px 3px 0px 3px;vertical-align:bottom;font-weight:bold;">Opal (O/H/O)</td> <td data-sheets-numberformat='{"1":2,"2":"0.00","3":1}' data-sheets-value='{"1":3,"3":1.7}' style="overflow:hidden;padding:0px 3px 0px 3px;vertical-align:bottom;text-align:center;">1.70</td> <td data-sheets-numberformat='{"1":2,"2":"0","3":1}' data-sheets-value='{"1":3,"3":62}' style="overflow:hidden;padding:0px 3px 0px 3px;vertical-align:bottom;text-align:center;">62</td> <td data-sheets-numberformat='{"1":2,"2":"0","3":1}' data-sheets-value='{"1":3,"3":51}' style="overflow:hidden;padding:0px 3px 0px 3px;vertical-align:bottom;text-align:center;">51</td> <td data-sheets-numberformat='{"1":2,"2":"0","3":1}' data-sheets-value='{"1":3,"3":22}' style="border-right:1px solid #000000;overflow:hidden;padding:0px 3px 0px 3px;vertical-align:bottom;text-align:center;">22</td> </tr> <tr style="height:20px;"> <td style="border-left:1px solid #000000;overflow:hidden;padding:0px 3px 0px 3px;vertical-align:bottom;font-weight:bold;"></td> <td data-sheets-value='{"1":2,"2":"Four-walled"}' style="overflow:hidden;padding:0px 3px 0px 3px;vertical-align:bottom;font-weight:bold;">Four-walled</td> <td data-sheets-value='{"1":2,"2":"Clear (H/H/H/H)"}' style="border-right:1px solid #000000;overflow:hidden;padding:0px 3px 0px 3px;vertical-align:bottom;font-weight:bold;">Clear (H/H/H/H)</td> <td data-sheets-numberformat='{"1":2,"2":"0.00","3":1}' data-sheets-value='{"1":3,"3":1.28}' style="overflow:hidden;padding:0px 3px 0px 3px;vertical-align:bottom;text-align:center;">1.28</td> <td data-sheets-numberformat='{"1":2,"2":"0","3":1}' data-sheets-value='{"1":3,"3":64}' style="overflow:hidden;padding:0px 3px 0px 3px;vertical-align:bottom;text-align:center;">64</td> <td data-sheets-numberformat='{"1":2,"2":"0","3":1}' data-sheets-value='{"1":3,"3":54}' style="overflow:hidden;padding:0px 3px 0px 3px;vertical-align:bottom;text-align:center;">54</td> <td data-sheets-numberformat='{"1":2,"2":"0","3":1}' data-sheets-value='{"1":3,"3":23}' style="border-right:1px solid #000000;overflow:hidden;padding:0px 3px 0px 3px;vertical-align:bottom;text-align:center;">23</td> </tr> <tr style="height:20px;"> <td style="border-bottom:1px solid #000000;border-left:1px solid #000000;overflow:hidden;padding:0px 3px 0px 3px;vertical-align:bottom;"></td> <td data-sheets-value='{"1":2,"2":"Four-walled"}' style="border-bottom:1px solid #000000;overflow:hidden;padding:0px 3px 0px 3px;vertical-align:bottom;font-weight:bold;">Four-walled</td> <td data-sheets-value='{"1":2,"2":"Opal (H/H/O/H)"}' style="border-right:1px solid #000000;border-bottom:1px solid #000000;overflow:hidden;padding:0px 3px 0px 3px;vertical-align:bottom;font-weight:bold;">Opal (H/H/O/H)</td> <td data-sheets-numberformat='{"1":2,"2":"0.00","3":1}' data-sheets-value='{"1":3,"3":1.28}' style="border-bottom:1px solid #000000;overflow:hidden;padding:0px 3px 0px 3px;vertical-align:bottom;text-align:center;">1.28</td> <td data-sheets-numberformat='{"1":2,"2":"0","3":1}' data-sheets-value='{"1":3,"3":59}' style="border-bottom:1px solid #000000;overflow:hidden;padding:0px 3px 0px 3px;vertical-align:bottom;text-align:center;">59</td> <td data-sheets-numberformat='{"1":2,"2":"0","3":1}' data-sheets-value='{"1":3,"3":48}' style="border-bottom:1px solid #000000;overflow:hidden;padding:0px 3px 0px 3px;vertical-align:bottom;text-align:center;">48</td> <td data-sheets-numberformat='{"1":2,"2":"0","3":1}' data-sheets-value='{"1":3,"3":23}' style="border-right:1px solid #000000;border-bottom:1px solid #000000;overflow:hidden;padding:0px 3px 0px 3px;vertical-align:bottom;text-align:center;">23</td> </tr> <tr style="height:20px;"> <td data-sheets-value='{"1":2,"2":"Polycarbonate "}' style="border-left:1px solid #000000;overflow:hidden;padding:0px 3px 0px 3px;vertical-align:bottom;font-weight:bold;">Polycarbonate </td> <td data-sheets-value='{"1":2,"2":"Single-walled"}' style="overflow:hidden;padding:0px 3px 0px 3px;vertical-align:bottom;font-weight:bold;">Single-walled</td> <td data-sheets-value='{"1":2,"2":"Clear (A)"}' style="border-right:1px solid #000000;overflow:hidden;padding:0px 3px 0px 3px;vertical-align:bottom;font-weight:bold;">Clear (A)</td> <td data-sheets-numberformat='{"1":2,"2":"0.00","3":1}' data-sheets-value='{"1":3,"3":5.17}' style="overflow:hidden;padding:0px 3px 0px 3px;vertical-align:bottom;text-align:center;">5.17</td> <td data-sheets-numberformat='{"1":2,"2":"0","3":1}' data-sheets-value='{"1":3,"3":88}' style="overflow:hidden;padding:0px 3px 0px 3px;vertical-align:bottom;text-align:center;">88</td> <td data-sheets-numberformat='{"1":2,"2":"0","3":1}' data-sheets-value='{"1":3,"3":83}' style="overflow:hidden;padding:0px 3px 0px 3px;vertical-align:bottom;text-align:center;">83</td> <td data-sheets-numberformat='{"1":2,"2":"0","3":1}' data-sheets-value='{"1":2,"2":"-"}' style="border-right:1px solid #000000;overflow:hidden;padding:0px 3px 0px 3px;vertical-align:bottom;text-align:center;">-</td> </tr> <tr style="height:20px;"> <td data-sheets-value='{"1":2,"2":"PC"}' style="border-left:1px solid #000000;overflow:hidden;padding:0px 3px 0px 3px;vertical-align:bottom;font-weight:bold;">PC</td> <td data-sheets-value='{"1":2,"2":"Single-walled"}' style="overflow:hidden;padding:0px 3px 0px 3px;vertical-align:bottom;font-weight:bold;">Single-walled</td> <td data-sheets-value='{"1":2,"2":"Opal (D)"}' style="border-right:1px solid #000000;overflow:hidden;padding:0px 3px 0px 3px;vertical-align:bottom;font-weight:bold;">Opal (D)</td> <td data-sheets-numberformat='{"1":2,"2":"0.00","3":1}' data-sheets-value='{"1":3,"3":5.17}' style="overflow:hidden;padding:0px 3px 0px 3px;vertical-align:bottom;text-align:center;">5.17</td> <td data-sheets-numberformat='{"1":2,"2":"0","3":1}' data-sheets-value='{"1":3,"3":58}' style="overflow:hidden;padding:0px 3px 0px 3px;vertical-align:bottom;text-align:center;">58</td> <td data-sheets-numberformat='{"1":2,"2":"0","3":1}' data-sheets-value='{"1":3,"3":60}' style="overflow:hidden;padding:0px 3px 0px 3px;vertical-align:bottom;text-align:center;">60</td> <td data-sheets-numberformat='{"1":2,"2":"0","3":1}' data-sheets-value='{"1":2,"2":"-"}' style="border-right:1px solid #000000;overflow:hidden;padding:0px 3px 0px 3px;vertical-align:bottom;text-align:center;">-</td> </tr> <tr style="height:20px;"> <td style="border-left:1px solid #000000;overflow:hidden;padding:0px 3px 0px 3px;vertical-align:bottom;font-weight:bold;"></td> <td data-sheets-value='{"1":2,"2":"Double-walled"}' style="overflow:hidden;padding:0px 3px 0px 3px;vertical-align:bottom;font-weight:bold;">Double-walled</td> <td data-sheets-value='{"1":2,"2":"Clear (A/H)"}' style="border-right:1px solid #000000;overflow:hidden;padding:0px 3px 0px 3px;vertical-align:bottom;font-weight:bold;">Clear (A/H)</td> <td data-sheets-numberformat='{"1":2,"2":"0.00","3":1}' data-sheets-value='{"1":3,"3":2.9}' style="overflow:hidden;padding:0px 3px 0px 3px;vertical-align:bottom;text-align:center;">2.90</td> <td data-sheets-numberformat='{"1":2,"2":"0","3":1}' data-sheets-value='{"1":3,"3":79}' style="overflow:hidden;padding:0px 3px 0px 3px;vertical-align:bottom;text-align:center;">79</td> <td data-sheets-numberformat='{"1":2,"2":"0","3":1}' data-sheets-value='{"1":3,"3":72}' style="overflow:hidden;padding:0px 3px 0px 3px;vertical-align:bottom;text-align:center;">72</td> <td data-sheets-numberformat='{"1":2,"2":"0","3":1}' data-sheets-value='{"1":3,"3":20}' style="border-right:1px solid #000000;overflow:hidden;padding:0px 3px 0px 3px;vertical-align:bottom;text-align:center;">20</td> </tr> <tr style="height:20px;"> <td style="border-left:1px solid #000000;overflow:hidden;padding:0px 3px 0px 3px;vertical-align:bottom;font-weight:bold;"></td> <td data-sheets-value='{"1":2,"2":"Double-walled"}' style="overflow:hidden;padding:0px 3px 0px 3px;vertical-align:bottom;font-weight:bold;">Double-walled</td> <td data-sheets-value='{"1":2,"2":"Clear (A/A)"}' style="border-right:1px solid #000000;overflow:hidden;padding:0px 3px 0px 3px;vertical-align:bottom;font-weight:bold;">Clear (A/A)</td> <td data-sheets-numberformat='{"1":2,"2":"0.00","3":1}' data-sheets-value='{"1":3,"3":2.9}' style="overflow:hidden;padding:0px 3px 0px 3px;vertical-align:bottom;text-align:center;">2.90</td> <td data-sheets-numberformat='{"1":2,"2":"0","3":1}' data-sheets-value='{"1":3,"3":77}' style="overflow:hidden;padding:0px 3px 0px 3px;vertical-align:bottom;text-align:center;">77</td> <td data-sheets-numberformat='{"1":2,"2":"0","3":1}' data-sheets-value='{"1":3,"3":69}' style="overflow:hidden;padding:0px 3px 0px 3px;vertical-align:bottom;text-align:center;">69</td> <td data-sheets-numberformat='{"1":2,"2":"0","3":1}' data-sheets-value='{"1":3,"3":20}' style="border-right:1px solid #000000;overflow:hidden;padding:0px 3px 0px 3px;vertical-align:bottom;text-align:center;">20</td> </tr> <tr style="height:20px;"> <td style="border-left:1px solid #000000;overflow:hidden;padding:0px 3px 0px 3px;vertical-align:bottom;font-weight:bold;"></td> <td data-sheets-value='{"1":2,"2":"Double-walled"}' style="overflow:hidden;padding:0px 3px 0px 3px;vertical-align:bottom;font-weight:bold;">Double-walled</td> <td data-sheets-value='{"1":2,"2":"Opal (A/O)"}' style="border-right:1px solid #000000;overflow:hidden;padding:0px 3px 0px 3px;vertical-align:bottom;font-weight:bold;">Opal (A/O)</td> <td data-sheets-numberformat='{"1":2,"2":"0.00","3":1}' data-sheets-value='{"1":3,"3":2.9}' style="overflow:hidden;padding:0px 3px 0px 3px;vertical-align:bottom;text-align:center;">2.90</td> <td data-sheets-numberformat='{"1":2,"2":"0","3":1}' data-sheets-value='{"1":3,"3":73}' style="overflow:hidden;padding:0px 3px 0px 3px;vertical-align:bottom;text-align:center;">73</td> <td data-sheets-numberformat='{"1":2,"2":"0","3":1}' data-sheets-value='{"1":3,"3":63}' style="overflow:hidden;padding:0px 3px 0px 3px;vertical-align:bottom;text-align:center;">63</td> <td data-sheets-numberformat='{"1":2,"2":"0","3":1}' data-sheets-value='{"1":3,"3":20}' style="border-right:1px solid #000000;overflow:hidden;padding:0px 3px 0px 3px;vertical-align:bottom;text-align:center;">20</td> </tr> <tr style="height:20px;"> <td style="border-left:1px solid #000000;overflow:hidden;padding:0px 3px 0px 3px;vertical-align:bottom;font-weight:bold;"></td> <td data-sheets-value='{"1":2,"2":"Double-walled"}' style="overflow:hidden;padding:0px 3px 0px 3px;vertical-align:bottom;font-weight:bold;">Double-walled</td> <td data-sheets-value='{"1":2,"2":"Opal (A/D)"}' style="border-right:1px solid #000000;overflow:hidden;padding:0px 3px 0px 3px;vertical-align:bottom;font-weight:bold;">Opal (A/D)</td> <td data-sheets-numberformat='{"1":2,"2":"0.00","3":1}' data-sheets-value='{"1":3,"3":2.9}' style="overflow:hidden;padding:0px 3px 0px 3px;vertical-align:bottom;text-align:center;">2.90</td> <td data-sheets-numberformat='{"1":2,"2":"0","3":1}' data-sheets-value='{"1":3,"3":51}' style="overflow:hidden;padding:0px 3px 0px 3px;vertical-align:bottom;text-align:center;">51</td> <td data-sheets-numberformat='{"1":2,"2":"0","3":1}' data-sheets-value='{"1":3,"3":50}' style="overflow:hidden;padding:0px 3px 0px 3px;vertical-align:bottom;text-align:center;">50</td> <td data-sheets-numberformat='{"1":2,"2":"0","3":1}' data-sheets-value='{"1":3,"3":20}' style="border-right:1px solid #000000;overflow:hidden;padding:0px 3px 0px 3px;vertical-align:bottom;text-align:center;">20</td> </tr> <tr style="height:20px;"> <td style="border-left:1px solid #000000;overflow:hidden;padding:0px 3px 0px 3px;vertical-align:bottom;font-weight:bold;"></td> <td data-sheets-value='{"1":2,"2":"Triple-walled"}' style="overflow:hidden;padding:0px 3px 0px 3px;vertical-align:bottom;font-weight:bold;">Triple-walled</td> <td data-sheets-value='{"1":2,"2":"Clear (A/H/H)"}' style="border-right:1px solid #000000;overflow:hidden;padding:0px 3px 0px 3px;vertical-align:bottom;font-weight:bold;">Clear (A/H/H)</td> <td data-sheets-numberformat='{"1":2,"2":"0.00","3":1}' data-sheets-value='{"1":3,"3":1.7}' style="overflow:hidden;padding:0px 3px 0px 3px;vertical-align:bottom;text-align:center;">1.70</td> <td data-sheets-numberformat='{"1":2,"2":"0","3":1}' data-sheets-value='{"1":3,"3":71}' style="overflow:hidden;padding:0px 3px 0px 3px;vertical-align:bottom;text-align:center;">71</td> <td data-sheets-numberformat='{"1":2,"2":"0","3":1}' data-sheets-value='{"1":3,"3":63}' style="overflow:hidden;padding:0px 3px 0px 3px;vertical-align:bottom;text-align:center;">63</td> <td data-sheets-numberformat='{"1":2,"2":"0","3":1}' data-sheets-value='{"1":3,"3":22}' style="border-right:1px solid #000000;overflow:hidden;padding:0px 3px 0px 3px;vertical-align:bottom;text-align:center;">22</td> </tr> <tr style="height:20px;"> <td style="border-left:1px solid #000000;overflow:hidden;padding:0px 3px 0px 3px;vertical-align:bottom;font-weight:bold;"></td> <td data-sheets-value='{"1":2,"2":"Triple-walled"}' style="overflow:hidden;padding:0px 3px 0px 3px;vertical-align:bottom;font-weight:bold;">Triple-walled</td> <td data-sheets-value='{"1":2,"2":"Opal (A/O/O)"}' style="border-right:1px solid #000000;overflow:hidden;padding:0px 3px 0px 3px;vertical-align:bottom;font-weight:bold;">Opal (A/O/O)</td> <td data-sheets-numberformat='{"1":2,"2":"0.00","3":1}' data-sheets-value='{"1":3,"3":1.7}' style="overflow:hidden;padding:0px 3px 0px 3px;vertical-align:bottom;text-align:center;">1.70</td> <td data-sheets-numberformat='{"1":2,"2":"0","3":1}' data-sheets-value='{"1":3,"3":61}' style="overflow:hidden;padding:0px 3px 0px 3px;vertical-align:bottom;text-align:center;">61</td> <td data-sheets-numberformat='{"1":2,"2":"0","3":1}' data-sheets-value='{"1":3,"3":48}' style="overflow:hidden;padding:0px 3px 0px 3px;vertical-align:bottom;text-align:center;">48</td> <td data-sheets-numberformat='{"1":2,"2":"0","3":1}' data-sheets-value='{"1":3,"3":22}' style="border-right:1px solid #000000;overflow:hidden;padding:0px 3px 0px 3px;vertical-align:bottom;text-align:center;">22</td> </tr> <tr style="height:20px;"> <td style="border-left:1px solid #000000;overflow:hidden;padding:0px 3px 0px 3px;vertical-align:bottom;font-weight:bold;"></td> <td data-sheets-value='{"1":2,"2":"Four-walled"}' style="overflow:hidden;padding:0px 3px 0px 3px;vertical-align:bottom;font-weight:bold;">Four-walled</td> <td data-sheets-value='{"1":2,"2":"Clear (A/H/H/H)"}' style="border-right:1px solid #000000;overflow:hidden;padding:0px 3px 0px 3px;vertical-align:bottom;font-weight:bold;">Clear (A/H/H/H)</td> <td data-sheets-numberformat='{"1":2,"2":"0.00","3":1}' data-sheets-value='{"1":3,"3":1.28}' style="overflow:hidden;padding:0px 3px 0px 3px;vertical-align:bottom;text-align:center;">1.28</td> <td data-sheets-numberformat='{"1":2,"2":"0","3":1}' data-sheets-value='{"1":3,"3":64}' style="overflow:hidden;padding:0px 3px 0px 3px;vertical-align:bottom;text-align:center;">64</td> <td data-sheets-numberformat='{"1":2,"2":"0","3":1}' data-sheets-value='{"1":3,"3":52}' style="overflow:hidden;padding:0px 3px 0px 3px;vertical-align:bottom;text-align:center;">52</td> <td data-sheets-numberformat='{"1":2,"2":"0","3":1}' data-sheets-value='{"1":3,"3":23}' style="border-right:1px solid #000000;overflow:hidden;padding:0px 3px 0px 3px;vertical-align:bottom;text-align:center;">23</td> </tr> <tr style="height:20px;"> <td style="border-bottom:1px solid #000000;border-left:1px solid #000000;overflow:hidden;padding:0px 3px 0px 3px;vertical-align:bottom;"></td> <td data-sheets-value='{"1":2,"2":"Four-walled"}' style="border-bottom:1px solid #000000;overflow:hidden;padding:0px 3px 0px 3px;vertical-align:bottom;font-weight:bold;">Four-walled</td> <td data-sheets-value='{"1":2,"2":"Opal (A/H/O/H)"}' style="border-right:1px solid #000000;border-bottom:1px solid #000000;overflow:hidden;padding:0px 3px 0px 3px;vertical-align:bottom;font-weight:bold;">Opal (A/H/O/H)</td> <td data-sheets-numberformat='{"1":2,"2":"0.00","3":1}' data-sheets-value='{"1":3,"3":1.28}' style="border-bottom:1px solid #000000;overflow:hidden;padding:0px 3px 0px 3px;vertical-align:bottom;text-align:center;">1.28</td> <td data-sheets-numberformat='{"1":2,"2":"0","3":1}' data-sheets-value='{"1":3,"3":59}' style="border-bottom:1px solid #000000;overflow:hidden;padding:0px 3px 0px 3px;vertical-align:bottom;text-align:center;">59</td> <td data-sheets-numberformat='{"1":2,"2":"0","3":1}' data-sheets-value='{"1":3,"3":46}' style="border-bottom:1px solid #000000;overflow:hidden;padding:0px 3px 0px 3px;vertical-align:bottom;text-align:center;">46</td> <td data-sheets-numberformat='{"1":2,"2":"0","3":1}' data-sheets-value='{"1":3,"3":23}' style="border-right:1px solid #000000;border-bottom:1px solid #000000;overflow:hidden;padding:0px 3px 0px 3px;vertical-align:bottom;text-align:center;">23</td> </tr> <tr style="height:20px;"> <td data-sheets-value='{"1":2,"2":"Polycarbonate"}' style="border-left:1px solid #000000;overflow:hidden;padding:0px 3px 0px 3px;vertical-align:bottom;font-weight:bold;">Polycarbonate</td> <td data-sheets-value='{"1":2,"2":"Single-walled"}' style="overflow:hidden;padding:0px 3px 0px 3px;vertical-align:bottom;font-weight:bold;">Single-walled</td> <td data-sheets-value='{"1":2,"2":"Heatstop Opal (T)"}' style="border-right:1px solid #000000;overflow:hidden;padding:0px 3px 0px 3px;vertical-align:bottom;font-weight:bold;">Heatstop Opal (T)</td> <td data-sheets-numberformat='{"1":2,"2":"0.00","3":1}' data-sheets-value='{"1":3,"3":5.17}' style="overflow:hidden;padding:0px 3px 0px 3px;vertical-align:bottom;text-align:center;">5.17</td> <td data-sheets-numberformat='{"1":2,"2":"0","3":1}' data-sheets-value='{"1":3,"3":49}' style="overflow:hidden;padding:0px 3px 0px 3px;vertical-align:bottom;text-align:center;">49</td> <td data-sheets-numberformat='{"1":2,"2":"0","3":1}' data-sheets-value='{"1":3,"3":59}' style="overflow:hidden;padding:0px 3px 0px 3px;vertical-align:bottom;text-align:center;">59</td> <td data-sheets-numberformat='{"1":2,"2":"0","3":1}' data-sheets-value='{"1":2,"2":"-"}' style="border-right:1px solid #000000;overflow:hidden;padding:0px 3px 0px 3px;vertical-align:bottom;text-align:center;">-</td> </tr> <tr style="height:20px;"> <td data-sheets-value='{"1":2,"2":"Heatstop PC"}' style="border-left:1px solid #000000;overflow:hidden;padding:0px 3px 0px 3px;vertical-align:bottom;font-weight:bold;">Heatstop PC</td> <td data-sheets-value='{"1":2,"2":"Double-walled"}' style="overflow:hidden;padding:0px 3px 0px 3px;vertical-align:bottom;font-weight:bold;">Double-walled</td> <td data-sheets-value='{"1":2,"2":"Clear (T/H)"}' style="border-right:1px solid #000000;overflow:hidden;padding:0px 3px 0px 3px;vertical-align:bottom;font-weight:bold;">Clear (T/H)</td> <td data-sheets-numberformat='{"1":2,"2":"0.00","3":1}' data-sheets-value='{"1":3,"3":2.9}' style="overflow:hidden;padding:0px 3px 0px 3px;vertical-align:bottom;text-align:center;">2.90</td> <td data-sheets-numberformat='{"1":2,"2":"0","3":1}' data-sheets-value='{"1":3,"3":44}' style="overflow:hidden;padding:0px 3px 0px 3px;vertical-align:bottom;text-align:center;">44</td> <td data-sheets-numberformat='{"1":2,"2":"0","3":1}' data-sheets-value='{"1":3,"3":51}' style="overflow:hidden;padding:0px 3px 0px 3px;vertical-align:bottom;text-align:center;">51</td> <td data-sheets-numberformat='{"1":2,"2":"0","3":1}' data-sheets-value='{"1":3,"3":20}' style="border-right:1px solid #000000;overflow:hidden;padding:0px 3px 0px 3px;vertical-align:bottom;text-align:center;">20</td> </tr> <tr style="height:20px;"> <td style="border-left:1px solid #000000;overflow:hidden;padding:0px 3px 0px 3px;vertical-align:bottom;font-weight:bold;"></td> <td data-sheets-value='{"1":2,"2":"Double-walled"}' style="overflow:hidden;padding:0px 3px 0px 3px;vertical-align:bottom;font-weight:bold;">Double-walled</td> <td data-sheets-value='{"1":2,"2":"Opal (T/O)"}' style="border-right:1px solid #000000;overflow:hidden;padding:0px 3px 0px 3px;vertical-align:bottom;font-weight:bold;">Opal (T/O)</td> <td data-sheets-numberformat='{"1":2,"2":"0.00","3":1}' data-sheets-value='{"1":3,"3":2.9}' style="overflow:hidden;padding:0px 3px 0px 3px;vertical-align:bottom;text-align:center;">2.90</td> <td data-sheets-numberformat='{"1":2,"2":"0","3":1}' data-sheets-value='{"1":3,"3":41}' style="overflow:hidden;padding:0px 3px 0px 3px;vertical-align:bottom;text-align:center;">41</td> <td data-sheets-numberformat='{"1":2,"2":"0","3":1}' data-sheets-value='{"1":3,"3":45}' style="overflow:hidden;padding:0px 3px 0px 3px;vertical-align:bottom;text-align:center;">45</td> <td data-sheets-numberformat='{"1":2,"2":"0","3":1}' data-sheets-value='{"1":3,"3":20}' style="border-right:1px solid #000000;overflow:hidden;padding:0px 3px 0px 3px;vertical-align:bottom;text-align:center;">20</td> </tr> <tr style="height:20px;"> <td style="border-left:1px solid #000000;overflow:hidden;padding:0px 3px 0px 3px;vertical-align:bottom;font-weight:bold;"></td> <td data-sheets-value='{"1":2,"2":"Triple-walled"}' style="overflow:hidden; | skylux-160-ce-met-koepel-en-pvc-opstand-16-00-met-lm-motor-1200-x-1400-mm | 8586022420813 | 46872330764621
Smoke and heat exhaust (SHEV) | SHE system | Skylux | Skylux 160° CE with skylight and PVC curb 16/00 with LM-actuator 1200 x 1500 mm |  | 30655 | 5412970306559 | 4417.75 | Yes | 30-45 | 60.98 | 1200 x 1500 mm | 1500 | 1200 |  | PVC 16/00 (16 cm high & roof opening = daylight size) | Rectangular | 5.17 W/m²K - 1.28 W/m²K | 87% - 32% | 90% - 32% | 20dB - 23dB | 160° CE (for industry) | skylight | without spoiler | E | Single actuator | Maximum four-walled skylight possible for this product | Ut-value LT-value g-value Rw-value EN 1873 : 2014 EN ISO 13468 EN 16153 EN 410 EN 410 EN ISO 140-3 Material Walls Shells (W/m²K) (%) (%) (dB) Acrylic Single-walled Clear (H) 5.17 90 87 - PMMA Single-walled Opal (O) 5.17 83 76 - Double-walled Clear (H/H) 2.90 81 75 20 Double-walled Opal (O/O) 2.90 69 58 20 Triple-walled Clear (H/H/H) 1.70 73 65 22 Triple-walled Opal (O/H/O) 1.70 62 51 22 Four-walled Clear (H/H/H/H) 1.28 64 54 23 Four-walled Opal (H/H/O/H) 1.28 59 48 23 Polycarbonate Single-walled Clear (A) 5.17 88 83 - PC Single-walled Opal (D) 5.17 58 60 - Double-walled Clear (A/H) 2.90 79 72 20 Double-walled Clear (A/A) 2.90 77 69 20 Double-walled Opal (A/O) 2.90 73 63 20 Double-walled Opal (A/D) 2.90 51 50 20 Triple-walled Clear (A/H/H) 1.70 71 63 22 Triple-walled Opal (A/O/O) 1.70 61 48 22 Four-walled Clear (A/H/H/H) 1.28 64 52 23 Four-walled Opal (A/H/O/H) 1.28 59 46 23 Polycarbonate Single-walled Heatstop Opal (T) 5.17 49 59 - Heatstop PC Double-walled Clear (T/H) 2.90 44 51 20 Double-walled Opal (T/O) 2.90 41 45 20 Triple-walled Clear (T/H/H) 1.70 40 <td data-sheets-numberformat='{"1":2,"2":"0","3":1}' data-sheets-value='{"1":3,"3":44}' style="overflow:hidden;paddin | https://skylux.eu/en/products/skylux-160-ce-met-koepel-en-pvc-opstand-16-00-met-lm-motor-1200-x-1500-mm | https://skylux.eu/cdn/shop/files/Skylux-160deg-CE-met-koepel-en-pvc-opstand-1600-met-LM-motor-1200-x-1500-mm-RWA-systeem.jpg?v=1702979426&width=1600 | https://skylux.eu/cdn/shop/files/e5a82811-1bb0-48e4-a776-cacb59c7c092_afb00da2-5929-4fc3-8ef9-1ec47d3dac7b.jpg?v=1688550893&width=1600 | //skylux.eu/cdn/shop/files/E_MH_Mounting_instructions_Skylux_160_CE_LM.pdf?v=12406716259046007223 | //skylux.eu/cdn/shop/files/E_TD_Technical_File_Skylux_Skylux_160_CE_Electric.pdf?v=3667116872303399239 | <style type="text/css" id="isPasted"> <!--td { border: 1px solid #cccccc; } br { mso-data-placement: same-cell; } --> </style> <table border="1" cellpadding="0" cellspacing="0" dir="ltr" style="table-layout:fixed;font-size:10pt;font-family:Arial;border-collapse:collapse;border:none;"><tbody> <tr style="height:20px;"> <td style="overflow:hidden;padding:0px 3px 0px 3px;vertical-align:bottom;"></td> <td style="overflow:hidden;padding:0px 3px 0px 3px;vertical-align:bottom;"></td> <td style="overflow:hidden;padding:0px 3px 0px 3px;vertical-align:bottom;"></td> <td data-sheets-value='{"1":2,"2":"Ut-value"}' style="overflow:hidden;padding:0px 3px 0px 3px;vertical-align:bottom;font-weight:bold;text-align:center;">Ut-value</td> <td data-sheets-value='{"1":2,"2":"LT-value"}' style="overflow:hidden;padding:0px 3px 0px 3px;vertical-align:bottom;font-weight:bold;text-align:center;">LT-value</td> <td data-sheets-value='{"1":2,"2":"g-value"}' style="overflow:hidden;padding:0px 3px 0px 3px;vertical-align:bottom;font-weight:bold;text-align:center;">g-value</td> <td data-sheets-value='{"1":2,"2":"Rw-value "}' style="overflow:hidden;padding:0px 3px 0px 3px;vertical-align:bottom;font-weight:bold;text-align:center;">Rw-value </td> </tr> <tr style="height:20px;"> <td style="overflow:hidden;padding:0px 3px 0px 3px;vertical-align:bottom;"></td> <td style="overflow:hidden;padding:0px 3px 0px 3px;vertical-align:bottom;"></td> <td style="overflow:hidden;padding:0px 3px 0px 3px;vertical-align:bottom;"></td> <td data-sheets-numberformat='{"1":2,"2":"0.00","3":1}' data-sheets-value='{"1":2,"2":"EN 1873 : 2014"}' style="overflow:hidden;padding:0px 3px 0px 3px;vertical-align:bottom;text-align:center;">EN 1873 : 2014</td> <td data-sheets-numberformat='{"1":2,"2":"0","3":1}' data-sheets-value='{"1":2,"2":"EN ISO 13468 EN 16153 EN 410"}' style="overflow:hidden;padding:0px 3px 0px 3px;vertical-align:bottom;text-align:center;">EN ISO 13468 EN 16153 EN 410</td> <td data-sheets-numberformat='{"1":2,"2":"0","3":1}' data-sheets-value='{"1":2,"2":"EN 410"}' style="overflow:hidden;padding:0px 3px 0px 3px;vertical-align:bottom;text-align:center;">EN 410</td> <td data-sheets-value='{"1":2,"2":"EN ISO 140-3\t\t"}' style="overflow:hidden;padding:0px 3px 0px 3px;vertical-align:bottom;text-align:center;">EN ISO 140-3 </td> </tr> <tr style="height:20px;"> <td data-sheets-value='{"1":2,"2":"Material"}' style="border-bottom:1px solid #000000;overflow:hidden;padding:0px 3px 0px 3px;vertical-align:bottom;background-color:#000000;font-weight:bold;color:#ffffff;">Material</td> <td data-sheets-value='{"1":2,"2":"Walls"}' style="border-bottom:1px solid #000000;overflow:hidden;padding:0px 3px 0px 3px;vertical-align:bottom;background-color:#000000;font-weight:bold;color:#ffffff;">Walls</td> <td data-sheets-value='{"1":2,"2":"Shells"}' style="border-bottom:1px solid #000000;overflow:hidden;padding:0px 3px 0px 3px;vertical-align:bottom;background-color:#000000;font-weight:bold;color:#ffffff;">Shells</td> <td data-sheets-numberformat='{"1":2,"2":"0.00","3":1}' data-sheets-value='{"1":2,"2":"(W/m²K)\t"}' style="border-bottom:1px solid #000000;overflow:hidden;padding:0px 3px 0px 3px;vertical-align:bottom;background-color:#000000;font-weight:bold;color:#ffffff;text-align:center;">(W/m²K) </td> <td data-sheets-numberformat='{"1":2,"2":"0","3":1}' data-sheets-value='{"1":2,"2":"(%)"}' style="border-bottom:1px solid #000000;overflow:hidden;padding:0px 3px 0px 3px;vertical-align:bottom;background-color:#000000;font-weight:bold;color:#ffffff;text-align:center;">(%)</td> <td data-sheets-numberformat='{"1":2,"2":"0","3":1}' data-sheets-value='{"1":2,"2":"(%)"}' style="border-bottom:1px solid #000000;overflow:hidden;padding:0px 3px 0px 3px;vertical-align:bottom;background-color:#000000;font-weight:bold;color:#ffffff;text-align:center;">(%)</td> <td data-sheets-value='{"1":2,"2":"(dB)"}' style="border-bottom:1px solid #000000;overflow:hidden;padding:0px 3px 0px 3px;vertical-align:bottom;background-color:#000000;font-weight:bold;color:#ffffff;text-align:center;">(dB)</td> </tr> <tr style="height:20px;"> <td data-sheets-value='{"1":2,"2":"Acrylic"}' style="border-left:1px solid #000000;overflow:hidden;padding:0px 3px 0px 3px;vertical-align:bottom;font-weight:bold;">Acrylic</td> <td data-sheets-value='{"1":2,"2":"Single-walled"}' style="overflow:hidden;padding:0px 3px 0px 3px;vertical-align:bottom;font-weight:bold;">Single-walled</td> <td data-sheets-value='{"1":2,"2":"Clear (H)"}' style="border-right:1px solid #000000;overflow:hidden;padding:0px 3px 0px 3px;vertical-align:bottom;font-weight:bold;">Clear (H)</td> <td data-sheets-numberformat='{"1":2,"2":"0.00","3":1}' data-sheets-value='{"1":3,"3":5.17}' style="overflow:hidden;padding:0px 3px 0px 3px;vertical-align:bottom;text-align:center;">5.17</td> <td data-sheets-numberformat='{"1":2,"2":"0","3":1}' data-sheets-value='{"1":3,"3":90}' style="overflow:hidden;padding:0px 3px 0px 3px;vertical-align:bottom;text-align:center;">90</td> <td data-sheets-numberformat='{"1":2,"2":"0","3":1}' data-sheets-value='{"1":3,"3":87}' style="overflow:hidden;padding:0px 3px 0px 3px;vertical-align:bottom;text-align:center;">87</td> <td data-sheets-numberformat='{"1":2,"2":"0","3":1}' data-sheets-value='{"1":2,"2":"-"}' style="border-right:1px solid #000000;overflow:hidden;padding:0px 3px 0px 3px;vertical-align:bottom;text-align:center;">-</td> </tr> <tr style="height:20px;"> <td data-sheets-value='{"1":2,"2":"PMMA"}' style="border-left:1px solid #000000;overflow:hidden;padding:0px 3px 0px 3px;vertical-align:bottom;font-weight:bold;">PMMA</td> <td data-sheets-value='{"1":2,"2":"Single-walled"}' style="overflow:hidden;padding:0px 3px 0px 3px;vertical-align:bottom;font-weight:bold;">Single-walled</td> <td data-sheets-value='{"1":2,"2":"Opal (O)"}' style="border-right:1px solid #000000;overflow:hidden;padding:0px 3px 0px 3px;vertical-align:bottom;font-weight:bold;">Opal (O)</td> <td data-sheets-numberformat='{"1":2,"2":"0.00","3":1}' data-sheets-value='{"1":3,"3":5.17}' style="overflow:hidden;padding:0px 3px 0px 3px;vertical-align:bottom;text-align:center;">5.17</td> <td data-sheets-numberformat='{"1":2,"2":"0","3":1}' data-sheets-value='{"1":3,"3":83}' style="overflow:hidden;padding:0px 3px 0px 3px;vertical-align:bottom;text-align:center;">83</td> <td data-sheets-numberformat='{"1":2,"2":"0","3":1}' data-sheets-value='{"1":3,"3":76}' style="overflow:hidden;padding:0px 3px 0px 3px;vertical-align:bottom;text-align:center;">76</td> <td data-sheets-numberformat='{"1":2,"2":"0","3":1}' data-sheets-value='{"1":2,"2":"-"}' style="border-right:1px solid #000000;overflow:hidden;padding:0px 3px 0px 3px;vertical-align:bottom;text-align:center;">-</td> </tr> <tr style="height:20px;"> <td style="border-left:1px solid #000000;overflow:hidden;padding:0px 3px 0px 3px;vertical-align:bottom;font-weight:bold;"></td> <td data-sheets-value='{"1":2,"2":"Double-walled"}' style="overflow:hidden;padding:0px 3px 0px 3px;vertical-align:bottom;font-weight:bold;">Double-walled</td> <td data-sheets-value='{"1":2,"2":"Clear (H/H)"}' style="border-right:1px solid #000000;overflow:hidden;padding:0px 3px 0px 3px;vertical-align:bottom;font-weight:bold;">Clear (H/H)</td> <td data-sheets-numberformat='{"1":2,"2":"0.00","3":1}' data-sheets-value='{"1":3,"3":2.9}' style="overflow:hidden;padding:0px 3px 0px 3px;vertical-align:bottom;text-align:center;">2.90</td> <td data-sheets-numberformat='{"1":2,"2":"0","3":1}' data-sheets-value='{"1":3,"3":81}' style="overflow:hidden;padding:0px 3px 0px 3px;vertical-align:bottom;text-align:center;">81</td> <td data-sheets-numberformat='{"1":2,"2":"0","3":1}' data-sheets-value='{"1":3,"3":75}' style="overflow:hidden;padding:0px 3px 0px 3px;vertical-align:bottom;text-align:center;">75</td> <td data-sheets-numberformat='{"1":2,"2":"0","3":1}' data-sheets-value='{"1":3,"3":20}' style="border-right:1px solid #000000;overflow:hidden;padding:0px 3px 0px 3px;vertical-align:bottom;text-align:center;">20</td> </tr> <tr style="height:20px;"> <td style="border-left:1px solid #000000;overflow:hidden;padding:0px 3px 0px 3px;vertical-align:bottom;font-weight:bold;"></td> <td data-sheets-value='{"1":2,"2":"Double-walled"}' style="overflow:hidden;padding:0px 3px 0px 3px;vertical-align:bottom;font-weight:bold;">Double-walled</td> <td data-sheets-value='{"1":2,"2":"Opal (O/O)"}' style="border-right:1px solid #000000;overflow:hidden;padding:0px 3px 0px 3px;vertical-align:bottom;font-weight:bold;">Opal (O/O)</td> <td data-sheets-numberformat='{"1":2,"2":"0.00","3":1}' data-sheets-value='{"1":3,"3":2.9}' style="overflow:hidden;padding:0px 3px 0px 3px;vertical-align:bottom;text-align:center;">2.90</td> <td data-sheets-numberformat='{"1":2,"2":"0","3":1}' data-sheets-value='{"1":3,"3":69}' style="overflow:hidden;padding:0px 3px 0px 3px;vertical-align:bottom;text-align:center;">69</td> <td data-sheets-numberformat='{"1":2,"2":"0","3":1}' data-sheets-value='{"1":3,"3":58}' style="overflow:hidden;padding:0px 3px 0px 3px;vertical-align:bottom;text-align:center;">58</td> <td data-sheets-numberformat='{"1":2,"2":"0","3":1}' data-sheets-value='{"1":3,"3":20}' style="border-right:1px solid #000000;overflow:hidden;padding:0px 3px 0px 3px;vertical-align:bottom;text-align:center;">20</td> </tr> <tr style="height:20px;"> <td style="border-left:1px solid #000000;overflow:hidden;padding:0px 3px 0px 3px;vertical-align:bottom;font-weight:bold;"></td> <td data-sheets-value='{"1":2,"2":"Triple-walled"}' style="overflow:hidden;padding:0px 3px 0px 3px;vertical-align:bottom;font-weight:bold;">Triple-walled</td> <td data-sheets-value='{"1":2,"2":"Clear (H/H/H)"}' style="border-right:1px solid #000000;overflow:hidden;padding:0px 3px 0px 3px;vertical-align:bottom;font-weight:bold;">Clear (H/H/H)</td> <td data-sheets-numberformat='{"1":2,"2":"0.00","3":1}' data-sheets-value='{"1":3,"3":1.7}' style="overflow:hidden;padding:0px 3px 0px 3px;vertical-align:bottom;text-align:center;">1.70</td> <td data-sheets-numberformat='{"1":2,"2":"0","3":1}' data-sheets-value='{"1":3,"3":73}' style="overflow:hidden;padding:0px 3px 0px 3px;vertical-align:bottom;text-align:center;">73</td> <td data-sheets-numberformat='{"1":2,"2":"0","3":1}' data-sheets-value='{"1":3,"3":65}' style="overflow:hidden;padding:0px 3px 0px 3px;vertical-align:bottom;text-align:center;">65</td> <td data-sheets-numberformat='{"1":2,"2":"0","3":1}' data-sheets-value='{"1":3,"3":22}' style="border-right:1px solid #000000;overflow:hidden;padding:0px 3px 0px 3px;vertical-align:bottom;text-align:center;">22</td> </tr> <tr style="height:20px;"> <td style="border-left:1px solid #000000;overflow:hidden;padding:0px 3px 0px 3px;vertical-align:bottom;font-weight:bold;"></td> <td data-sheets-value='{"1":2,"2":"Triple-walled"}' style="overflow:hidden;padding:0px 3px 0px 3px;vertical-align:bottom;font-weight:bold;">Triple-walled</td> <td data-sheets-value='{"1":2,"2":"Opal (O/H/O)"}' style="border-right:1px solid #000000;overflow:hidden;padding:0px 3px 0px 3px;vertical-align:bottom;font-weight:bold;">Opal (O/H/O)</td> <td data-sheets-numberformat='{"1":2,"2":"0.00","3":1}' data-sheets-value='{"1":3,"3":1.7}' style="overflow:hidden;padding:0px 3px 0px 3px;vertical-align:bottom;text-align:center;">1.70</td> <td data-sheets-numberformat='{"1":2,"2":"0","3":1}' data-sheets-value='{"1":3,"3":62}' style="overflow:hidden;padding:0px 3px 0px 3px;vertical-align:bottom;text-align:center;">62</td> <td data-sheets-numberformat='{"1":2,"2":"0","3":1}' data-sheets-value='{"1":3,"3":51}' style="overflow:hidden;padding:0px 3px 0px 3px;vertical-align:bottom;text-align:center;">51</td> <td data-sheets-numberformat='{"1":2,"2":"0","3":1}' data-sheets-value='{"1":3,"3":22}' style="border-right:1px solid #000000;overflow:hidden;padding:0px 3px 0px 3px;vertical-align:bottom;text-align:center;">22</td> </tr> <tr style="height:20px;"> <td style="border-left:1px solid #000000;overflow:hidden;padding:0px 3px 0px 3px;vertical-align:bottom;font-weight:bold;"></td> <td data-sheets-value='{"1":2,"2":"Four-walled"}' style="overflow:hidden;padding:0px 3px 0px 3px;vertical-align:bottom;font-weight:bold;">Four-walled</td> <td data-sheets-value='{"1":2,"2":"Clear (H/H/H/H)"}' style="border-right:1px solid #000000;overflow:hidden;padding:0px 3px 0px 3px;vertical-align:bottom;font-weight:bold;">Clear (H/H/H/H)</td> <td data-sheets-numberformat='{"1":2,"2":"0.00","3":1}' data-sheets-value='{"1":3,"3":1.28}' style="overflow:hidden;padding:0px 3px 0px 3px;vertical-align:bottom;text-align:center;">1.28</td> <td data-sheets-numberformat='{"1":2,"2":"0","3":1}' data-sheets-value='{"1":3,"3":64}' style="overflow:hidden;padding:0px 3px 0px 3px;vertical-align:bottom;text-align:center;">64</td> <td data-sheets-numberformat='{"1":2,"2":"0","3":1}' data-sheets-value='{"1":3,"3":54}' style="overflow:hidden;padding:0px 3px 0px 3px;vertical-align:bottom;text-align:center;">54</td> <td data-sheets-numberformat='{"1":2,"2":"0","3":1}' data-sheets-value='{"1":3,"3":23}' style="border-right:1px solid #000000;overflow:hidden;padding:0px 3px 0px 3px;vertical-align:bottom;text-align:center;">23</td> </tr> <tr style="height:20px;"> <td style="border-bottom:1px solid #000000;border-left:1px solid #000000;overflow:hidden;padding:0px 3px 0px 3px;vertical-align:bottom;"></td> <td data-sheets-value='{"1":2,"2":"Four-walled"}' style="border-bottom:1px solid #000000;overflow:hidden;padding:0px 3px 0px 3px;vertical-align:bottom;font-weight:bold;">Four-walled</td> <td data-sheets-value='{"1":2,"2":"Opal (H/H/O/H)"}' style="border-right:1px solid #000000;border-bottom:1px solid #000000;overflow:hidden;padding:0px 3px 0px 3px;vertical-align:bottom;font-weight:bold;">Opal (H/H/O/H)</td> <td data-sheets-numberformat='{"1":2,"2":"0.00","3":1}' data-sheets-value='{"1":3,"3":1.28}' style="border-bottom:1px solid #000000;overflow:hidden;padding:0px 3px 0px 3px;vertical-align:bottom;text-align:center;">1.28</td> <td data-sheets-numberformat='{"1":2,"2":"0","3":1}' data-sheets-value='{"1":3,"3":59}' style="border-bottom:1px solid #000000;overflow:hidden;padding:0px 3px 0px 3px;vertical-align:bottom;text-align:center;">59</td> <td data-sheets-numberformat='{"1":2,"2":"0","3":1}' data-sheets-value='{"1":3,"3":48}' style="border-bottom:1px solid #000000;overflow:hidden;padding:0px 3px 0px 3px;vertical-align:bottom;text-align:center;">48</td> <td data-sheets-numberformat='{"1":2,"2":"0","3":1}' data-sheets-value='{"1":3,"3":23}' style="border-right:1px solid #000000;border-bottom:1px solid #000000;overflow:hidden;padding:0px 3px 0px 3px;vertical-align:bottom;text-align:center;">23</td> </tr> <tr style="height:20px;"> <td data-sheets-value='{"1":2,"2":"Polycarbonate "}' style="border-left:1px solid #000000;overflow:hidden;padding:0px 3px 0px 3px;vertical-align:bottom;font-weight:bold;">Polycarbonate </td> <td data-sheets-value='{"1":2,"2":"Single-walled"}' style="overflow:hidden;padding:0px 3px 0px 3px;vertical-align:bottom;font-weight:bold;">Single-walled</td> <td data-sheets-value='{"1":2,"2":"Clear (A)"}' style="border-right:1px solid #000000;overflow:hidden;padding:0px 3px 0px 3px;vertical-align:bottom;font-weight:bold;">Clear (A)</td> <td data-sheets-numberformat='{"1":2,"2":"0.00","3":1}' data-sheets-value='{"1":3,"3":5.17}' style="overflow:hidden;padding:0px 3px 0px 3px;vertical-align:bottom;text-align:center;">5.17</td> <td data-sheets-numberformat='{"1":2,"2":"0","3":1}' data-sheets-value='{"1":3,"3":88}' style="overflow:hidden;padding:0px 3px 0px 3px;vertical-align:bottom;text-align:center;">88</td> <td data-sheets-numberformat='{"1":2,"2":"0","3":1}' data-sheets-value='{"1":3,"3":83}' style="overflow:hidden;padding:0px 3px 0px 3px;vertical-align:bottom;text-align:center;">83</td> <td data-sheets-numberformat='{"1":2,"2":"0","3":1}' data-sheets-value='{"1":2,"2":"-"}' style="border-right:1px solid #000000;overflow:hidden;padding:0px 3px 0px 3px;vertical-align:bottom;text-align:center;">-</td> </tr> <tr style="height:20px;"> <td data-sheets-value='{"1":2,"2":"PC"}' style="border-left:1px solid #000000;overflow:hidden;padding:0px 3px 0px 3px;vertical-align:bottom;font-weight:bold;">PC</td> <td data-sheets-value='{"1":2,"2":"Single-walled"}' style="overflow:hidden;padding:0px 3px 0px 3px;vertical-align:bottom;font-weight:bold;">Single-walled</td> <td data-sheets-value='{"1":2,"2":"Opal (D)"}' style="border-right:1px solid #000000;overflow:hidden;padding:0px 3px 0px 3px;vertical-align:bottom;font-weight:bold;">Opal (D)</td> <td data-sheets-numberformat='{"1":2,"2":"0.00","3":1}' data-sheets-value='{"1":3,"3":5.17}' style="overflow:hidden;padding:0px 3px 0px 3px;vertical-align:bottom;text-align:center;">5.17</td> <td data-sheets-numberformat='{"1":2,"2":"0","3":1}' data-sheets-value='{"1":3,"3":58}' style="overflow:hidden;padding:0px 3px 0px 3px;vertical-align:bottom;text-align:center;">58</td> <td data-sheets-numberformat='{"1":2,"2":"0","3":1}' data-sheets-value='{"1":3,"3":60}' style="overflow:hidden;padding:0px 3px 0px 3px;vertical-align:bottom;text-align:center;">60</td> <td data-sheets-numberformat='{"1":2,"2":"0","3":1}' data-sheets-value='{"1":2,"2":"-"}' style="border-right:1px solid #000000;overflow:hidden;padding:0px 3px 0px 3px;vertical-align:bottom;text-align:center;">-</td> </tr> <tr style="height:20px;"> <td style="border-left:1px solid #000000;overflow:hidden;padding:0px 3px 0px 3px;vertical-align:bottom;font-weight:bold;"></td> <td data-sheets-value='{"1":2,"2":"Double-walled"}' style="overflow:hidden;padding:0px 3px 0px 3px;vertical-align:bottom;font-weight:bold;">Double-walled</td> <td data-sheets-value='{"1":2,"2":"Clear (A/H)"}' style="border-right:1px solid #000000;overflow:hidden;padding:0px 3px 0px 3px;vertical-align:bottom;font-weight:bold;">Clear (A/H)</td> <td data-sheets-numberformat='{"1":2,"2":"0.00","3":1}' data-sheets-value='{"1":3,"3":2.9}' style="overflow:hidden;padding:0px 3px 0px 3px;vertical-align:bottom;text-align:center;">2.90</td> <td data-sheets-numberformat='{"1":2,"2":"0","3":1}' data-sheets-value='{"1":3,"3":79}' style="overflow:hidden;padding:0px 3px 0px 3px;vertical-align:bottom;text-align:center;">79</td> <td data-sheets-numberformat='{"1":2,"2":"0","3":1}' data-sheets-value='{"1":3,"3":72}' style="overflow:hidden;padding:0px 3px 0px 3px;vertical-align:bottom;text-align:center;">72</td> <td data-sheets-numberformat='{"1":2,"2":"0","3":1}' data-sheets-value='{"1":3,"3":20}' style="border-right:1px solid #000000;overflow:hidden;padding:0px 3px 0px 3px;vertical-align:bottom;text-align:center;">20</td> </tr> <tr style="height:20px;"> <td style="border-left:1px solid #000000;overflow:hidden;padding:0px 3px 0px 3px;vertical-align:bottom;font-weight:bold;"></td> <td data-sheets-value='{"1":2,"2":"Double-walled"}' style="overflow:hidden;padding:0px 3px 0px 3px;vertical-align:bottom;font-weight:bold;">Double-walled</td> <td data-sheets-value='{"1":2,"2":"Clear (A/A)"}' style="border-right:1px solid #000000;overflow:hidden;padding:0px 3px 0px 3px;vertical-align:bottom;font-weight:bold;">Clear (A/A)</td> <td data-sheets-numberformat='{"1":2,"2":"0.00","3":1}' data-sheets-value='{"1":3,"3":2.9}' style="overflow:hidden;padding:0px 3px 0px 3px;vertical-align:bottom;text-align:center;">2.90</td> <td data-sheets-numberformat='{"1":2,"2":"0","3":1}' data-sheets-value='{"1":3,"3":77}' style="overflow:hidden;padding:0px 3px 0px 3px;vertical-align:bottom;text-align:center;">77</td> <td data-sheets-numberformat='{"1":2,"2":"0","3":1}' data-sheets-value='{"1":3,"3":69}' style="overflow:hidden;padding:0px 3px 0px 3px;vertical-align:bottom;text-align:center;">69</td> <td data-sheets-numberformat='{"1":2,"2":"0","3":1}' data-sheets-value='{"1":3,"3":20}' style="border-right:1px solid #000000;overflow:hidden;padding:0px 3px 0px 3px;vertical-align:bottom;text-align:center;">20</td> </tr> <tr style="height:20px;"> <td style="border-left:1px solid #000000;overflow:hidden;padding:0px 3px 0px 3px;vertical-align:bottom;font-weight:bold;"></td> <td data-sheets-value='{"1":2,"2":"Double-walled"}' style="overflow:hidden;padding:0px 3px 0px 3px;vertical-align:bottom;font-weight:bold;">Double-walled</td> <td data-sheets-value='{"1":2,"2":"Opal (A/O)"}' style="border-right:1px solid #000000;overflow:hidden;padding:0px 3px 0px 3px;vertical-align:bottom;font-weight:bold;">Opal (A/O)</td> <td data-sheets-numberformat='{"1":2,"2":"0.00","3":1}' data-sheets-value='{"1":3,"3":2.9}' style="overflow:hidden;padding:0px 3px 0px 3px;vertical-align:bottom;text-align:center;">2.90</td> <td data-sheets-numberformat='{"1":2,"2":"0","3":1}' data-sheets-value='{"1":3,"3":73}' style="overflow:hidden;padding:0px 3px 0px 3px;vertical-align:bottom;text-align:center;">73</td> <td data-sheets-numberformat='{"1":2,"2":"0","3":1}' data-sheets-value='{"1":3,"3":63}' style="overflow:hidden;padding:0px 3px 0px 3px;vertical-align:bottom;text-align:center;">63</td> <td data-sheets-numberformat='{"1":2,"2":"0","3":1}' data-sheets-value='{"1":3,"3":20}' style="border-right:1px solid #000000;overflow:hidden;padding:0px 3px 0px 3px;vertical-align:bottom;text-align:center;">20</td> </tr> <tr style="height:20px;"> <td style="border-left:1px solid #000000;overflow:hidden;padding:0px 3px 0px 3px;vertical-align:bottom;font-weight:bold;"></td> <td data-sheets-value='{"1":2,"2":"Double-walled"}' style="overflow:hidden;padding:0px 3px 0px 3px;vertical-align:bottom;font-weight:bold;">Double-walled</td> <td data-sheets-value='{"1":2,"2":"Opal (A/D)"}' style="border-right:1px solid #000000;overflow:hidden;padding:0px 3px 0px 3px;vertical-align:bottom;font-weight:bold;">Opal (A/D)</td> <td data-sheets-numberformat='{"1":2,"2":"0.00","3":1}' data-sheets-value='{"1":3,"3":2.9}' style="overflow:hidden;padding:0px 3px 0px 3px;vertical-align:bottom;text-align:center;">2.90</td> <td data-sheets-numberformat='{"1":2,"2":"0","3":1}' data-sheets-value='{"1":3,"3":51}' style="overflow:hidden;padding:0px 3px 0px 3px;vertical-align:bottom;text-align:center;">51</td> <td data-sheets-numberformat='{"1":2,"2":"0","3":1}' data-sheets-value='{"1":3,"3":50}' style="overflow:hidden;padding:0px 3px 0px 3px;vertical-align:bottom;text-align:center;">50</td> <td data-sheets-numberformat='{"1":2,"2":"0","3":1}' data-sheets-value='{"1":3,"3":20}' style="border-right:1px solid #000000;overflow:hidden;padding:0px 3px 0px 3px;vertical-align:bottom;text-align:center;">20</td> </tr> <tr style="height:20px;"> <td style="border-left:1px solid #000000;overflow:hidden;padding:0px 3px 0px 3px;vertical-align:bottom;font-weight:bold;"></td> <td data-sheets-value='{"1":2,"2":"Triple-walled"}' style="overflow:hidden;padding:0px 3px 0px 3px;vertical-align:bottom;font-weight:bold;">Triple-walled</td> <td data-sheets-value='{"1":2,"2":"Clear (A/H/H)"}' style="border-right:1px solid #000000;overflow:hidden;padding:0px 3px 0px 3px;vertical-align:bottom;font-weight:bold;">Clear (A/H/H)</td> <td data-sheets-numberformat='{"1":2,"2":"0.00","3":1}' data-sheets-value='{"1":3,"3":1.7}' style="overflow:hidden;padding:0px 3px 0px 3px;vertical-align:bottom;text-align:center;">1.70</td> <td data-sheets-numberformat='{"1":2,"2":"0","3":1}' data-sheets-value='{"1":3,"3":71}' style="overflow:hidden;padding:0px 3px 0px 3px;vertical-align:bottom;text-align:center;">71</td> <td data-sheets-numberformat='{"1":2,"2":"0","3":1}' data-sheets-value='{"1":3,"3":63}' style="overflow:hidden;padding:0px 3px 0px 3px;vertical-align:bottom;text-align:center;">63</td> <td data-sheets-numberformat='{"1":2,"2":"0","3":1}' data-sheets-value='{"1":3,"3":22}' style="border-right:1px solid #000000;overflow:hidden;padding:0px 3px 0px 3px;vertical-align:bottom;text-align:center;">22</td> </tr> <tr style="height:20px;"> <td style="border-left:1px solid #000000;overflow:hidden;padding:0px 3px 0px 3px;vertical-align:bottom;font-weight:bold;"></td> <td data-sheets-value='{"1":2,"2":"Triple-walled"}' style="overflow:hidden;padding:0px 3px 0px 3px;vertical-align:bottom;font-weight:bold;">Triple-walled</td> <td data-sheets-value='{"1":2,"2":"Opal (A/O/O)"}' style="border-right:1px solid #000000;overflow:hidden;padding:0px 3px 0px 3px;vertical-align:bottom;font-weight:bold;">Opal (A/O/O)</td> <td data-sheets-numberformat='{"1":2,"2":"0.00","3":1}' data-sheets-value='{"1":3,"3":1.7}' style="overflow:hidden;padding:0px 3px 0px 3px;vertical-align:bottom;text-align:center;">1.70</td> <td data-sheets-numberformat='{"1":2,"2":"0","3":1}' data-sheets-value='{"1":3,"3":61}' style="overflow:hidden;padding:0px 3px 0px 3px;vertical-align:bottom;text-align:center;">61</td> <td data-sheets-numberformat='{"1":2,"2":"0","3":1}' data-sheets-value='{"1":3,"3":48}' style="overflow:hidden;padding:0px 3px 0px 3px;vertical-align:bottom;text-align:center;">48</td> <td data-sheets-numberformat='{"1":2,"2":"0","3":1}' data-sheets-value='{"1":3,"3":22}' style="border-right:1px solid #000000;overflow:hidden;padding:0px 3px 0px 3px;vertical-align:bottom;text-align:center;">22</td> </tr> <tr style="height:20px;"> <td style="border-left:1px solid #000000;overflow:hidden;padding:0px 3px 0px 3px;vertical-align:bottom;font-weight:bold;"></td> <td data-sheets-value='{"1":2,"2":"Four-walled"}' style="overflow:hidden;padding:0px 3px 0px 3px;vertical-align:bottom;font-weight:bold;">Four-walled</td> <td data-sheets-value='{"1":2,"2":"Clear (A/H/H/H)"}' style="border-right:1px solid #000000;overflow:hidden;padding:0px 3px 0px 3px;vertical-align:bottom;font-weight:bold;">Clear (A/H/H/H)</td> <td data-sheets-numberformat='{"1":2,"2":"0.00","3":1}' data-sheets-value='{"1":3,"3":1.28}' style="overflow:hidden;padding:0px 3px 0px 3px;vertical-align:bottom;text-align:center;">1.28</td> <td data-sheets-numberformat='{"1":2,"2":"0","3":1}' data-sheets-value='{"1":3,"3":64}' style="overflow:hidden;padding:0px 3px 0px 3px;vertical-align:bottom;text-align:center;">64</td> <td data-sheets-numberformat='{"1":2,"2":"0","3":1}' data-sheets-value='{"1":3,"3":52}' style="overflow:hidden;padding:0px 3px 0px 3px;vertical-align:bottom;text-align:center;">52</td> <td data-sheets-numberformat='{"1":2,"2":"0","3":1}' data-sheets-value='{"1":3,"3":23}' style="border-right:1px solid #000000;overflow:hidden;padding:0px 3px 0px 3px;vertical-align:bottom;text-align:center;">23</td> </tr> <tr style="height:20px;"> <td style="border-bottom:1px solid #000000;border-left:1px solid #000000;overflow:hidden;padding:0px 3px 0px 3px;vertical-align:bottom;"></td> <td data-sheets-value='{"1":2,"2":"Four-walled"}' style="border-bottom:1px solid #000000;overflow:hidden;padding:0px 3px 0px 3px;vertical-align:bottom;font-weight:bold;">Four-walled</td> <td data-sheets-value='{"1":2,"2":"Opal (A/H/O/H)"}' style="border-right:1px solid #000000;border-bottom:1px solid #000000;overflow:hidden;padding:0px 3px 0px 3px;vertical-align:bottom;font-weight:bold;">Opal (A/H/O/H)</td> <td data-sheets-numberformat='{"1":2,"2":"0.00","3":1}' data-sheets-value='{"1":3,"3":1.28}' style="border-bottom:1px solid #000000;overflow:hidden;padding:0px 3px 0px 3px;vertical-align:bottom;text-align:center;">1.28</td> <td data-sheets-numberformat='{"1":2,"2":"0","3":1}' data-sheets-value='{"1":3,"3":59}' style="border-bottom:1px solid #000000;overflow:hidden;padding:0px 3px 0px 3px;vertical-align:bottom;text-align:center;">59</td> <td data-sheets-numberformat='{"1":2,"2":"0","3":1}' data-sheets-value='{"1":3,"3":46}' style="border-bottom:1px solid #000000;overflow:hidden;padding:0px 3px 0px 3px;vertical-align:bottom;text-align:center;">46</td> <td data-sheets-numberformat='{"1":2,"2":"0","3":1}' data-sheets-value='{"1":3,"3":23}' style="border-right:1px solid #000000;border-bottom:1px solid #000000;overflow:hidden;padding:0px 3px 0px 3px;vertical-align:bottom;text-align:center;">23</td> </tr> <tr style="height:20px;"> <td data-sheets-value='{"1":2,"2":"Polycarbonate"}' style="border-left:1px solid #000000;overflow:hidden;padding:0px 3px 0px 3px;vertical-align:bottom;font-weight:bold;">Polycarbonate</td> <td data-sheets-value='{"1":2,"2":"Single-walled"}' style="overflow:hidden;padding:0px 3px 0px 3px;vertical-align:bottom;font-weight:bold;">Single-walled</td> <td data-sheets-value='{"1":2,"2":"Heatstop Opal (T)"}' style="border-right:1px solid #000000;overflow:hidden;padding:0px 3px 0px 3px;vertical-align:bottom;font-weight:bold;">Heatstop Opal (T)</td> <td data-sheets-numberformat='{"1":2,"2":"0.00","3":1}' data-sheets-value='{"1":3,"3":5.17}' style="overflow:hidden;padding:0px 3px 0px 3px;vertical-align:bottom;text-align:center;">5.17</td> <td data-sheets-numberformat='{"1":2,"2":"0","3":1}' data-sheets-value='{"1":3,"3":49}' style="overflow:hidden;padding:0px 3px 0px 3px;vertical-align:bottom;text-align:center;">49</td> <td data-sheets-numberformat='{"1":2,"2":"0","3":1}' data-sheets-value='{"1":3,"3":59}' style="overflow:hidden;padding:0px 3px 0px 3px;vertical-align:bottom;text-align:center;">59</td> <td data-sheets-numberformat='{"1":2,"2":"0","3":1}' data-sheets-value='{"1":2,"2":"-"}' style="border-right:1px solid #000000;overflow:hidden;padding:0px 3px 0px 3px;vertical-align:bottom;text-align:center;">-</td> </tr> <tr style="height:20px;"> <td data-sheets-value='{"1":2,"2":"Heatstop PC"}' style="border-left:1px solid #000000;overflow:hidden;padding:0px 3px 0px 3px;vertical-align:bottom;font-weight:bold;">Heatstop PC</td> <td data-sheets-value='{"1":2,"2":"Double-walled"}' style="overflow:hidden;padding:0px 3px 0px 3px;vertical-align:bottom;font-weight:bold;">Double-walled</td> <td data-sheets-value='{"1":2,"2":"Clear (T/H)"}' style="border-right:1px solid #000000;overflow:hidden;padding:0px 3px 0px 3px;vertical-align:bottom;font-weight:bold;">Clear (T/H)</td> <td data-sheets-numberformat='{"1":2,"2":"0.00","3":1}' data-sheets-value='{"1":3,"3":2.9}' style="overflow:hidden;padding:0px 3px 0px 3px;vertical-align:bottom;text-align:center;">2.90</td> <td data-sheets-numberformat='{"1":2,"2":"0","3":1}' data-sheets-value='{"1":3,"3":44}' style="overflow:hidden;padding:0px 3px 0px 3px;vertical-align:bottom;text-align:center;">44</td> <td data-sheets-numberformat='{"1":2,"2":"0","3":1}' data-sheets-value='{"1":3,"3":51}' style="overflow:hidden;padding:0px 3px 0px 3px;vertical-align:bottom;text-align:center;">51</td> <td data-sheets-numberformat='{"1":2,"2":"0","3":1}' data-sheets-value='{"1":3,"3":20}' style="border-right:1px solid #000000;overflow:hidden;padding:0px 3px 0px 3px;vertical-align:bottom;text-align:center;">20</td> </tr> <tr style="height:20px;"> <td style="border-left:1px solid #000000;overflow:hidden;padding:0px 3px 0px 3px;vertical-align:bottom;font-weight:bold;"></td> <td data-sheets-value='{"1":2,"2":"Double-walled"}' style="overflow:hidden;padding:0px 3px 0px 3px;vertical-align:bottom;font-weight:bold;">Double-walled</td> <td data-sheets-value='{"1":2,"2":"Opal (T/O)"}' style="border-right:1px solid #000000;overflow:hidden;padding:0px 3px 0px 3px;vertical-align:bottom;font-weight:bold;">Opal (T/O)</td> <td data-sheets-numberformat='{"1":2,"2":"0.00","3":1}' data-sheets-value='{"1":3,"3":2.9}' style="overflow:hidden;padding:0px 3px 0px 3px;vertical-align:bottom;text-align:center;">2.90</td> <td data-sheets-numberformat='{"1":2,"2":"0","3":1}' data-sheets-value='{"1":3,"3":41}' style="overflow:hidden;padding:0px 3px 0px 3px;vertical-align:bottom;text-align:center;">41</td> <td data-sheets-numberformat='{"1":2,"2":"0","3":1}' data-sheets-value='{"1":3,"3":45}' style="overflow:hidden;padding:0px 3px 0px 3px;vertical-align:bottom;text-align:center;">45</td> <td data-sheets-numberformat='{"1":2,"2":"0","3":1}' data-sheets-value='{"1":3,"3":20}' style="border-right:1px solid #000000;overflow:hidden;padding:0px 3px 0px 3px;vertical-align:bottom;text-align:center;">20</td> </tr> <tr style="height:20px;"> <td style="border-left:1px solid #000000;overflow:hidden;padding:0px 3px 0px 3px;vertical-align:bottom;font-weight:bold;"></td> <td data-sheets-value='{"1":2,"2":"Triple-walled"}' style="overflow:hidden; | skylux-160-ce-met-koepel-en-pvc-opstand-16-00-met-lm-motor-1200-x-1500-mm | 8586022486349 | 46872330961229
Smoke and heat exhaust (SHEV) | SHE system | Skylux | Skylux 160° CE with skylight and PVC curb 16/00 with LM-actuator 1200 x 1800 mm |  | 29960 | 5412970299608 | 4688.75 | Yes | 30-45 | 72.15 | 1200 x 1800 mm | 1800 | 1200 |  | PVC 16/00 (16 cm high & roof opening = daylight size) | Rectangular | 5.17 W/m²K - 1.28 W/m²K | 87% - 32% | 90% - 32% | 20dB - 23dB | 160° CE (for industry) | skylight | without spoiler | E | Single actuator | Maximum four-walled skylight possible for this product | Ut-value LT-value g-value Rw-value EN 1873 : 2014 EN ISO 13468 EN 16153 EN 410 EN 410 EN ISO 140-3 Material Walls Shells (W/m²K) (%) (%) (dB) Acrylic Single-walled Clear (H) 5.17 90 87 - PMMA Single-walled Opal (O) 5.17 83 76 - Double-walled Clear (H/H) 2.90 81 75 20 Double-walled Opal (O/O) 2.90 69 58 20 Triple-walled Clear (H/H/H) 1.70 73 65 22 Triple-walled Opal (O/H/O) 1.70 62 51 22 Four-walled Clear (H/H/H/H) 1.28 64 54 23 Four-walled Opal (H/H/O/H) 1.28 59 48 23 Polycarbonate Single-walled Clear (A) 5.17 88 83 - PC Single-walled Opal (D) 5.17 58 60 - Double-walled Clear (A/H) 2.90 79 72 20 Double-walled Clear (A/A) 2.90 77 69 20 Double-walled Opal (A/O) 2.90 73 63 20 Double-walled Opal (A/D) 2.90 51 50 20 Triple-walled Clear (A/H/H) 1.70 71 63 22 Triple-walled Opal (A/O/O) 1.70 61 48 22 Four-walled Clear (A/H/H/H) 1.28 64 52 23 Four-walled Opal (A/H/O/H) 1.28 59 46 23 Polycarbonate Single-walled Heatstop Opal (T) 5.17 49 59 - Heatstop PC Double-walled Clear (T/H) 2.90 44 51 20 Double-walled Opal (T/O) 2.90 41 45 20 Triple-walled Clear (T/H/H) 1.70 40 <td data-sheets-numberformat='{"1":2,"2":"0","3":1}' data-sheets-value='{"1":3,"3":44}' style="overflow:hidden;paddin | https://skylux.eu/en/products/skylux-160-ce-met-koepel-en-pvc-opstand-16-00-met-lm-motor-1200-x-1800-mm | https://skylux.eu/cdn/shop/files/Skylux-160deg-CE-met-koepel-en-pvc-opstand-1600-met-LM-motor-1200-x-1800-mm-RWA-systeem.jpg?v=1702979431&width=1600 | https://skylux.eu/cdn/shop/files/e5a82811-1bb0-48e4-a776-cacb59c7c092_f672980b-c25d-4759-b9cb-5672eac36b45.jpg?v=1688550894&width=1600 | //skylux.eu/cdn/shop/files/E_MH_Mounting_instructions_Skylux_160_CE_LM.pdf?v=12406716259046007223 | //skylux.eu/cdn/shop/files/E_TD_Technical_File_Skylux_Skylux_160_CE_Electric.pdf?v=3667116872303399239 | <style type="text/css" id="isPasted"> <!--td { border: 1px solid #cccccc; } br { mso-data-placement: same-cell; } --> </style> <table border="1" cellpadding="0" cellspacing="0" dir="ltr" style="table-layout:fixed;font-size:10pt;font-family:Arial;border-collapse:collapse;border:none;"><tbody> <tr style="height:20px;"> <td style="overflow:hidden;padding:0px 3px 0px 3px;vertical-align:bottom;"></td> <td style="overflow:hidden;padding:0px 3px 0px 3px;vertical-align:bottom;"></td> <td style="overflow:hidden;padding:0px 3px 0px 3px;vertical-align:bottom;"></td> <td data-sheets-value='{"1":2,"2":"Ut-value"}' style="overflow:hidden;padding:0px 3px 0px 3px;vertical-align:bottom;font-weight:bold;text-align:center;">Ut-value</td> <td data-sheets-value='{"1":2,"2":"LT-value"}' style="overflow:hidden;padding:0px 3px 0px 3px;vertical-align:bottom;font-weight:bold;text-align:center;">LT-value</td> <td data-sheets-value='{"1":2,"2":"g-value"}' style="overflow:hidden;padding:0px 3px 0px 3px;vertical-align:bottom;font-weight:bold;text-align:center;">g-value</td> <td data-sheets-value='{"1":2,"2":"Rw-value "}' style="overflow:hidden;padding:0px 3px 0px 3px;vertical-align:bottom;font-weight:bold;text-align:center;">Rw-value </td> </tr> <tr style="height:20px;"> <td style="overflow:hidden;padding:0px 3px 0px 3px;vertical-align:bottom;"></td> <td style="overflow:hidden;padding:0px 3px 0px 3px;vertical-align:bottom;"></td> <td style="overflow:hidden;padding:0px 3px 0px 3px;vertical-align:bottom;"></td> <td data-sheets-numberformat='{"1":2,"2":"0.00","3":1}' data-sheets-value='{"1":2,"2":"EN 1873 : 2014"}' style="overflow:hidden;padding:0px 3px 0px 3px;vertical-align:bottom;text-align:center;">EN 1873 : 2014</td> <td data-sheets-numberformat='{"1":2,"2":"0","3":1}' data-sheets-value='{"1":2,"2":"EN ISO 13468 EN 16153 EN 410"}' style="overflow:hidden;padding:0px 3px 0px 3px;vertical-align:bottom;text-align:center;">EN ISO 13468 EN 16153 EN 410</td> <td data-sheets-numberformat='{"1":2,"2":"0","3":1}' data-sheets-value='{"1":2,"2":"EN 410"}' style="overflow:hidden;padding:0px 3px 0px 3px;vertical-align:bottom;text-align:center;">EN 410</td> <td data-sheets-value='{"1":2,"2":"EN ISO 140-3\t\t"}' style="overflow:hidden;padding:0px 3px 0px 3px;vertical-align:bottom;text-align:center;">EN ISO 140-3 </td> </tr> <tr style="height:20px;"> <td data-sheets-value='{"1":2,"2":"Material"}' style="border-bottom:1px solid #000000;overflow:hidden;padding:0px 3px 0px 3px;vertical-align:bottom;background-color:#000000;font-weight:bold;color:#ffffff;">Material</td> <td data-sheets-value='{"1":2,"2":"Walls"}' style="border-bottom:1px solid #000000;overflow:hidden;padding:0px 3px 0px 3px;vertical-align:bottom;background-color:#000000;font-weight:bold;color:#ffffff;">Walls</td> <td data-sheets-value='{"1":2,"2":"Shells"}' style="border-bottom:1px solid #000000;overflow:hidden;padding:0px 3px 0px 3px;vertical-align:bottom;background-color:#000000;font-weight:bold;color:#ffffff;">Shells</td> <td data-sheets-numberformat='{"1":2,"2":"0.00","3":1}' data-sheets-value='{"1":2,"2":"(W/m²K)\t"}' style="border-bottom:1px solid #000000;overflow:hidden;padding:0px 3px 0px 3px;vertical-align:bottom;background-color:#000000;font-weight:bold;color:#ffffff;text-align:center;">(W/m²K) </td> <td data-sheets-numberformat='{"1":2,"2":"0","3":1}' data-sheets-value='{"1":2,"2":"(%)"}' style="border-bottom:1px solid #000000;overflow:hidden;padding:0px 3px 0px 3px;vertical-align:bottom;background-color:#000000;font-weight:bold;color:#ffffff;text-align:center;">(%)</td> <td data-sheets-numberformat='{"1":2,"2":"0","3":1}' data-sheets-value='{"1":2,"2":"(%)"}' style="border-bottom:1px solid #000000;overflow:hidden;padding:0px 3px 0px 3px;vertical-align:bottom;background-color:#000000;font-weight:bold;color:#ffffff;text-align:center;">(%)</td> <td data-sheets-value='{"1":2,"2":"(dB)"}' style="border-bottom:1px solid #000000;overflow:hidden;padding:0px 3px 0px 3px;vertical-align:bottom;background-color:#000000;font-weight:bold;color:#ffffff;text-align:center;">(dB)</td> </tr> <tr style="height:20px;"> <td data-sheets-value='{"1":2,"2":"Acrylic"}' style="border-left:1px solid #000000;overflow:hidden;padding:0px 3px 0px 3px;vertical-align:bottom;font-weight:bold;">Acrylic</td> <td data-sheets-value='{"1":2,"2":"Single-walled"}' style="overflow:hidden;padding:0px 3px 0px 3px;vertical-align:bottom;font-weight:bold;">Single-walled</td> <td data-sheets-value='{"1":2,"2":"Clear (H)"}' style="border-right:1px solid #000000;overflow:hidden;padding:0px 3px 0px 3px;vertical-align:bottom;font-weight:bold;">Clear (H)</td> <td data-sheets-numberformat='{"1":2,"2":"0.00","3":1}' data-sheets-value='{"1":3,"3":5.17}' style="overflow:hidden;padding:0px 3px 0px 3px;vertical-align:bottom;text-align:center;">5.17</td> <td data-sheets-numberformat='{"1":2,"2":"0","3":1}' data-sheets-value='{"1":3,"3":90}' style="overflow:hidden;padding:0px 3px 0px 3px;vertical-align:bottom;text-align:center;">90</td> <td data-sheets-numberformat='{"1":2,"2":"0","3":1}' data-sheets-value='{"1":3,"3":87}' style="overflow:hidden;padding:0px 3px 0px 3px;vertical-align:bottom;text-align:center;">87</td> <td data-sheets-numberformat='{"1":2,"2":"0","3":1}' data-sheets-value='{"1":2,"2":"-"}' style="border-right:1px solid #000000;overflow:hidden;padding:0px 3px 0px 3px;vertical-align:bottom;text-align:center;">-</td> </tr> <tr style="height:20px;"> <td data-sheets-value='{"1":2,"2":"PMMA"}' style="border-left:1px solid #000000;overflow:hidden;padding:0px 3px 0px 3px;vertical-align:bottom;font-weight:bold;">PMMA</td> <td data-sheets-value='{"1":2,"2":"Single-walled"}' style="overflow:hidden;padding:0px 3px 0px 3px;vertical-align:bottom;font-weight:bold;">Single-walled</td> <td data-sheets-value='{"1":2,"2":"Opal (O)"}' style="border-right:1px solid #000000;overflow:hidden;padding:0px 3px 0px 3px;vertical-align:bottom;font-weight:bold;">Opal (O)</td> <td data-sheets-numberformat='{"1":2,"2":"0.00","3":1}' data-sheets-value='{"1":3,"3":5.17}' style="overflow:hidden;padding:0px 3px 0px 3px;vertical-align:bottom;text-align:center;">5.17</td> <td data-sheets-numberformat='{"1":2,"2":"0","3":1}' data-sheets-value='{"1":3,"3":83}' style="overflow:hidden;padding:0px 3px 0px 3px;vertical-align:bottom;text-align:center;">83</td> <td data-sheets-numberformat='{"1":2,"2":"0","3":1}' data-sheets-value='{"1":3,"3":76}' style="overflow:hidden;padding:0px 3px 0px 3px;vertical-align:bottom;text-align:center;">76</td> <td data-sheets-numberformat='{"1":2,"2":"0","3":1}' data-sheets-value='{"1":2,"2":"-"}' style="border-right:1px solid #000000;overflow:hidden;padding:0px 3px 0px 3px;vertical-align:bottom;text-align:center;">-</td> </tr> <tr style="height:20px;"> <td style="border-left:1px solid #000000;overflow:hidden;padding:0px 3px 0px 3px;vertical-align:bottom;font-weight:bold;"></td> <td data-sheets-value='{"1":2,"2":"Double-walled"}' style="overflow:hidden;padding:0px 3px 0px 3px;vertical-align:bottom;font-weight:bold;">Double-walled</td> <td data-sheets-value='{"1":2,"2":"Clear (H/H)"}' style="border-right:1px solid #000000;overflow:hidden;padding:0px 3px 0px 3px;vertical-align:bottom;font-weight:bold;">Clear (H/H)</td> <td data-sheets-numberformat='{"1":2,"2":"0.00","3":1}' data-sheets-value='{"1":3,"3":2.9}' style="overflow:hidden;padding:0px 3px 0px 3px;vertical-align:bottom;text-align:center;">2.90</td> <td data-sheets-numberformat='{"1":2,"2":"0","3":1}' data-sheets-value='{"1":3,"3":81}' style="overflow:hidden;padding:0px 3px 0px 3px;vertical-align:bottom;text-align:center;">81</td> <td data-sheets-numberformat='{"1":2,"2":"0","3":1}' data-sheets-value='{"1":3,"3":75}' style="overflow:hidden;padding:0px 3px 0px 3px;vertical-align:bottom;text-align:center;">75</td> <td data-sheets-numberformat='{"1":2,"2":"0","3":1}' data-sheets-value='{"1":3,"3":20}' style="border-right:1px solid #000000;overflow:hidden;padding:0px 3px 0px 3px;vertical-align:bottom;text-align:center;">20</td> </tr> <tr style="height:20px;"> <td style="border-left:1px solid #000000;overflow:hidden;padding:0px 3px 0px 3px;vertical-align:bottom;font-weight:bold;"></td> <td data-sheets-value='{"1":2,"2":"Double-walled"}' style="overflow:hidden;padding:0px 3px 0px 3px;vertical-align:bottom;font-weight:bold;">Double-walled</td> <td data-sheets-value='{"1":2,"2":"Opal (O/O)"}' style="border-right:1px solid #000000;overflow:hidden;padding:0px 3px 0px 3px;vertical-align:bottom;font-weight:bold;">Opal (O/O)</td> <td data-sheets-numberformat='{"1":2,"2":"0.00","3":1}' data-sheets-value='{"1":3,"3":2.9}' style="overflow:hidden;padding:0px 3px 0px 3px;vertical-align:bottom;text-align:center;">2.90</td> <td data-sheets-numberformat='{"1":2,"2":"0","3":1}' data-sheets-value='{"1":3,"3":69}' style="overflow:hidden;padding:0px 3px 0px 3px;vertical-align:bottom;text-align:center;">69</td> <td data-sheets-numberformat='{"1":2,"2":"0","3":1}' data-sheets-value='{"1":3,"3":58}' style="overflow:hidden;padding:0px 3px 0px 3px;vertical-align:bottom;text-align:center;">58</td> <td data-sheets-numberformat='{"1":2,"2":"0","3":1}' data-sheets-value='{"1":3,"3":20}' style="border-right:1px solid #000000;overflow:hidden;padding:0px 3px 0px 3px;vertical-align:bottom;text-align:center;">20</td> </tr> <tr style="height:20px;"> <td style="border-left:1px solid #000000;overflow:hidden;padding:0px 3px 0px 3px;vertical-align:bottom;font-weight:bold;"></td> <td data-sheets-value='{"1":2,"2":"Triple-walled"}' style="overflow:hidden;padding:0px 3px 0px 3px;vertical-align:bottom;font-weight:bold;">Triple-walled</td> <td data-sheets-value='{"1":2,"2":"Clear (H/H/H)"}' style="border-right:1px solid #000000;overflow:hidden;padding:0px 3px 0px 3px;vertical-align:bottom;font-weight:bold;">Clear (H/H/H)</td> <td data-sheets-numberformat='{"1":2,"2":"0.00","3":1}' data-sheets-value='{"1":3,"3":1.7}' style="overflow:hidden;padding:0px 3px 0px 3px;vertical-align:bottom;text-align:center;">1.70</td> <td data-sheets-numberformat='{"1":2,"2":"0","3":1}' data-sheets-value='{"1":3,"3":73}' style="overflow:hidden;padding:0px 3px 0px 3px;vertical-align:bottom;text-align:center;">73</td> <td data-sheets-numberformat='{"1":2,"2":"0","3":1}' data-sheets-value='{"1":3,"3":65}' style="overflow:hidden;padding:0px 3px 0px 3px;vertical-align:bottom;text-align:center;">65</td> <td data-sheets-numberformat='{"1":2,"2":"0","3":1}' data-sheets-value='{"1":3,"3":22}' style="border-right:1px solid #000000;overflow:hidden;padding:0px 3px 0px 3px;vertical-align:bottom;text-align:center;">22</td> </tr> <tr style="height:20px;"> <td style="border-left:1px solid #000000;overflow:hidden;padding:0px 3px 0px 3px;vertical-align:bottom;font-weight:bold;"></td> <td data-sheets-value='{"1":2,"2":"Triple-walled"}' style="overflow:hidden;padding:0px 3px 0px 3px;vertical-align:bottom;font-weight:bold;">Triple-walled</td> <td data-sheets-value='{"1":2,"2":"Opal (O/H/O)"}' style="border-right:1px solid #000000;overflow:hidden;padding:0px 3px 0px 3px;vertical-align:bottom;font-weight:bold;">Opal (O/H/O)</td> <td data-sheets-numberformat='{"1":2,"2":"0.00","3":1}' data-sheets-value='{"1":3,"3":1.7}' style="overflow:hidden;padding:0px 3px 0px 3px;vertical-align:bottom;text-align:center;">1.70</td> <td data-sheets-numberformat='{"1":2,"2":"0","3":1}' data-sheets-value='{"1":3,"3":62}' style="overflow:hidden;padding:0px 3px 0px 3px;vertical-align:bottom;text-align:center;">62</td> <td data-sheets-numberformat='{"1":2,"2":"0","3":1}' data-sheets-value='{"1":3,"3":51}' style="overflow:hidden;padding:0px 3px 0px 3px;vertical-align:bottom;text-align:center;">51</td> <td data-sheets-numberformat='{"1":2,"2":"0","3":1}' data-sheets-value='{"1":3,"3":22}' style="border-right:1px solid #000000;overflow:hidden;padding:0px 3px 0px 3px;vertical-align:bottom;text-align:center;">22</td> </tr> <tr style="height:20px;"> <td style="border-left:1px solid #000000;overflow:hidden;padding:0px 3px 0px 3px;vertical-align:bottom;font-weight:bold;"></td> <td data-sheets-value='{"1":2,"2":"Four-walled"}' style="overflow:hidden;padding:0px 3px 0px 3px;vertical-align:bottom;font-weight:bold;">Four-walled</td> <td data-sheets-value='{"1":2,"2":"Clear (H/H/H/H)"}' style="border-right:1px solid #000000;overflow:hidden;padding:0px 3px 0px 3px;vertical-align:bottom;font-weight:bold;">Clear (H/H/H/H)</td> <td data-sheets-numberformat='{"1":2,"2":"0.00","3":1}' data-sheets-value='{"1":3,"3":1.28}' style="overflow:hidden;padding:0px 3px 0px 3px;vertical-align:bottom;text-align:center;">1.28</td> <td data-sheets-numberformat='{"1":2,"2":"0","3":1}' data-sheets-value='{"1":3,"3":64}' style="overflow:hidden;padding:0px 3px 0px 3px;vertical-align:bottom;text-align:center;">64</td> <td data-sheets-numberformat='{"1":2,"2":"0","3":1}' data-sheets-value='{"1":3,"3":54}' style="overflow:hidden;padding:0px 3px 0px 3px;vertical-align:bottom;text-align:center;">54</td> <td data-sheets-numberformat='{"1":2,"2":"0","3":1}' data-sheets-value='{"1":3,"3":23}' style="border-right:1px solid #000000;overflow:hidden;padding:0px 3px 0px 3px;vertical-align:bottom;text-align:center;">23</td> </tr> <tr style="height:20px;"> <td style="border-bottom:1px solid #000000;border-left:1px solid #000000;overflow:hidden;padding:0px 3px 0px 3px;vertical-align:bottom;"></td> <td data-sheets-value='{"1":2,"2":"Four-walled"}' style="border-bottom:1px solid #000000;overflow:hidden;padding:0px 3px 0px 3px;vertical-align:bottom;font-weight:bold;">Four-walled</td> <td data-sheets-value='{"1":2,"2":"Opal (H/H/O/H)"}' style="border-right:1px solid #000000;border-bottom:1px solid #000000;overflow:hidden;padding:0px 3px 0px 3px;vertical-align:bottom;font-weight:bold;">Opal (H/H/O/H)</td> <td data-sheets-numberformat='{"1":2,"2":"0.00","3":1}' data-sheets-value='{"1":3,"3":1.28}' style="border-bottom:1px solid #000000;overflow:hidden;padding:0px 3px 0px 3px;vertical-align:bottom;text-align:center;">1.28</td> <td data-sheets-numberformat='{"1":2,"2":"0","3":1}' data-sheets-value='{"1":3,"3":59}' style="border-bottom:1px solid #000000;overflow:hidden;padding:0px 3px 0px 3px;vertical-align:bottom;text-align:center;">59</td> <td data-sheets-numberformat='{"1":2,"2":"0","3":1}' data-sheets-value='{"1":3,"3":48}' style="border-bottom:1px solid #000000;overflow:hidden;padding:0px 3px 0px 3px;vertical-align:bottom;text-align:center;">48</td> <td data-sheets-numberformat='{"1":2,"2":"0","3":1}' data-sheets-value='{"1":3,"3":23}' style="border-right:1px solid #000000;border-bottom:1px solid #000000;overflow:hidden;padding:0px 3px 0px 3px;vertical-align:bottom;text-align:center;">23</td> </tr> <tr style="height:20px;"> <td data-sheets-value='{"1":2,"2":"Polycarbonate "}' style="border-left:1px solid #000000;overflow:hidden;padding:0px 3px 0px 3px;vertical-align:bottom;font-weight:bold;">Polycarbonate </td> <td data-sheets-value='{"1":2,"2":"Single-walled"}' style="overflow:hidden;padding:0px 3px 0px 3px;vertical-align:bottom;font-weight:bold;">Single-walled</td> <td data-sheets-value='{"1":2,"2":"Clear (A)"}' style="border-right:1px solid #000000;overflow:hidden;padding:0px 3px 0px 3px;vertical-align:bottom;font-weight:bold;">Clear (A)</td> <td data-sheets-numberformat='{"1":2,"2":"0.00","3":1}' data-sheets-value='{"1":3,"3":5.17}' style="overflow:hidden;padding:0px 3px 0px 3px;vertical-align:bottom;text-align:center;">5.17</td> <td data-sheets-numberformat='{"1":2,"2":"0","3":1}' data-sheets-value='{"1":3,"3":88}' style="overflow:hidden;padding:0px 3px 0px 3px;vertical-align:bottom;text-align:center;">88</td> <td data-sheets-numberformat='{"1":2,"2":"0","3":1}' data-sheets-value='{"1":3,"3":83}' style="overflow:hidden;padding:0px 3px 0px 3px;vertical-align:bottom;text-align:center;">83</td> <td data-sheets-numberformat='{"1":2,"2":"0","3":1}' data-sheets-value='{"1":2,"2":"-"}' style="border-right:1px solid #000000;overflow:hidden;padding:0px 3px 0px 3px;vertical-align:bottom;text-align:center;">-</td> </tr> <tr style="height:20px;"> <td data-sheets-value='{"1":2,"2":"PC"}' style="border-left:1px solid #000000;overflow:hidden;padding:0px 3px 0px 3px;vertical-align:bottom;font-weight:bold;">PC</td> <td data-sheets-value='{"1":2,"2":"Single-walled"}' style="overflow:hidden;padding:0px 3px 0px 3px;vertical-align:bottom;font-weight:bold;">Single-walled</td> <td data-sheets-value='{"1":2,"2":"Opal (D)"}' style="border-right:1px solid #000000;overflow:hidden;padding:0px 3px 0px 3px;vertical-align:bottom;font-weight:bold;">Opal (D)</td> <td data-sheets-numberformat='{"1":2,"2":"0.00","3":1}' data-sheets-value='{"1":3,"3":5.17}' style="overflow:hidden;padding:0px 3px 0px 3px;vertical-align:bottom;text-align:center;">5.17</td> <td data-sheets-numberformat='{"1":2,"2":"0","3":1}' data-sheets-value='{"1":3,"3":58}' style="overflow:hidden;padding:0px 3px 0px 3px;vertical-align:bottom;text-align:center;">58</td> <td data-sheets-numberformat='{"1":2,"2":"0","3":1}' data-sheets-value='{"1":3,"3":60}' style="overflow:hidden;padding:0px 3px 0px 3px;vertical-align:bottom;text-align:center;">60</td> <td data-sheets-numberformat='{"1":2,"2":"0","3":1}' data-sheets-value='{"1":2,"2":"-"}' style="border-right:1px solid #000000;overflow:hidden;padding:0px 3px 0px 3px;vertical-align:bottom;text-align:center;">-</td> </tr> <tr style="height:20px;"> <td style="border-left:1px solid #000000;overflow:hidden;padding:0px 3px 0px 3px;vertical-align:bottom;font-weight:bold;"></td> <td data-sheets-value='{"1":2,"2":"Double-walled"}' style="overflow:hidden;padding:0px 3px 0px 3px;vertical-align:bottom;font-weight:bold;">Double-walled</td> <td data-sheets-value='{"1":2,"2":"Clear (A/H)"}' style="border-right:1px solid #000000;overflow:hidden;padding:0px 3px 0px 3px;vertical-align:bottom;font-weight:bold;">Clear (A/H)</td> <td data-sheets-numberformat='{"1":2,"2":"0.00","3":1}' data-sheets-value='{"1":3,"3":2.9}' style="overflow:hidden;padding:0px 3px 0px 3px;vertical-align:bottom;text-align:center;">2.90</td> <td data-sheets-numberformat='{"1":2,"2":"0","3":1}' data-sheets-value='{"1":3,"3":79}' style="overflow:hidden;padding:0px 3px 0px 3px;vertical-align:bottom;text-align:center;">79</td> <td data-sheets-numberformat='{"1":2,"2":"0","3":1}' data-sheets-value='{"1":3,"3":72}' style="overflow:hidden;padding:0px 3px 0px 3px;vertical-align:bottom;text-align:center;">72</td> <td data-sheets-numberformat='{"1":2,"2":"0","3":1}' data-sheets-value='{"1":3,"3":20}' style="border-right:1px solid #000000;overflow:hidden;padding:0px 3px 0px 3px;vertical-align:bottom;text-align:center;">20</td> </tr> <tr style="height:20px;"> <td style="border-left:1px solid #000000;overflow:hidden;padding:0px 3px 0px 3px;vertical-align:bottom;font-weight:bold;"></td> <td data-sheets-value='{"1":2,"2":"Double-walled"}' style="overflow:hidden;padding:0px 3px 0px 3px;vertical-align:bottom;font-weight:bold;">Double-walled</td> <td data-sheets-value='{"1":2,"2":"Clear (A/A)"}' style="border-right:1px solid #000000;overflow:hidden;padding:0px 3px 0px 3px;vertical-align:bottom;font-weight:bold;">Clear (A/A)</td> <td data-sheets-numberformat='{"1":2,"2":"0.00","3":1}' data-sheets-value='{"1":3,"3":2.9}' style="overflow:hidden;padding:0px 3px 0px 3px;vertical-align:bottom;text-align:center;">2.90</td> <td data-sheets-numberformat='{"1":2,"2":"0","3":1}' data-sheets-value='{"1":3,"3":77}' style="overflow:hidden;padding:0px 3px 0px 3px;vertical-align:bottom;text-align:center;">77</td> <td data-sheets-numberformat='{"1":2,"2":"0","3":1}' data-sheets-value='{"1":3,"3":69}' style="overflow:hidden;padding:0px 3px 0px 3px;vertical-align:bottom;text-align:center;">69</td> <td data-sheets-numberformat='{"1":2,"2":"0","3":1}' data-sheets-value='{"1":3,"3":20}' style="border-right:1px solid #000000;overflow:hidden;padding:0px 3px 0px 3px;vertical-align:bottom;text-align:center;">20</td> </tr> <tr style="height:20px;"> <td style="border-left:1px solid #000000;overflow:hidden;padding:0px 3px 0px 3px;vertical-align:bottom;font-weight:bold;"></td> <td data-sheets-value='{"1":2,"2":"Double-walled"}' style="overflow:hidden;padding:0px 3px 0px 3px;vertical-align:bottom;font-weight:bold;">Double-walled</td> <td data-sheets-value='{"1":2,"2":"Opal (A/O)"}' style="border-right:1px solid #000000;overflow:hidden;padding:0px 3px 0px 3px;vertical-align:bottom;font-weight:bold;">Opal (A/O)</td> <td data-sheets-numberformat='{"1":2,"2":"0.00","3":1}' data-sheets-value='{"1":3,"3":2.9}' style="overflow:hidden;padding:0px 3px 0px 3px;vertical-align:bottom;text-align:center;">2.90</td> <td data-sheets-numberformat='{"1":2,"2":"0","3":1}' data-sheets-value='{"1":3,"3":73}' style="overflow:hidden;padding:0px 3px 0px 3px;vertical-align:bottom;text-align:center;">73</td> <td data-sheets-numberformat='{"1":2,"2":"0","3":1}' data-sheets-value='{"1":3,"3":63}' style="overflow:hidden;padding:0px 3px 0px 3px;vertical-align:bottom;text-align:center;">63</td> <td data-sheets-numberformat='{"1":2,"2":"0","3":1}' data-sheets-value='{"1":3,"3":20}' style="border-right:1px solid #000000;overflow:hidden;padding:0px 3px 0px 3px;vertical-align:bottom;text-align:center;">20</td> </tr> <tr style="height:20px;"> <td style="border-left:1px solid #000000;overflow:hidden;padding:0px 3px 0px 3px;vertical-align:bottom;font-weight:bold;"></td> <td data-sheets-value='{"1":2,"2":"Double-walled"}' style="overflow:hidden;padding:0px 3px 0px 3px;vertical-align:bottom;font-weight:bold;">Double-walled</td> <td data-sheets-value='{"1":2,"2":"Opal (A/D)"}' style="border-right:1px solid #000000;overflow:hidden;padding:0px 3px 0px 3px;vertical-align:bottom;font-weight:bold;">Opal (A/D)</td> <td data-sheets-numberformat='{"1":2,"2":"0.00","3":1}' data-sheets-value='{"1":3,"3":2.9}' style="overflow:hidden;padding:0px 3px 0px 3px;vertical-align:bottom;text-align:center;">2.90</td> <td data-sheets-numberformat='{"1":2,"2":"0","3":1}' data-sheets-value='{"1":3,"3":51}' style="overflow:hidden;padding:0px 3px 0px 3px;vertical-align:bottom;text-align:center;">51</td> <td data-sheets-numberformat='{"1":2,"2":"0","3":1}' data-sheets-value='{"1":3,"3":50}' style="overflow:hidden;padding:0px 3px 0px 3px;vertical-align:bottom;text-align:center;">50</td> <td data-sheets-numberformat='{"1":2,"2":"0","3":1}' data-sheets-value='{"1":3,"3":20}' style="border-right:1px solid #000000;overflow:hidden;padding:0px 3px 0px 3px;vertical-align:bottom;text-align:center;">20</td> </tr> <tr style="height:20px;"> <td style="border-left:1px solid #000000;overflow:hidden;padding:0px 3px 0px 3px;vertical-align:bottom;font-weight:bold;"></td> <td data-sheets-value='{"1":2,"2":"Triple-walled"}' style="overflow:hidden;padding:0px 3px 0px 3px;vertical-align:bottom;font-weight:bold;">Triple-walled</td> <td data-sheets-value='{"1":2,"2":"Clear (A/H/H)"}' style="border-right:1px solid #000000;overflow:hidden;padding:0px 3px 0px 3px;vertical-align:bottom;font-weight:bold;">Clear (A/H/H)</td> <td data-sheets-numberformat='{"1":2,"2":"0.00","3":1}' data-sheets-value='{"1":3,"3":1.7}' style="overflow:hidden;padding:0px 3px 0px 3px;vertical-align:bottom;text-align:center;">1.70</td> <td data-sheets-numberformat='{"1":2,"2":"0","3":1}' data-sheets-value='{"1":3,"3":71}' style="overflow:hidden;padding:0px 3px 0px 3px;vertical-align:bottom;text-align:center;">71</td> <td data-sheets-numberformat='{"1":2,"2":"0","3":1}' data-sheets-value='{"1":3,"3":63}' style="overflow:hidden;padding:0px 3px 0px 3px;vertical-align:bottom;text-align:center;">63</td> <td data-sheets-numberformat='{"1":2,"2":"0","3":1}' data-sheets-value='{"1":3,"3":22}' style="border-right:1px solid #000000;overflow:hidden;padding:0px 3px 0px 3px;vertical-align:bottom;text-align:center;">22</td> </tr> <tr style="height:20px;"> <td style="border-left:1px solid #000000;overflow:hidden;padding:0px 3px 0px 3px;vertical-align:bottom;font-weight:bold;"></td> <td data-sheets-value='{"1":2,"2":"Triple-walled"}' style="overflow:hidden;padding:0px 3px 0px 3px;vertical-align:bottom;font-weight:bold;">Triple-walled</td> <td data-sheets-value='{"1":2,"2":"Opal (A/O/O)"}' style="border-right:1px solid #000000;overflow:hidden;padding:0px 3px 0px 3px;vertical-align:bottom;font-weight:bold;">Opal (A/O/O)</td> <td data-sheets-numberformat='{"1":2,"2":"0.00","3":1}' data-sheets-value='{"1":3,"3":1.7}' style="overflow:hidden;padding:0px 3px 0px 3px;vertical-align:bottom;text-align:center;">1.70</td> <td data-sheets-numberformat='{"1":2,"2":"0","3":1}' data-sheets-value='{"1":3,"3":61}' style="overflow:hidden;padding:0px 3px 0px 3px;vertical-align:bottom;text-align:center;">61</td> <td data-sheets-numberformat='{"1":2,"2":"0","3":1}' data-sheets-value='{"1":3,"3":48}' style="overflow:hidden;padding:0px 3px 0px 3px;vertical-align:bottom;text-align:center;">48</td> <td data-sheets-numberformat='{"1":2,"2":"0","3":1}' data-sheets-value='{"1":3,"3":22}' style="border-right:1px solid #000000;overflow:hidden;padding:0px 3px 0px 3px;vertical-align:bottom;text-align:center;">22</td> </tr> <tr style="height:20px;"> <td style="border-left:1px solid #000000;overflow:hidden;padding:0px 3px 0px 3px;vertical-align:bottom;font-weight:bold;"></td> <td data-sheets-value='{"1":2,"2":"Four-walled"}' style="overflow:hidden;padding:0px 3px 0px 3px;vertical-align:bottom;font-weight:bold;">Four-walled</td> <td data-sheets-value='{"1":2,"2":"Clear (A/H/H/H)"}' style="border-right:1px solid #000000;overflow:hidden;padding:0px 3px 0px 3px;vertical-align:bottom;font-weight:bold;">Clear (A/H/H/H)</td> <td data-sheets-numberformat='{"1":2,"2":"0.00","3":1}' data-sheets-value='{"1":3,"3":1.28}' style="overflow:hidden;padding:0px 3px 0px 3px;vertical-align:bottom;text-align:center;">1.28</td> <td data-sheets-numberformat='{"1":2,"2":"0","3":1}' data-sheets-value='{"1":3,"3":64}' style="overflow:hidden;padding:0px 3px 0px 3px;vertical-align:bottom;text-align:center;">64</td> <td data-sheets-numberformat='{"1":2,"2":"0","3":1}' data-sheets-value='{"1":3,"3":52}' style="overflow:hidden;padding:0px 3px 0px 3px;vertical-align:bottom;text-align:center;">52</td> <td data-sheets-numberformat='{"1":2,"2":"0","3":1}' data-sheets-value='{"1":3,"3":23}' style="border-right:1px solid #000000;overflow:hidden;padding:0px 3px 0px 3px;vertical-align:bottom;text-align:center;">23</td> </tr> <tr style="height:20px;"> <td style="border-bottom:1px solid #000000;border-left:1px solid #000000;overflow:hidden;padding:0px 3px 0px 3px;vertical-align:bottom;"></td> <td data-sheets-value='{"1":2,"2":"Four-walled"}' style="border-bottom:1px solid #000000;overflow:hidden;padding:0px 3px 0px 3px;vertical-align:bottom;font-weight:bold;">Four-walled</td> <td data-sheets-value='{"1":2,"2":"Opal (A/H/O/H)"}' style="border-right:1px solid #000000;border-bottom:1px solid #000000;overflow:hidden;padding:0px 3px 0px 3px;vertical-align:bottom;font-weight:bold;">Opal (A/H/O/H)</td> <td data-sheets-numberformat='{"1":2,"2":"0.00","3":1}' data-sheets-value='{"1":3,"3":1.28}' style="border-bottom:1px solid #000000;overflow:hidden;padding:0px 3px 0px 3px;vertical-align:bottom;text-align:center;">1.28</td> <td data-sheets-numberformat='{"1":2,"2":"0","3":1}' data-sheets-value='{"1":3,"3":59}' style="border-bottom:1px solid #000000;overflow:hidden;padding:0px 3px 0px 3px;vertical-align:bottom;text-align:center;">59</td> <td data-sheets-numberformat='{"1":2,"2":"0","3":1}' data-sheets-value='{"1":3,"3":46}' style="border-bottom:1px solid #000000;overflow:hidden;padding:0px 3px 0px 3px;vertical-align:bottom;text-align:center;">46</td> <td data-sheets-numberformat='{"1":2,"2":"0","3":1}' data-sheets-value='{"1":3,"3":23}' style="border-right:1px solid #000000;border-bottom:1px solid #000000;overflow:hidden;padding:0px 3px 0px 3px;vertical-align:bottom;text-align:center;">23</td> </tr> <tr style="height:20px;"> <td data-sheets-value='{"1":2,"2":"Polycarbonate"}' style="border-left:1px solid #000000;overflow:hidden;padding:0px 3px 0px 3px;vertical-align:bottom;font-weight:bold;">Polycarbonate</td> <td data-sheets-value='{"1":2,"2":"Single-walled"}' style="overflow:hidden;padding:0px 3px 0px 3px;vertical-align:bottom;font-weight:bold;">Single-walled</td> <td data-sheets-value='{"1":2,"2":"Heatstop Opal (T)"}' style="border-right:1px solid #000000;overflow:hidden;padding:0px 3px 0px 3px;vertical-align:bottom;font-weight:bold;">Heatstop Opal (T)</td> <td data-sheets-numberformat='{"1":2,"2":"0.00","3":1}' data-sheets-value='{"1":3,"3":5.17}' style="overflow:hidden;padding:0px 3px 0px 3px;vertical-align:bottom;text-align:center;">5.17</td> <td data-sheets-numberformat='{"1":2,"2":"0","3":1}' data-sheets-value='{"1":3,"3":49}' style="overflow:hidden;padding:0px 3px 0px 3px;vertical-align:bottom;text-align:center;">49</td> <td data-sheets-numberformat='{"1":2,"2":"0","3":1}' data-sheets-value='{"1":3,"3":59}' style="overflow:hidden;padding:0px 3px 0px 3px;vertical-align:bottom;text-align:center;">59</td> <td data-sheets-numberformat='{"1":2,"2":"0","3":1}' data-sheets-value='{"1":2,"2":"-"}' style="border-right:1px solid #000000;overflow:hidden;padding:0px 3px 0px 3px;vertical-align:bottom;text-align:center;">-</td> </tr> <tr style="height:20px;"> <td data-sheets-value='{"1":2,"2":"Heatstop PC"}' style="border-left:1px solid #000000;overflow:hidden;padding:0px 3px 0px 3px;vertical-align:bottom;font-weight:bold;">Heatstop PC</td> <td data-sheets-value='{"1":2,"2":"Double-walled"}' style="overflow:hidden;padding:0px 3px 0px 3px;vertical-align:bottom;font-weight:bold;">Double-walled</td> <td data-sheets-value='{"1":2,"2":"Clear (T/H)"}' style="border-right:1px solid #000000;overflow:hidden;padding:0px 3px 0px 3px;vertical-align:bottom;font-weight:bold;">Clear (T/H)</td> <td data-sheets-numberformat='{"1":2,"2":"0.00","3":1}' data-sheets-value='{"1":3,"3":2.9}' style="overflow:hidden;padding:0px 3px 0px 3px;vertical-align:bottom;text-align:center;">2.90</td> <td data-sheets-numberformat='{"1":2,"2":"0","3":1}' data-sheets-value='{"1":3,"3":44}' style="overflow:hidden;padding:0px 3px 0px 3px;vertical-align:bottom;text-align:center;">44</td> <td data-sheets-numberformat='{"1":2,"2":"0","3":1}' data-sheets-value='{"1":3,"3":51}' style="overflow:hidden;padding:0px 3px 0px 3px;vertical-align:bottom;text-align:center;">51</td> <td data-sheets-numberformat='{"1":2,"2":"0","3":1}' data-sheets-value='{"1":3,"3":20}' style="border-right:1px solid #000000;overflow:hidden;padding:0px 3px 0px 3px;vertical-align:bottom;text-align:center;">20</td> </tr> <tr style="height:20px;"> <td style="border-left:1px solid #000000;overflow:hidden;padding:0px 3px 0px 3px;vertical-align:bottom;font-weight:bold;"></td> <td data-sheets-value='{"1":2,"2":"Double-walled"}' style="overflow:hidden;padding:0px 3px 0px 3px;vertical-align:bottom;font-weight:bold;">Double-walled</td> <td data-sheets-value='{"1":2,"2":"Opal (T/O)"}' style="border-right:1px solid #000000;overflow:hidden;padding:0px 3px 0px 3px;vertical-align:bottom;font-weight:bold;">Opal (T/O)</td> <td data-sheets-numberformat='{"1":2,"2":"0.00","3":1}' data-sheets-value='{"1":3,"3":2.9}' style="overflow:hidden;padding:0px 3px 0px 3px;vertical-align:bottom;text-align:center;">2.90</td> <td data-sheets-numberformat='{"1":2,"2":"0","3":1}' data-sheets-value='{"1":3,"3":41}' style="overflow:hidden;padding:0px 3px 0px 3px;vertical-align:bottom;text-align:center;">41</td> <td data-sheets-numberformat='{"1":2,"2":"0","3":1}' data-sheets-value='{"1":3,"3":45}' style="overflow:hidden;padding:0px 3px 0px 3px;vertical-align:bottom;text-align:center;">45</td> <td data-sheets-numberformat='{"1":2,"2":"0","3":1}' data-sheets-value='{"1":3,"3":20}' style="border-right:1px solid #000000;overflow:hidden;padding:0px 3px 0px 3px;vertical-align:bottom;text-align:center;">20</td> </tr> <tr style="height:20px;"> <td style="border-left:1px solid #000000;overflow:hidden;padding:0px 3px 0px 3px;vertical-align:bottom;font-weight:bold;"></td> <td data-sheets-value='{"1":2,"2":"Triple-walled"}' style="overflow:hidden; | skylux-160-ce-met-koepel-en-pvc-opstand-16-00-met-lm-motor-1200-x-1800-mm | 8586022519117 | 46872330993997
Smoke and heat exhaust (SHEV) | SHE system | Skylux | Skylux 160° CE with skylight and PVC curb 16/00 with LM-actuator 1200 x 2100 mm |  | 29566 | 5412970295662 | 5161.9 | Yes | 30-45 | 72.34 | 1200 x 2100 mm | 2100 | 1200 |  | PVC 16/00 (16 cm high & roof opening = daylight size) | Rectangular | 5.17 W/m²K - 1.28 W/m²K | 87% - 32% | 90% - 32% | 20dB - 23dB | 160° CE (for industry) | skylight | without spoiler | E | Single actuator | Maximum four-walled skylight possible for this product | Ut-value LT-value g-value Rw-value EN 1873 : 2014 EN ISO 13468 EN 16153 EN 410 EN 410 EN ISO 140-3 Material Walls Shells (W/m²K) (%) (%) (dB) Acrylic Single-walled Clear (H) 5.17 90 87 - PMMA Single-walled Opal (O) 5.17 83 76 - Double-walled Clear (H/H) 2.90 81 75 20 Double-walled Opal (O/O) 2.90 69 58 20 Triple-walled Clear (H/H/H) 1.70 73 65 22 Triple-walled Opal (O/H/O) 1.70 62 51 22 Four-walled Clear (H/H/H/H) 1.28 64 54 23 Four-walled Opal (H/H/O/H) 1.28 59 48 23 Polycarbonate Single-walled Clear (A) 5.17 88 83 - PC Single-walled Opal (D) 5.17 58 60 - Double-walled Clear (A/H) 2.90 79 72 20 Double-walled Clear (A/A) 2.90 77 69 20 Double-walled Opal (A/O) 2.90 73 63 20 Double-walled Opal (A/D) 2.90 51 50 20 Triple-walled Clear (A/H/H) 1.70 71 63 22 Triple-walled Opal (A/O/O) 1.70 61 48 22 Four-walled Clear (A/H/H/H) 1.28 64 52 23 Four-walled Opal (A/H/O/H) 1.28 59 46 23 Polycarbonate Single-walled Heatstop Opal (T) 5.17 49 59 - Heatstop PC Double-walled Clear (T/H) 2.90 44 51 20 Double-walled Opal (T/O) 2.90 41 45 20 Triple-walled Clear (T/H/H) 1.70 40 <td data-sheets-numberformat='{"1":2,"2":"0","3":1}' data-sheets-value='{"1":3,"3":44}' style="overflow:hidden;paddin | https://skylux.eu/en/products/skylux-160-ce-met-koepel-en-pvc-opstand-16-00-met-lm-motor-1200-x-2100-mm | https://skylux.eu/cdn/shop/files/Skylux-160deg-CE-met-koepel-en-pvc-opstand-1600-met-LM-motor-1200-x-2100-mm-RWA-systeem.jpg?v=1702979436&width=1600 | https://skylux.eu/cdn/shop/files/e5a82811-1bb0-48e4-a776-cacb59c7c092_da6cc901-bd62-4681-a5f3-c296612451b7.jpg?v=1688550895&width=1600 | //skylux.eu/cdn/shop/files/E_MH_Mounting_instructions_Skylux_160_CE_LM.pdf?v=12406716259046007223 | //skylux.eu/cdn/shop/files/E_TD_Technical_File_Skylux_Skylux_160_CE_Electric.pdf?v=3667116872303399239 | <style type="text/css" id="isPasted"> <!--td { border: 1px solid #cccccc; } br { mso-data-placement: same-cell; } --> </style> <table border="1" cellpadding="0" cellspacing="0" dir="ltr" style="table-layout:fixed;font-size:10pt;font-family:Arial;border-collapse:collapse;border:none;"><tbody> <tr style="height:20px;"> <td style="overflow:hidden;padding:0px 3px 0px 3px;vertical-align:bottom;"></td> <td style="overflow:hidden;padding:0px 3px 0px 3px;vertical-align:bottom;"></td> <td style="overflow:hidden;padding:0px 3px 0px 3px;vertical-align:bottom;"></td> <td data-sheets-value='{"1":2,"2":"Ut-value"}' style="overflow:hidden;padding:0px 3px 0px 3px;vertical-align:bottom;font-weight:bold;text-align:center;">Ut-value</td> <td data-sheets-value='{"1":2,"2":"LT-value"}' style="overflow:hidden;padding:0px 3px 0px 3px;vertical-align:bottom;font-weight:bold;text-align:center;">LT-value</td> <td data-sheets-value='{"1":2,"2":"g-value"}' style="overflow:hidden;padding:0px 3px 0px 3px;vertical-align:bottom;font-weight:bold;text-align:center;">g-value</td> <td data-sheets-value='{"1":2,"2":"Rw-value "}' style="overflow:hidden;padding:0px 3px 0px 3px;vertical-align:bottom;font-weight:bold;text-align:center;">Rw-value </td> </tr> <tr style="height:20px;"> <td style="overflow:hidden;padding:0px 3px 0px 3px;vertical-align:bottom;"></td> <td style="overflow:hidden;padding:0px 3px 0px 3px;vertical-align:bottom;"></td> <td style="overflow:hidden;padding:0px 3px 0px 3px;vertical-align:bottom;"></td> <td data-sheets-numberformat='{"1":2,"2":"0.00","3":1}' data-sheets-value='{"1":2,"2":"EN 1873 : 2014"}' style="overflow:hidden;padding:0px 3px 0px 3px;vertical-align:bottom;text-align:center;">EN 1873 : 2014</td> <td data-sheets-numberformat='{"1":2,"2":"0","3":1}' data-sheets-value='{"1":2,"2":"EN ISO 13468 EN 16153 EN 410"}' style="overflow:hidden;padding:0px 3px 0px 3px;vertical-align:bottom;text-align:center;">EN ISO 13468 EN 16153 EN 410</td> <td data-sheets-numberformat='{"1":2,"2":"0","3":1}' data-sheets-value='{"1":2,"2":"EN 410"}' style="overflow:hidden;padding:0px 3px 0px 3px;vertical-align:bottom;text-align:center;">EN 410</td> <td data-sheets-value='{"1":2,"2":"EN ISO 140-3\t\t"}' style="overflow:hidden;padding:0px 3px 0px 3px;vertical-align:bottom;text-align:center;">EN ISO 140-3 </td> </tr> <tr style="height:20px;"> <td data-sheets-value='{"1":2,"2":"Material"}' style="border-bottom:1px solid #000000;overflow:hidden;padding:0px 3px 0px 3px;vertical-align:bottom;background-color:#000000;font-weight:bold;color:#ffffff;">Material</td> <td data-sheets-value='{"1":2,"2":"Walls"}' style="border-bottom:1px solid #000000;overflow:hidden;padding:0px 3px 0px 3px;vertical-align:bottom;background-color:#000000;font-weight:bold;color:#ffffff;">Walls</td> <td data-sheets-value='{"1":2,"2":"Shells"}' style="border-bottom:1px solid #000000;overflow:hidden;padding:0px 3px 0px 3px;vertical-align:bottom;background-color:#000000;font-weight:bold;color:#ffffff;">Shells</td> <td data-sheets-numberformat='{"1":2,"2":"0.00","3":1}' data-sheets-value='{"1":2,"2":"(W/m²K)\t"}' style="border-bottom:1px solid #000000;overflow:hidden;padding:0px 3px 0px 3px;vertical-align:bottom;background-color:#000000;font-weight:bold;color:#ffffff;text-align:center;">(W/m²K) </td> <td data-sheets-numberformat='{"1":2,"2":"0","3":1}' data-sheets-value='{"1":2,"2":"(%)"}' style="border-bottom:1px solid #000000;overflow:hidden;padding:0px 3px 0px 3px;vertical-align:bottom;background-color:#000000;font-weight:bold;color:#ffffff;text-align:center;">(%)</td> <td data-sheets-numberformat='{"1":2,"2":"0","3":1}' data-sheets-value='{"1":2,"2":"(%)"}' style="border-bottom:1px solid #000000;overflow:hidden;padding:0px 3px 0px 3px;vertical-align:bottom;background-color:#000000;font-weight:bold;color:#ffffff;text-align:center;">(%)</td> <td data-sheets-value='{"1":2,"2":"(dB)"}' style="border-bottom:1px solid #000000;overflow:hidden;padding:0px 3px 0px 3px;vertical-align:bottom;background-color:#000000;font-weight:bold;color:#ffffff;text-align:center;">(dB)</td> </tr> <tr style="height:20px;"> <td data-sheets-value='{"1":2,"2":"Acrylic"}' style="border-left:1px solid #000000;overflow:hidden;padding:0px 3px 0px 3px;vertical-align:bottom;font-weight:bold;">Acrylic</td> <td data-sheets-value='{"1":2,"2":"Single-walled"}' style="overflow:hidden;padding:0px 3px 0px 3px;vertical-align:bottom;font-weight:bold;">Single-walled</td> <td data-sheets-value='{"1":2,"2":"Clear (H)"}' style="border-right:1px solid #000000;overflow:hidden;padding:0px 3px 0px 3px;vertical-align:bottom;font-weight:bold;">Clear (H)</td> <td data-sheets-numberformat='{"1":2,"2":"0.00","3":1}' data-sheets-value='{"1":3,"3":5.17}' style="overflow:hidden;padding:0px 3px 0px 3px;vertical-align:bottom;text-align:center;">5.17</td> <td data-sheets-numberformat='{"1":2,"2":"0","3":1}' data-sheets-value='{"1":3,"3":90}' style="overflow:hidden;padding:0px 3px 0px 3px;vertical-align:bottom;text-align:center;">90</td> <td data-sheets-numberformat='{"1":2,"2":"0","3":1}' data-sheets-value='{"1":3,"3":87}' style="overflow:hidden;padding:0px 3px 0px 3px;vertical-align:bottom;text-align:center;">87</td> <td data-sheets-numberformat='{"1":2,"2":"0","3":1}' data-sheets-value='{"1":2,"2":"-"}' style="border-right:1px solid #000000;overflow:hidden;padding:0px 3px 0px 3px;vertical-align:bottom;text-align:center;">-</td> </tr> <tr style="height:20px;"> <td data-sheets-value='{"1":2,"2":"PMMA"}' style="border-left:1px solid #000000;overflow:hidden;padding:0px 3px 0px 3px;vertical-align:bottom;font-weight:bold;">PMMA</td> <td data-sheets-value='{"1":2,"2":"Single-walled"}' style="overflow:hidden;padding:0px 3px 0px 3px;vertical-align:bottom;font-weight:bold;">Single-walled</td> <td data-sheets-value='{"1":2,"2":"Opal (O)"}' style="border-right:1px solid #000000;overflow:hidden;padding:0px 3px 0px 3px;vertical-align:bottom;font-weight:bold;">Opal (O)</td> <td data-sheets-numberformat='{"1":2,"2":"0.00","3":1}' data-sheets-value='{"1":3,"3":5.17}' style="overflow:hidden;padding:0px 3px 0px 3px;vertical-align:bottom;text-align:center;">5.17</td> <td data-sheets-numberformat='{"1":2,"2":"0","3":1}' data-sheets-value='{"1":3,"3":83}' style="overflow:hidden;padding:0px 3px 0px 3px;vertical-align:bottom;text-align:center;">83</td> <td data-sheets-numberformat='{"1":2,"2":"0","3":1}' data-sheets-value='{"1":3,"3":76}' style="overflow:hidden;padding:0px 3px 0px 3px;vertical-align:bottom;text-align:center;">76</td> <td data-sheets-numberformat='{"1":2,"2":"0","3":1}' data-sheets-value='{"1":2,"2":"-"}' style="border-right:1px solid #000000;overflow:hidden;padding:0px 3px 0px 3px;vertical-align:bottom;text-align:center;">-</td> </tr> <tr style="height:20px;"> <td style="border-left:1px solid #000000;overflow:hidden;padding:0px 3px 0px 3px;vertical-align:bottom;font-weight:bold;"></td> <td data-sheets-value='{"1":2,"2":"Double-walled"}' style="overflow:hidden;padding:0px 3px 0px 3px;vertical-align:bottom;font-weight:bold;">Double-walled</td> <td data-sheets-value='{"1":2,"2":"Clear (H/H)"}' style="border-right:1px solid #000000;overflow:hidden;padding:0px 3px 0px 3px;vertical-align:bottom;font-weight:bold;">Clear (H/H)</td> <td data-sheets-numberformat='{"1":2,"2":"0.00","3":1}' data-sheets-value='{"1":3,"3":2.9}' style="overflow:hidden;padding:0px 3px 0px 3px;vertical-align:bottom;text-align:center;">2.90</td> <td data-sheets-numberformat='{"1":2,"2":"0","3":1}' data-sheets-value='{"1":3,"3":81}' style="overflow:hidden;padding:0px 3px 0px 3px;vertical-align:bottom;text-align:center;">81</td> <td data-sheets-numberformat='{"1":2,"2":"0","3":1}' data-sheets-value='{"1":3,"3":75}' style="overflow:hidden;padding:0px 3px 0px 3px;vertical-align:bottom;text-align:center;">75</td> <td data-sheets-numberformat='{"1":2,"2":"0","3":1}' data-sheets-value='{"1":3,"3":20}' style="border-right:1px solid #000000;overflow:hidden;padding:0px 3px 0px 3px;vertical-align:bottom;text-align:center;">20</td> </tr> <tr style="height:20px;"> <td style="border-left:1px solid #000000;overflow:hidden;padding:0px 3px 0px 3px;vertical-align:bottom;font-weight:bold;"></td> <td data-sheets-value='{"1":2,"2":"Double-walled"}' style="overflow:hidden;padding:0px 3px 0px 3px;vertical-align:bottom;font-weight:bold;">Double-walled</td> <td data-sheets-value='{"1":2,"2":"Opal (O/O)"}' style="border-right:1px solid #000000;overflow:hidden;padding:0px 3px 0px 3px;vertical-align:bottom;font-weight:bold;">Opal (O/O)</td> <td data-sheets-numberformat='{"1":2,"2":"0.00","3":1}' data-sheets-value='{"1":3,"3":2.9}' style="overflow:hidden;padding:0px 3px 0px 3px;vertical-align:bottom;text-align:center;">2.90</td> <td data-sheets-numberformat='{"1":2,"2":"0","3":1}' data-sheets-value='{"1":3,"3":69}' style="overflow:hidden;padding:0px 3px 0px 3px;vertical-align:bottom;text-align:center;">69</td> <td data-sheets-numberformat='{"1":2,"2":"0","3":1}' data-sheets-value='{"1":3,"3":58}' style="overflow:hidden;padding:0px 3px 0px 3px;vertical-align:bottom;text-align:center;">58</td> <td data-sheets-numberformat='{"1":2,"2":"0","3":1}' data-sheets-value='{"1":3,"3":20}' style="border-right:1px solid #000000;overflow:hidden;padding:0px 3px 0px 3px;vertical-align:bottom;text-align:center;">20</td> </tr> <tr style="height:20px;"> <td style="border-left:1px solid #000000;overflow:hidden;padding:0px 3px 0px 3px;vertical-align:bottom;font-weight:bold;"></td> <td data-sheets-value='{"1":2,"2":"Triple-walled"}' style="overflow:hidden;padding:0px 3px 0px 3px;vertical-align:bottom;font-weight:bold;">Triple-walled</td> <td data-sheets-value='{"1":2,"2":"Clear (H/H/H)"}' style="border-right:1px solid #000000;overflow:hidden;padding:0px 3px 0px 3px;vertical-align:bottom;font-weight:bold;">Clear (H/H/H)</td> <td data-sheets-numberformat='{"1":2,"2":"0.00","3":1}' data-sheets-value='{"1":3,"3":1.7}' style="overflow:hidden;padding:0px 3px 0px 3px;vertical-align:bottom;text-align:center;">1.70</td> <td data-sheets-numberformat='{"1":2,"2":"0","3":1}' data-sheets-value='{"1":3,"3":73}' style="overflow:hidden;padding:0px 3px 0px 3px;vertical-align:bottom;text-align:center;">73</td> <td data-sheets-numberformat='{"1":2,"2":"0","3":1}' data-sheets-value='{"1":3,"3":65}' style="overflow:hidden;padding:0px 3px 0px 3px;vertical-align:bottom;text-align:center;">65</td> <td data-sheets-numberformat='{"1":2,"2":"0","3":1}' data-sheets-value='{"1":3,"3":22}' style="border-right:1px solid #000000;overflow:hidden;padding:0px 3px 0px 3px;vertical-align:bottom;text-align:center;">22</td> </tr> <tr style="height:20px;"> <td style="border-left:1px solid #000000;overflow:hidden;padding:0px 3px 0px 3px;vertical-align:bottom;font-weight:bold;"></td> <td data-sheets-value='{"1":2,"2":"Triple-walled"}' style="overflow:hidden;padding:0px 3px 0px 3px;vertical-align:bottom;font-weight:bold;">Triple-walled</td> <td data-sheets-value='{"1":2,"2":"Opal (O/H/O)"}' style="border-right:1px solid #000000;overflow:hidden;padding:0px 3px 0px 3px;vertical-align:bottom;font-weight:bold;">Opal (O/H/O)</td> <td data-sheets-numberformat='{"1":2,"2":"0.00","3":1}' data-sheets-value='{"1":3,"3":1.7}' style="overflow:hidden;padding:0px 3px 0px 3px;vertical-align:bottom;text-align:center;">1.70</td> <td data-sheets-numberformat='{"1":2,"2":"0","3":1}' data-sheets-value='{"1":3,"3":62}' style="overflow:hidden;padding:0px 3px 0px 3px;vertical-align:bottom;text-align:center;">62</td> <td data-sheets-numberformat='{"1":2,"2":"0","3":1}' data-sheets-value='{"1":3,"3":51}' style="overflow:hidden;padding:0px 3px 0px 3px;vertical-align:bottom;text-align:center;">51</td> <td data-sheets-numberformat='{"1":2,"2":"0","3":1}' data-sheets-value='{"1":3,"3":22}' style="border-right:1px solid #000000;overflow:hidden;padding:0px 3px 0px 3px;vertical-align:bottom;text-align:center;">22</td> </tr> <tr style="height:20px;"> <td style="border-left:1px solid #000000;overflow:hidden;padding:0px 3px 0px 3px;vertical-align:bottom;font-weight:bold;"></td> <td data-sheets-value='{"1":2,"2":"Four-walled"}' style="overflow:hidden;padding:0px 3px 0px 3px;vertical-align:bottom;font-weight:bold;">Four-walled</td> <td data-sheets-value='{"1":2,"2":"Clear (H/H/H/H)"}' style="border-right:1px solid #000000;overflow:hidden;padding:0px 3px 0px 3px;vertical-align:bottom;font-weight:bold;">Clear (H/H/H/H)</td> <td data-sheets-numberformat='{"1":2,"2":"0.00","3":1}' data-sheets-value='{"1":3,"3":1.28}' style="overflow:hidden;padding:0px 3px 0px 3px;vertical-align:bottom;text-align:center;">1.28</td> <td data-sheets-numberformat='{"1":2,"2":"0","3":1}' data-sheets-value='{"1":3,"3":64}' style="overflow:hidden;padding:0px 3px 0px 3px;vertical-align:bottom;text-align:center;">64</td> <td data-sheets-numberformat='{"1":2,"2":"0","3":1}' data-sheets-value='{"1":3,"3":54}' style="overflow:hidden;padding:0px 3px 0px 3px;vertical-align:bottom;text-align:center;">54</td> <td data-sheets-numberformat='{"1":2,"2":"0","3":1}' data-sheets-value='{"1":3,"3":23}' style="border-right:1px solid #000000;overflow:hidden;padding:0px 3px 0px 3px;vertical-align:bottom;text-align:center;">23</td> </tr> <tr style="height:20px;"> <td style="border-bottom:1px solid #000000;border-left:1px solid #000000;overflow:hidden;padding:0px 3px 0px 3px;vertical-align:bottom;"></td> <td data-sheets-value='{"1":2,"2":"Four-walled"}' style="border-bottom:1px solid #000000;overflow:hidden;padding:0px 3px 0px 3px;vertical-align:bottom;font-weight:bold;">Four-walled</td> <td data-sheets-value='{"1":2,"2":"Opal (H/H/O/H)"}' style="border-right:1px solid #000000;border-bottom:1px solid #000000;overflow:hidden;padding:0px 3px 0px 3px;vertical-align:bottom;font-weight:bold;">Opal (H/H/O/H)</td> <td data-sheets-numberformat='{"1":2,"2":"0.00","3":1}' data-sheets-value='{"1":3,"3":1.28}' style="border-bottom:1px solid #000000;overflow:hidden;padding:0px 3px 0px 3px;vertical-align:bottom;text-align:center;">1.28</td> <td data-sheets-numberformat='{"1":2,"2":"0","3":1}' data-sheets-value='{"1":3,"3":59}' style="border-bottom:1px solid #000000;overflow:hidden;padding:0px 3px 0px 3px;vertical-align:bottom;text-align:center;">59</td> <td data-sheets-numberformat='{"1":2,"2":"0","3":1}' data-sheets-value='{"1":3,"3":48}' style="border-bottom:1px solid #000000;overflow:hidden;padding:0px 3px 0px 3px;vertical-align:bottom;text-align:center;">48</td> <td data-sheets-numberformat='{"1":2,"2":"0","3":1}' data-sheets-value='{"1":3,"3":23}' style="border-right:1px solid #000000;border-bottom:1px solid #000000;overflow:hidden;padding:0px 3px 0px 3px;vertical-align:bottom;text-align:center;">23</td> </tr> <tr style="height:20px;"> <td data-sheets-value='{"1":2,"2":"Polycarbonate "}' style="border-left:1px solid #000000;overflow:hidden;padding:0px 3px 0px 3px;vertical-align:bottom;font-weight:bold;">Polycarbonate </td> <td data-sheets-value='{"1":2,"2":"Single-walled"}' style="overflow:hidden;padding:0px 3px 0px 3px;vertical-align:bottom;font-weight:bold;">Single-walled</td> <td data-sheets-value='{"1":2,"2":"Clear (A)"}' style="border-right:1px solid #000000;overflow:hidden;padding:0px 3px 0px 3px;vertical-align:bottom;font-weight:bold;">Clear (A)</td> <td data-sheets-numberformat='{"1":2,"2":"0.00","3":1}' data-sheets-value='{"1":3,"3":5.17}' style="overflow:hidden;padding:0px 3px 0px 3px;vertical-align:bottom;text-align:center;">5.17</td> <td data-sheets-numberformat='{"1":2,"2":"0","3":1}' data-sheets-value='{"1":3,"3":88}' style="overflow:hidden;padding:0px 3px 0px 3px;vertical-align:bottom;text-align:center;">88</td> <td data-sheets-numberformat='{"1":2,"2":"0","3":1}' data-sheets-value='{"1":3,"3":83}' style="overflow:hidden;padding:0px 3px 0px 3px;vertical-align:bottom;text-align:center;">83</td> <td data-sheets-numberformat='{"1":2,"2":"0","3":1}' data-sheets-value='{"1":2,"2":"-"}' style="border-right:1px solid #000000;overflow:hidden;padding:0px 3px 0px 3px;vertical-align:bottom;text-align:center;">-</td> </tr> <tr style="height:20px;"> <td data-sheets-value='{"1":2,"2":"PC"}' style="border-left:1px solid #000000;overflow:hidden;padding:0px 3px 0px 3px;vertical-align:bottom;font-weight:bold;">PC</td> <td data-sheets-value='{"1":2,"2":"Single-walled"}' style="overflow:hidden;padding:0px 3px 0px 3px;vertical-align:bottom;font-weight:bold;">Single-walled</td> <td data-sheets-value='{"1":2,"2":"Opal (D)"}' style="border-right:1px solid #000000;overflow:hidden;padding:0px 3px 0px 3px;vertical-align:bottom;font-weight:bold;">Opal (D)</td> <td data-sheets-numberformat='{"1":2,"2":"0.00","3":1}' data-sheets-value='{"1":3,"3":5.17}' style="overflow:hidden;padding:0px 3px 0px 3px;vertical-align:bottom;text-align:center;">5.17</td> <td data-sheets-numberformat='{"1":2,"2":"0","3":1}' data-sheets-value='{"1":3,"3":58}' style="overflow:hidden;padding:0px 3px 0px 3px;vertical-align:bottom;text-align:center;">58</td> <td data-sheets-numberformat='{"1":2,"2":"0","3":1}' data-sheets-value='{"1":3,"3":60}' style="overflow:hidden;padding:0px 3px 0px 3px;vertical-align:bottom;text-align:center;">60</td> <td data-sheets-numberformat='{"1":2,"2":"0","3":1}' data-sheets-value='{"1":2,"2":"-"}' style="border-right:1px solid #000000;overflow:hidden;padding:0px 3px 0px 3px;vertical-align:bottom;text-align:center;">-</td> </tr> <tr style="height:20px;"> <td style="border-left:1px solid #000000;overflow:hidden;padding:0px 3px 0px 3px;vertical-align:bottom;font-weight:bold;"></td> <td data-sheets-value='{"1":2,"2":"Double-walled"}' style="overflow:hidden;padding:0px 3px 0px 3px;vertical-align:bottom;font-weight:bold;">Double-walled</td> <td data-sheets-value='{"1":2,"2":"Clear (A/H)"}' style="border-right:1px solid #000000;overflow:hidden;padding:0px 3px 0px 3px;vertical-align:bottom;font-weight:bold;">Clear (A/H)</td> <td data-sheets-numberformat='{"1":2,"2":"0.00","3":1}' data-sheets-value='{"1":3,"3":2.9}' style="overflow:hidden;padding:0px 3px 0px 3px;vertical-align:bottom;text-align:center;">2.90</td> <td data-sheets-numberformat='{"1":2,"2":"0","3":1}' data-sheets-value='{"1":3,"3":79}' style="overflow:hidden;padding:0px 3px 0px 3px;vertical-align:bottom;text-align:center;">79</td> <td data-sheets-numberformat='{"1":2,"2":"0","3":1}' data-sheets-value='{"1":3,"3":72}' style="overflow:hidden;padding:0px 3px 0px 3px;vertical-align:bottom;text-align:center;">72</td> <td data-sheets-numberformat='{"1":2,"2":"0","3":1}' data-sheets-value='{"1":3,"3":20}' style="border-right:1px solid #000000;overflow:hidden;padding:0px 3px 0px 3px;vertical-align:bottom;text-align:center;">20</td> </tr> <tr style="height:20px;"> <td style="border-left:1px solid #000000;overflow:hidden;padding:0px 3px 0px 3px;vertical-align:bottom;font-weight:bold;"></td> <td data-sheets-value='{"1":2,"2":"Double-walled"}' style="overflow:hidden;padding:0px 3px 0px 3px;vertical-align:bottom;font-weight:bold;">Double-walled</td> <td data-sheets-value='{"1":2,"2":"Clear (A/A)"}' style="border-right:1px solid #000000;overflow:hidden;padding:0px 3px 0px 3px;vertical-align:bottom;font-weight:bold;">Clear (A/A)</td> <td data-sheets-numberformat='{"1":2,"2":"0.00","3":1}' data-sheets-value='{"1":3,"3":2.9}' style="overflow:hidden;padding:0px 3px 0px 3px;vertical-align:bottom;text-align:center;">2.90</td> <td data-sheets-numberformat='{"1":2,"2":"0","3":1}' data-sheets-value='{"1":3,"3":77}' style="overflow:hidden;padding:0px 3px 0px 3px;vertical-align:bottom;text-align:center;">77</td> <td data-sheets-numberformat='{"1":2,"2":"0","3":1}' data-sheets-value='{"1":3,"3":69}' style="overflow:hidden;padding:0px 3px 0px 3px;vertical-align:bottom;text-align:center;">69</td> <td data-sheets-numberformat='{"1":2,"2":"0","3":1}' data-sheets-value='{"1":3,"3":20}' style="border-right:1px solid #000000;overflow:hidden;padding:0px 3px 0px 3px;vertical-align:bottom;text-align:center;">20</td> </tr> <tr style="height:20px;"> <td style="border-left:1px solid #000000;overflow:hidden;padding:0px 3px 0px 3px;vertical-align:bottom;font-weight:bold;"></td> <td data-sheets-value='{"1":2,"2":"Double-walled"}' style="overflow:hidden;padding:0px 3px 0px 3px;vertical-align:bottom;font-weight:bold;">Double-walled</td> <td data-sheets-value='{"1":2,"2":"Opal (A/O)"}' style="border-right:1px solid #000000;overflow:hidden;padding:0px 3px 0px 3px;vertical-align:bottom;font-weight:bold;">Opal (A/O)</td> <td data-sheets-numberformat='{"1":2,"2":"0.00","3":1}' data-sheets-value='{"1":3,"3":2.9}' style="overflow:hidden;padding:0px 3px 0px 3px;vertical-align:bottom;text-align:center;">2.90</td> <td data-sheets-numberformat='{"1":2,"2":"0","3":1}' data-sheets-value='{"1":3,"3":73}' style="overflow:hidden;padding:0px 3px 0px 3px;vertical-align:bottom;text-align:center;">73</td> <td data-sheets-numberformat='{"1":2,"2":"0","3":1}' data-sheets-value='{"1":3,"3":63}' style="overflow:hidden;padding:0px 3px 0px 3px;vertical-align:bottom;text-align:center;">63</td> <td data-sheets-numberformat='{"1":2,"2":"0","3":1}' data-sheets-value='{"1":3,"3":20}' style="border-right:1px solid #000000;overflow:hidden;padding:0px 3px 0px 3px;vertical-align:bottom;text-align:center;">20</td> </tr> <tr style="height:20px;"> <td style="border-left:1px solid #000000;overflow:hidden;padding:0px 3px 0px 3px;vertical-align:bottom;font-weight:bold;"></td> <td data-sheets-value='{"1":2,"2":"Double-walled"}' style="overflow:hidden;padding:0px 3px 0px 3px;vertical-align:bottom;font-weight:bold;">Double-walled</td> <td data-sheets-value='{"1":2,"2":"Opal (A/D)"}' style="border-right:1px solid #000000;overflow:hidden;padding:0px 3px 0px 3px;vertical-align:bottom;font-weight:bold;">Opal (A/D)</td> <td data-sheets-numberformat='{"1":2,"2":"0.00","3":1}' data-sheets-value='{"1":3,"3":2.9}' style="overflow:hidden;padding:0px 3px 0px 3px;vertical-align:bottom;text-align:center;">2.90</td> <td data-sheets-numberformat='{"1":2,"2":"0","3":1}' data-sheets-value='{"1":3,"3":51}' style="overflow:hidden;padding:0px 3px 0px 3px;vertical-align:bottom;text-align:center;">51</td> <td data-sheets-numberformat='{"1":2,"2":"0","3":1}' data-sheets-value='{"1":3,"3":50}' style="overflow:hidden;padding:0px 3px 0px 3px;vertical-align:bottom;text-align:center;">50</td> <td data-sheets-numberformat='{"1":2,"2":"0","3":1}' data-sheets-value='{"1":3,"3":20}' style="border-right:1px solid #000000;overflow:hidden;padding:0px 3px 0px 3px;vertical-align:bottom;text-align:center;">20</td> </tr> <tr style="height:20px;"> <td style="border-left:1px solid #000000;overflow:hidden;padding:0px 3px 0px 3px;vertical-align:bottom;font-weight:bold;"></td> <td data-sheets-value='{"1":2,"2":"Triple-walled"}' style="overflow:hidden;padding:0px 3px 0px 3px;vertical-align:bottom;font-weight:bold;">Triple-walled</td> <td data-sheets-value='{"1":2,"2":"Clear (A/H/H)"}' style="border-right:1px solid #000000;overflow:hidden;padding:0px 3px 0px 3px;vertical-align:bottom;font-weight:bold;">Clear (A/H/H)</td> <td data-sheets-numberformat='{"1":2,"2":"0.00","3":1}' data-sheets-value='{"1":3,"3":1.7}' style="overflow:hidden;padding:0px 3px 0px 3px;vertical-align:bottom;text-align:center;">1.70</td> <td data-sheets-numberformat='{"1":2,"2":"0","3":1}' data-sheets-value='{"1":3,"3":71}' style="overflow:hidden;padding:0px 3px 0px 3px;vertical-align:bottom;text-align:center;">71</td> <td data-sheets-numberformat='{"1":2,"2":"0","3":1}' data-sheets-value='{"1":3,"3":63}' style="overflow:hidden;padding:0px 3px 0px 3px;vertical-align:bottom;text-align:center;">63</td> <td data-sheets-numberformat='{"1":2,"2":"0","3":1}' data-sheets-value='{"1":3,"3":22}' style="border-right:1px solid #000000;overflow:hidden;padding:0px 3px 0px 3px;vertical-align:bottom;text-align:center;">22</td> </tr> <tr style="height:20px;"> <td style="border-left:1px solid #000000;overflow:hidden;padding:0px 3px 0px 3px;vertical-align:bottom;font-weight:bold;"></td> <td data-sheets-value='{"1":2,"2":"Triple-walled"}' style="overflow:hidden;padding:0px 3px 0px 3px;vertical-align:bottom;font-weight:bold;">Triple-walled</td> <td data-sheets-value='{"1":2,"2":"Opal (A/O/O)"}' style="border-right:1px solid #000000;overflow:hidden;padding:0px 3px 0px 3px;vertical-align:bottom;font-weight:bold;">Opal (A/O/O)</td> <td data-sheets-numberformat='{"1":2,"2":"0.00","3":1}' data-sheets-value='{"1":3,"3":1.7}' style="overflow:hidden;padding:0px 3px 0px 3px;vertical-align:bottom;text-align:center;">1.70</td> <td data-sheets-numberformat='{"1":2,"2":"0","3":1}' data-sheets-value='{"1":3,"3":61}' style="overflow:hidden;padding:0px 3px 0px 3px;vertical-align:bottom;text-align:center;">61</td> <td data-sheets-numberformat='{"1":2,"2":"0","3":1}' data-sheets-value='{"1":3,"3":48}' style="overflow:hidden;padding:0px 3px 0px 3px;vertical-align:bottom;text-align:center;">48</td> <td data-sheets-numberformat='{"1":2,"2":"0","3":1}' data-sheets-value='{"1":3,"3":22}' style="border-right:1px solid #000000;overflow:hidden;padding:0px 3px 0px 3px;vertical-align:bottom;text-align:center;">22</td> </tr> <tr style="height:20px;"> <td style="border-left:1px solid #000000;overflow:hidden;padding:0px 3px 0px 3px;vertical-align:bottom;font-weight:bold;"></td> <td data-sheets-value='{"1":2,"2":"Four-walled"}' style="overflow:hidden;padding:0px 3px 0px 3px;vertical-align:bottom;font-weight:bold;">Four-walled</td> <td data-sheets-value='{"1":2,"2":"Clear (A/H/H/H)"}' style="border-right:1px solid #000000;overflow:hidden;padding:0px 3px 0px 3px;vertical-align:bottom;font-weight:bold;">Clear (A/H/H/H)</td> <td data-sheets-numberformat='{"1":2,"2":"0.00","3":1}' data-sheets-value='{"1":3,"3":1.28}' style="overflow:hidden;padding:0px 3px 0px 3px;vertical-align:bottom;text-align:center;">1.28</td> <td data-sheets-numberformat='{"1":2,"2":"0","3":1}' data-sheets-value='{"1":3,"3":64}' style="overflow:hidden;padding:0px 3px 0px 3px;vertical-align:bottom;text-align:center;">64</td> <td data-sheets-numberformat='{"1":2,"2":"0","3":1}' data-sheets-value='{"1":3,"3":52}' style="overflow:hidden;padding:0px 3px 0px 3px;vertical-align:bottom;text-align:center;">52</td> <td data-sheets-numberformat='{"1":2,"2":"0","3":1}' data-sheets-value='{"1":3,"3":23}' style="border-right:1px solid #000000;overflow:hidden;padding:0px 3px 0px 3px;vertical-align:bottom;text-align:center;">23</td> </tr> <tr style="height:20px;"> <td style="border-bottom:1px solid #000000;border-left:1px solid #000000;overflow:hidden;padding:0px 3px 0px 3px;vertical-align:bottom;"></td> <td data-sheets-value='{"1":2,"2":"Four-walled"}' style="border-bottom:1px solid #000000;overflow:hidden;padding:0px 3px 0px 3px;vertical-align:bottom;font-weight:bold;">Four-walled</td> <td data-sheets-value='{"1":2,"2":"Opal (A/H/O/H)"}' style="border-right:1px solid #000000;border-bottom:1px solid #000000;overflow:hidden;padding:0px 3px 0px 3px;vertical-align:bottom;font-weight:bold;">Opal (A/H/O/H)</td> <td data-sheets-numberformat='{"1":2,"2":"0.00","3":1}' data-sheets-value='{"1":3,"3":1.28}' style="border-bottom:1px solid #000000;overflow:hidden;padding:0px 3px 0px 3px;vertical-align:bottom;text-align:center;">1.28</td> <td data-sheets-numberformat='{"1":2,"2":"0","3":1}' data-sheets-value='{"1":3,"3":59}' style="border-bottom:1px solid #000000;overflow:hidden;padding:0px 3px 0px 3px;vertical-align:bottom;text-align:center;">59</td> <td data-sheets-numberformat='{"1":2,"2":"0","3":1}' data-sheets-value='{"1":3,"3":46}' style="border-bottom:1px solid #000000;overflow:hidden;padding:0px 3px 0px 3px;vertical-align:bottom;text-align:center;">46</td> <td data-sheets-numberformat='{"1":2,"2":"0","3":1}' data-sheets-value='{"1":3,"3":23}' style="border-right:1px solid #000000;border-bottom:1px solid #000000;overflow:hidden;padding:0px 3px 0px 3px;vertical-align:bottom;text-align:center;">23</td> </tr> <tr style="height:20px;"> <td data-sheets-value='{"1":2,"2":"Polycarbonate"}' style="border-left:1px solid #000000;overflow:hidden;padding:0px 3px 0px 3px;vertical-align:bottom;font-weight:bold;">Polycarbonate</td> <td data-sheets-value='{"1":2,"2":"Single-walled"}' style="overflow:hidden;padding:0px 3px 0px 3px;vertical-align:bottom;font-weight:bold;">Single-walled</td> <td data-sheets-value='{"1":2,"2":"Heatstop Opal (T)"}' style="border-right:1px solid #000000;overflow:hidden;padding:0px 3px 0px 3px;vertical-align:bottom;font-weight:bold;">Heatstop Opal (T)</td> <td data-sheets-numberformat='{"1":2,"2":"0.00","3":1}' data-sheets-value='{"1":3,"3":5.17}' style="overflow:hidden;padding:0px 3px 0px 3px;vertical-align:bottom;text-align:center;">5.17</td> <td data-sheets-numberformat='{"1":2,"2":"0","3":1}' data-sheets-value='{"1":3,"3":49}' style="overflow:hidden;padding:0px 3px 0px 3px;vertical-align:bottom;text-align:center;">49</td> <td data-sheets-numberformat='{"1":2,"2":"0","3":1}' data-sheets-value='{"1":3,"3":59}' style="overflow:hidden;padding:0px 3px 0px 3px;vertical-align:bottom;text-align:center;">59</td> <td data-sheets-numberformat='{"1":2,"2":"0","3":1}' data-sheets-value='{"1":2,"2":"-"}' style="border-right:1px solid #000000;overflow:hidden;padding:0px 3px 0px 3px;vertical-align:bottom;text-align:center;">-</td> </tr> <tr style="height:20px;"> <td data-sheets-value='{"1":2,"2":"Heatstop PC"}' style="border-left:1px solid #000000;overflow:hidden;padding:0px 3px 0px 3px;vertical-align:bottom;font-weight:bold;">Heatstop PC</td> <td data-sheets-value='{"1":2,"2":"Double-walled"}' style="overflow:hidden;padding:0px 3px 0px 3px;vertical-align:bottom;font-weight:bold;">Double-walled</td> <td data-sheets-value='{"1":2,"2":"Clear (T/H)"}' style="border-right:1px solid #000000;overflow:hidden;padding:0px 3px 0px 3px;vertical-align:bottom;font-weight:bold;">Clear (T/H)</td> <td data-sheets-numberformat='{"1":2,"2":"0.00","3":1}' data-sheets-value='{"1":3,"3":2.9}' style="overflow:hidden;padding:0px 3px 0px 3px;vertical-align:bottom;text-align:center;">2.90</td> <td data-sheets-numberformat='{"1":2,"2":"0","3":1}' data-sheets-value='{"1":3,"3":44}' style="overflow:hidden;padding:0px 3px 0px 3px;vertical-align:bottom;text-align:center;">44</td> <td data-sheets-numberformat='{"1":2,"2":"0","3":1}' data-sheets-value='{"1":3,"3":51}' style="overflow:hidden;padding:0px 3px 0px 3px;vertical-align:bottom;text-align:center;">51</td> <td data-sheets-numberformat='{"1":2,"2":"0","3":1}' data-sheets-value='{"1":3,"3":20}' style="border-right:1px solid #000000;overflow:hidden;padding:0px 3px 0px 3px;vertical-align:bottom;text-align:center;">20</td> </tr> <tr style="height:20px;"> <td style="border-left:1px solid #000000;overflow:hidden;padding:0px 3px 0px 3px;vertical-align:bottom;font-weight:bold;"></td> <td data-sheets-value='{"1":2,"2":"Double-walled"}' style="overflow:hidden;padding:0px 3px 0px 3px;vertical-align:bottom;font-weight:bold;">Double-walled</td> <td data-sheets-value='{"1":2,"2":"Opal (T/O)"}' style="border-right:1px solid #000000;overflow:hidden;padding:0px 3px 0px 3px;vertical-align:bottom;font-weight:bold;">Opal (T/O)</td> <td data-sheets-numberformat='{"1":2,"2":"0.00","3":1}' data-sheets-value='{"1":3,"3":2.9}' style="overflow:hidden;padding:0px 3px 0px 3px;vertical-align:bottom;text-align:center;">2.90</td> <td data-sheets-numberformat='{"1":2,"2":"0","3":1}' data-sheets-value='{"1":3,"3":41}' style="overflow:hidden;padding:0px 3px 0px 3px;vertical-align:bottom;text-align:center;">41</td> <td data-sheets-numberformat='{"1":2,"2":"0","3":1}' data-sheets-value='{"1":3,"3":45}' style="overflow:hidden;padding:0px 3px 0px 3px;vertical-align:bottom;text-align:center;">45</td> <td data-sheets-numberformat='{"1":2,"2":"0","3":1}' data-sheets-value='{"1":3,"3":20}' style="border-right:1px solid #000000;overflow:hidden;padding:0px 3px 0px 3px;vertical-align:bottom;text-align:center;">20</td> </tr> <tr style="height:20px;"> <td style="border-left:1px solid #000000;overflow:hidden;padding:0px 3px 0px 3px;vertical-align:bottom;font-weight:bold;"></td> <td data-sheets-value='{"1":2,"2":"Triple-walled"}' style="overflow:hidden; | skylux-160-ce-met-koepel-en-pvc-opstand-16-00-met-lm-motor-1200-x-2100-mm | 8586022551885 | 46872331026765
Smoke and heat exhaust (SHEV) | SHE system | Skylux | Skylux 160° CE with skylight and PVC curb 16/00 with LM-actuator 1300 x 1300 mm |  | 28570 | 5412970285700 | 3962.75 | Yes | 30-45 | 59.82 | 1300 x 1300 mm | 1300 | 1300 |  | PVC 16/00 (16 cm high & roof opening = daylight size) | Square | 5.17 W/m²K - 1.28 W/m²K | 87% - 32% | 90% - 32% | 20dB - 23dB | 160° CE (for industry) | skylight | without spoiler | E | Single actuator | Maximum four-walled skylight possible for this product | Ut-value LT-value g-value Rw-value EN 1873 : 2014 EN ISO 13468 EN 16153 EN 410 EN 410 EN ISO 140-3 Material Walls Shells (W/m²K) (%) (%) (dB) Acrylic Single-walled Clear (H) 5.17 90 87 - PMMA Single-walled Opal (O) 5.17 83 76 - Double-walled Clear (H/H) 2.90 81 75 20 Double-walled Opal (O/O) 2.90 69 58 20 Triple-walled Clear (H/H/H) 1.70 73 65 22 Triple-walled Opal (O/H/O) 1.70 62 51 22 Four-walled Clear (H/H/H/H) 1.28 64 54 23 Four-walled Opal (H/H/O/H) 1.28 59 48 23 Polycarbonate Single-walled Clear (A) 5.17 88 83 - PC Single-walled Opal (D) 5.17 58 60 - Double-walled Clear (A/H) 2.90 79 72 20 Double-walled Clear (A/A) 2.90 77 69 20 Double-walled Opal (A/O) 2.90 73 63 20 Double-walled Opal (A/D) 2.90 51 50 20 Triple-walled Clear (A/H/H) 1.70 71 63 22 Triple-walled Opal (A/O/O) 1.70 61 48 22 Four-walled Clear (A/H/H/H) 1.28 64 52 23 Four-walled Opal (A/H/O/H) 1.28 59 46 23 Polycarbonate Single-walled Heatstop Opal (T) 5.17 49 59 - Heatstop PC Double-walled Clear (T/H) 2.90 44 51 20 Double-walled Opal (T/O) 2.90 41 45 20 Triple-walled Clear (T/H/H) 1.70 40 <td data-sheets-numberformat='{"1":2,"2":"0","3":1}' data-sheets-value='{"1":3,"3":44}' style="overflow:hidden;paddin | https://skylux.eu/en/products/skylux-160-ce-met-koepel-en-pvc-opstand-16-00-met-lm-motor-1300-x-1300-mm | https://skylux.eu/cdn/shop/files/Skylux-160deg-CE-met-koepel-en-pvc-opstand-1600-met-LM-motor-1300-x-1300-mm-RWA-systeem.jpg?v=1702979448&width=1600 | https://skylux.eu/cdn/shop/files/e5a82811-1bb0-48e4-a776-cacb59c7c092_0a420ab2-fcb5-4ee2-bfe6-063cb4d230c9.jpg?v=1688550898&width=1600 | //skylux.eu/cdn/shop/files/E_MH_Mounting_instructions_Skylux_160_CE_LM.pdf?v=12406716259046007223 | //skylux.eu/cdn/shop/files/E_TD_Technical_File_Skylux_Skylux_160_CE_Electric.pdf?v=3667116872303399239 | <style type="text/css" id="isPasted"> <!--td { border: 1px solid #cccccc; } br { mso-data-placement: same-cell; } --> </style> <table border="1" cellpadding="0" cellspacing="0" dir="ltr" style="table-layout:fixed;font-size:10pt;font-family:Arial;border-collapse:collapse;border:none;"><tbody> <tr style="height:20px;"> <td style="overflow:hidden;padding:0px 3px 0px 3px;vertical-align:bottom;"></td> <td style="overflow:hidden;padding:0px 3px 0px 3px;vertical-align:bottom;"></td> <td style="overflow:hidden;padding:0px 3px 0px 3px;vertical-align:bottom;"></td> <td data-sheets-value='{"1":2,"2":"Ut-value"}' style="overflow:hidden;padding:0px 3px 0px 3px;vertical-align:bottom;font-weight:bold;text-align:center;">Ut-value</td> <td data-sheets-value='{"1":2,"2":"LT-value"}' style="overflow:hidden;padding:0px 3px 0px 3px;vertical-align:bottom;font-weight:bold;text-align:center;">LT-value</td> <td data-sheets-value='{"1":2,"2":"g-value"}' style="overflow:hidden;padding:0px 3px 0px 3px;vertical-align:bottom;font-weight:bold;text-align:center;">g-value</td> <td data-sheets-value='{"1":2,"2":"Rw-value "}' style="overflow:hidden;padding:0px 3px 0px 3px;vertical-align:bottom;font-weight:bold;text-align:center;">Rw-value </td> </tr> <tr style="height:20px;"> <td style="overflow:hidden;padding:0px 3px 0px 3px;vertical-align:bottom;"></td> <td style="overflow:hidden;padding:0px 3px 0px 3px;vertical-align:bottom;"></td> <td style="overflow:hidden;padding:0px 3px 0px 3px;vertical-align:bottom;"></td> <td data-sheets-numberformat='{"1":2,"2":"0.00","3":1}' data-sheets-value='{"1":2,"2":"EN 1873 : 2014"}' style="overflow:hidden;padding:0px 3px 0px 3px;vertical-align:bottom;text-align:center;">EN 1873 : 2014</td> <td data-sheets-numberformat='{"1":2,"2":"0","3":1}' data-sheets-value='{"1":2,"2":"EN ISO 13468 EN 16153 EN 410"}' style="overflow:hidden;padding:0px 3px 0px 3px;vertical-align:bottom;text-align:center;">EN ISO 13468 EN 16153 EN 410</td> <td data-sheets-numberformat='{"1":2,"2":"0","3":1}' data-sheets-value='{"1":2,"2":"EN 410"}' style="overflow:hidden;padding:0px 3px 0px 3px;vertical-align:bottom;text-align:center;">EN 410</td> <td data-sheets-value='{"1":2,"2":"EN ISO 140-3\t\t"}' style="overflow:hidden;padding:0px 3px 0px 3px;vertical-align:bottom;text-align:center;">EN ISO 140-3 </td> </tr> <tr style="height:20px;"> <td data-sheets-value='{"1":2,"2":"Material"}' style="border-bottom:1px solid #000000;overflow:hidden;padding:0px 3px 0px 3px;vertical-align:bottom;background-color:#000000;font-weight:bold;color:#ffffff;">Material</td> <td data-sheets-value='{"1":2,"2":"Walls"}' style="border-bottom:1px solid #000000;overflow:hidden;padding:0px 3px 0px 3px;vertical-align:bottom;background-color:#000000;font-weight:bold;color:#ffffff;">Walls</td> <td data-sheets-value='{"1":2,"2":"Shells"}' style="border-bottom:1px solid #000000;overflow:hidden;padding:0px 3px 0px 3px;vertical-align:bottom;background-color:#000000;font-weight:bold;color:#ffffff;">Shells</td> <td data-sheets-numberformat='{"1":2,"2":"0.00","3":1}' data-sheets-value='{"1":2,"2":"(W/m²K)\t"}' style="border-bottom:1px solid #000000;overflow:hidden;padding:0px 3px 0px 3px;vertical-align:bottom;background-color:#000000;font-weight:bold;color:#ffffff;text-align:center;">(W/m²K) </td> <td data-sheets-numberformat='{"1":2,"2":"0","3":1}' data-sheets-value='{"1":2,"2":"(%)"}' style="border-bottom:1px solid #000000;overflow:hidden;padding:0px 3px 0px 3px;vertical-align:bottom;background-color:#000000;font-weight:bold;color:#ffffff;text-align:center;">(%)</td> <td data-sheets-numberformat='{"1":2,"2":"0","3":1}' data-sheets-value='{"1":2,"2":"(%)"}' style="border-bottom:1px solid #000000;overflow:hidden;padding:0px 3px 0px 3px;vertical-align:bottom;background-color:#000000;font-weight:bold;color:#ffffff;text-align:center;">(%)</td> <td data-sheets-value='{"1":2,"2":"(dB)"}' style="border-bottom:1px solid #000000;overflow:hidden;padding:0px 3px 0px 3px;vertical-align:bottom;background-color:#000000;font-weight:bold;color:#ffffff;text-align:center;">(dB)</td> </tr> <tr style="height:20px;"> <td data-sheets-value='{"1":2,"2":"Acrylic"}' style="border-left:1px solid #000000;overflow:hidden;padding:0px 3px 0px 3px;vertical-align:bottom;font-weight:bold;">Acrylic</td> <td data-sheets-value='{"1":2,"2":"Single-walled"}' style="overflow:hidden;padding:0px 3px 0px 3px;vertical-align:bottom;font-weight:bold;">Single-walled</td> <td data-sheets-value='{"1":2,"2":"Clear (H)"}' style="border-right:1px solid #000000;overflow:hidden;padding:0px 3px 0px 3px;vertical-align:bottom;font-weight:bold;">Clear (H)</td> <td data-sheets-numberformat='{"1":2,"2":"0.00","3":1}' data-sheets-value='{"1":3,"3":5.17}' style="overflow:hidden;padding:0px 3px 0px 3px;vertical-align:bottom;text-align:center;">5.17</td> <td data-sheets-numberformat='{"1":2,"2":"0","3":1}' data-sheets-value='{"1":3,"3":90}' style="overflow:hidden;padding:0px 3px 0px 3px;vertical-align:bottom;text-align:center;">90</td> <td data-sheets-numberformat='{"1":2,"2":"0","3":1}' data-sheets-value='{"1":3,"3":87}' style="overflow:hidden;padding:0px 3px 0px 3px;vertical-align:bottom;text-align:center;">87</td> <td data-sheets-numberformat='{"1":2,"2":"0","3":1}' data-sheets-value='{"1":2,"2":"-"}' style="border-right:1px solid #000000;overflow:hidden;padding:0px 3px 0px 3px;vertical-align:bottom;text-align:center;">-</td> </tr> <tr style="height:20px;"> <td data-sheets-value='{"1":2,"2":"PMMA"}' style="border-left:1px solid #000000;overflow:hidden;padding:0px 3px 0px 3px;vertical-align:bottom;font-weight:bold;">PMMA</td> <td data-sheets-value='{"1":2,"2":"Single-walled"}' style="overflow:hidden;padding:0px 3px 0px 3px;vertical-align:bottom;font-weight:bold;">Single-walled</td> <td data-sheets-value='{"1":2,"2":"Opal (O)"}' style="border-right:1px solid #000000;overflow:hidden;padding:0px 3px 0px 3px;vertical-align:bottom;font-weight:bold;">Opal (O)</td> <td data-sheets-numberformat='{"1":2,"2":"0.00","3":1}' data-sheets-value='{"1":3,"3":5.17}' style="overflow:hidden;padding:0px 3px 0px 3px;vertical-align:bottom;text-align:center;">5.17</td> <td data-sheets-numberformat='{"1":2,"2":"0","3":1}' data-sheets-value='{"1":3,"3":83}' style="overflow:hidden;padding:0px 3px 0px 3px;vertical-align:bottom;text-align:center;">83</td> <td data-sheets-numberformat='{"1":2,"2":"0","3":1}' data-sheets-value='{"1":3,"3":76}' style="overflow:hidden;padding:0px 3px 0px 3px;vertical-align:bottom;text-align:center;">76</td> <td data-sheets-numberformat='{"1":2,"2":"0","3":1}' data-sheets-value='{"1":2,"2":"-"}' style="border-right:1px solid #000000;overflow:hidden;padding:0px 3px 0px 3px;vertical-align:bottom;text-align:center;">-</td> </tr> <tr style="height:20px;"> <td style="border-left:1px solid #000000;overflow:hidden;padding:0px 3px 0px 3px;vertical-align:bottom;font-weight:bold;"></td> <td data-sheets-value='{"1":2,"2":"Double-walled"}' style="overflow:hidden;padding:0px 3px 0px 3px;vertical-align:bottom;font-weight:bold;">Double-walled</td> <td data-sheets-value='{"1":2,"2":"Clear (H/H)"}' style="border-right:1px solid #000000;overflow:hidden;padding:0px 3px 0px 3px;vertical-align:bottom;font-weight:bold;">Clear (H/H)</td> <td data-sheets-numberformat='{"1":2,"2":"0.00","3":1}' data-sheets-value='{"1":3,"3":2.9}' style="overflow:hidden;padding:0px 3px 0px 3px;vertical-align:bottom;text-align:center;">2.90</td> <td data-sheets-numberformat='{"1":2,"2":"0","3":1}' data-sheets-value='{"1":3,"3":81}' style="overflow:hidden;padding:0px 3px 0px 3px;vertical-align:bottom;text-align:center;">81</td> <td data-sheets-numberformat='{"1":2,"2":"0","3":1}' data-sheets-value='{"1":3,"3":75}' style="overflow:hidden;padding:0px 3px 0px 3px;vertical-align:bottom;text-align:center;">75</td> <td data-sheets-numberformat='{"1":2,"2":"0","3":1}' data-sheets-value='{"1":3,"3":20}' style="border-right:1px solid #000000;overflow:hidden;padding:0px 3px 0px 3px;vertical-align:bottom;text-align:center;">20</td> </tr> <tr style="height:20px;"> <td style="border-left:1px solid #000000;overflow:hidden;padding:0px 3px 0px 3px;vertical-align:bottom;font-weight:bold;"></td> <td data-sheets-value='{"1":2,"2":"Double-walled"}' style="overflow:hidden;padding:0px 3px 0px 3px;vertical-align:bottom;font-weight:bold;">Double-walled</td> <td data-sheets-value='{"1":2,"2":"Opal (O/O)"}' style="border-right:1px solid #000000;overflow:hidden;padding:0px 3px 0px 3px;vertical-align:bottom;font-weight:bold;">Opal (O/O)</td> <td data-sheets-numberformat='{"1":2,"2":"0.00","3":1}' data-sheets-value='{"1":3,"3":2.9}' style="overflow:hidden;padding:0px 3px 0px 3px;vertical-align:bottom;text-align:center;">2.90</td> <td data-sheets-numberformat='{"1":2,"2":"0","3":1}' data-sheets-value='{"1":3,"3":69}' style="overflow:hidden;padding:0px 3px 0px 3px;vertical-align:bottom;text-align:center;">69</td> <td data-sheets-numberformat='{"1":2,"2":"0","3":1}' data-sheets-value='{"1":3,"3":58}' style="overflow:hidden;padding:0px 3px 0px 3px;vertical-align:bottom;text-align:center;">58</td> <td data-sheets-numberformat='{"1":2,"2":"0","3":1}' data-sheets-value='{"1":3,"3":20}' style="border-right:1px solid #000000;overflow:hidden;padding:0px 3px 0px 3px;vertical-align:bottom;text-align:center;">20</td> </tr> <tr style="height:20px;"> <td style="border-left:1px solid #000000;overflow:hidden;padding:0px 3px 0px 3px;vertical-align:bottom;font-weight:bold;"></td> <td data-sheets-value='{"1":2,"2":"Triple-walled"}' style="overflow:hidden;padding:0px 3px 0px 3px;vertical-align:bottom;font-weight:bold;">Triple-walled</td> <td data-sheets-value='{"1":2,"2":"Clear (H/H/H)"}' style="border-right:1px solid #000000;overflow:hidden;padding:0px 3px 0px 3px;vertical-align:bottom;font-weight:bold;">Clear (H/H/H)</td> <td data-sheets-numberformat='{"1":2,"2":"0.00","3":1}' data-sheets-value='{"1":3,"3":1.7}' style="overflow:hidden;padding:0px 3px 0px 3px;vertical-align:bottom;text-align:center;">1.70</td> <td data-sheets-numberformat='{"1":2,"2":"0","3":1}' data-sheets-value='{"1":3,"3":73}' style="overflow:hidden;padding:0px 3px 0px 3px;vertical-align:bottom;text-align:center;">73</td> <td data-sheets-numberformat='{"1":2,"2":"0","3":1}' data-sheets-value='{"1":3,"3":65}' style="overflow:hidden;padding:0px 3px 0px 3px;vertical-align:bottom;text-align:center;">65</td> <td data-sheets-numberformat='{"1":2,"2":"0","3":1}' data-sheets-value='{"1":3,"3":22}' style="border-right:1px solid #000000;overflow:hidden;padding:0px 3px 0px 3px;vertical-align:bottom;text-align:center;">22</td> </tr> <tr style="height:20px;"> <td style="border-left:1px solid #000000;overflow:hidden;padding:0px 3px 0px 3px;vertical-align:bottom;font-weight:bold;"></td> <td data-sheets-value='{"1":2,"2":"Triple-walled"}' style="overflow:hidden;padding:0px 3px 0px 3px;vertical-align:bottom;font-weight:bold;">Triple-walled</td> <td data-sheets-value='{"1":2,"2":"Opal (O/H/O)"}' style="border-right:1px solid #000000;overflow:hidden;padding:0px 3px 0px 3px;vertical-align:bottom;font-weight:bold;">Opal (O/H/O)</td> <td data-sheets-numberformat='{"1":2,"2":"0.00","3":1}' data-sheets-value='{"1":3,"3":1.7}' style="overflow:hidden;padding:0px 3px 0px 3px;vertical-align:bottom;text-align:center;">1.70</td> <td data-sheets-numberformat='{"1":2,"2":"0","3":1}' data-sheets-value='{"1":3,"3":62}' style="overflow:hidden;padding:0px 3px 0px 3px;vertical-align:bottom;text-align:center;">62</td> <td data-sheets-numberformat='{"1":2,"2":"0","3":1}' data-sheets-value='{"1":3,"3":51}' style="overflow:hidden;padding:0px 3px 0px 3px;vertical-align:bottom;text-align:center;">51</td> <td data-sheets-numberformat='{"1":2,"2":"0","3":1}' data-sheets-value='{"1":3,"3":22}' style="border-right:1px solid #000000;overflow:hidden;padding:0px 3px 0px 3px;vertical-align:bottom;text-align:center;">22</td> </tr> <tr style="height:20px;"> <td style="border-left:1px solid #000000;overflow:hidden;padding:0px 3px 0px 3px;vertical-align:bottom;font-weight:bold;"></td> <td data-sheets-value='{"1":2,"2":"Four-walled"}' style="overflow:hidden;padding:0px 3px 0px 3px;vertical-align:bottom;font-weight:bold;">Four-walled</td> <td data-sheets-value='{"1":2,"2":"Clear (H/H/H/H)"}' style="border-right:1px solid #000000;overflow:hidden;padding:0px 3px 0px 3px;vertical-align:bottom;font-weight:bold;">Clear (H/H/H/H)</td> <td data-sheets-numberformat='{"1":2,"2":"0.00","3":1}' data-sheets-value='{"1":3,"3":1.28}' style="overflow:hidden;padding:0px 3px 0px 3px;vertical-align:bottom;text-align:center;">1.28</td> <td data-sheets-numberformat='{"1":2,"2":"0","3":1}' data-sheets-value='{"1":3,"3":64}' style="overflow:hidden;padding:0px 3px 0px 3px;vertical-align:bottom;text-align:center;">64</td> <td data-sheets-numberformat='{"1":2,"2":"0","3":1}' data-sheets-value='{"1":3,"3":54}' style="overflow:hidden;padding:0px 3px 0px 3px;vertical-align:bottom;text-align:center;">54</td> <td data-sheets-numberformat='{"1":2,"2":"0","3":1}' data-sheets-value='{"1":3,"3":23}' style="border-right:1px solid #000000;overflow:hidden;padding:0px 3px 0px 3px;vertical-align:bottom;text-align:center;">23</td> </tr> <tr style="height:20px;"> <td style="border-bottom:1px solid #000000;border-left:1px solid #000000;overflow:hidden;padding:0px 3px 0px 3px;vertical-align:bottom;"></td> <td data-sheets-value='{"1":2,"2":"Four-walled"}' style="border-bottom:1px solid #000000;overflow:hidden;padding:0px 3px 0px 3px;vertical-align:bottom;font-weight:bold;">Four-walled</td> <td data-sheets-value='{"1":2,"2":"Opal (H/H/O/H)"}' style="border-right:1px solid #000000;border-bottom:1px solid #000000;overflow:hidden;padding:0px 3px 0px 3px;vertical-align:bottom;font-weight:bold;">Opal (H/H/O/H)</td> <td data-sheets-numberformat='{"1":2,"2":"0.00","3":1}' data-sheets-value='{"1":3,"3":1.28}' style="border-bottom:1px solid #000000;overflow:hidden;padding:0px 3px 0px 3px;vertical-align:bottom;text-align:center;">1.28</td> <td data-sheets-numberformat='{"1":2,"2":"0","3":1}' data-sheets-value='{"1":3,"3":59}' style="border-bottom:1px solid #000000;overflow:hidden;padding:0px 3px 0px 3px;vertical-align:bottom;text-align:center;">59</td> <td data-sheets-numberformat='{"1":2,"2":"0","3":1}' data-sheets-value='{"1":3,"3":48}' style="border-bottom:1px solid #000000;overflow:hidden;padding:0px 3px 0px 3px;vertical-align:bottom;text-align:center;">48</td> <td data-sheets-numberformat='{"1":2,"2":"0","3":1}' data-sheets-value='{"1":3,"3":23}' style="border-right:1px solid #000000;border-bottom:1px solid #000000;overflow:hidden;padding:0px 3px 0px 3px;vertical-align:bottom;text-align:center;">23</td> </tr> <tr style="height:20px;"> <td data-sheets-value='{"1":2,"2":"Polycarbonate "}' style="border-left:1px solid #000000;overflow:hidden;padding:0px 3px 0px 3px;vertical-align:bottom;font-weight:bold;">Polycarbonate </td> <td data-sheets-value='{"1":2,"2":"Single-walled"}' style="overflow:hidden;padding:0px 3px 0px 3px;vertical-align:bottom;font-weight:bold;">Single-walled</td> <td data-sheets-value='{"1":2,"2":"Clear (A)"}' style="border-right:1px solid #000000;overflow:hidden;padding:0px 3px 0px 3px;vertical-align:bottom;font-weight:bold;">Clear (A)</td> <td data-sheets-numberformat='{"1":2,"2":"0.00","3":1}' data-sheets-value='{"1":3,"3":5.17}' style="overflow:hidden;padding:0px 3px 0px 3px;vertical-align:bottom;text-align:center;">5.17</td> <td data-sheets-numberformat='{"1":2,"2":"0","3":1}' data-sheets-value='{"1":3,"3":88}' style="overflow:hidden;padding:0px 3px 0px 3px;vertical-align:bottom;text-align:center;">88</td> <td data-sheets-numberformat='{"1":2,"2":"0","3":1}' data-sheets-value='{"1":3,"3":83}' style="overflow:hidden;padding:0px 3px 0px 3px;vertical-align:bottom;text-align:center;">83</td> <td data-sheets-numberformat='{"1":2,"2":"0","3":1}' data-sheets-value='{"1":2,"2":"-"}' style="border-right:1px solid #000000;overflow:hidden;padding:0px 3px 0px 3px;vertical-align:bottom;text-align:center;">-</td> </tr> <tr style="height:20px;"> <td data-sheets-value='{"1":2,"2":"PC"}' style="border-left:1px solid #000000;overflow:hidden;padding:0px 3px 0px 3px;vertical-align:bottom;font-weight:bold;">PC</td> <td data-sheets-value='{"1":2,"2":"Single-walled"}' style="overflow:hidden;padding:0px 3px 0px 3px;vertical-align:bottom;font-weight:bold;">Single-walled</td> <td data-sheets-value='{"1":2,"2":"Opal (D)"}' style="border-right:1px solid #000000;overflow:hidden;padding:0px 3px 0px 3px;vertical-align:bottom;font-weight:bold;">Opal (D)</td> <td data-sheets-numberformat='{"1":2,"2":"0.00","3":1}' data-sheets-value='{"1":3,"3":5.17}' style="overflow:hidden;padding:0px 3px 0px 3px;vertical-align:bottom;text-align:center;">5.17</td> <td data-sheets-numberformat='{"1":2,"2":"0","3":1}' data-sheets-value='{"1":3,"3":58}' style="overflow:hidden;padding:0px 3px 0px 3px;vertical-align:bottom;text-align:center;">58</td> <td data-sheets-numberformat='{"1":2,"2":"0","3":1}' data-sheets-value='{"1":3,"3":60}' style="overflow:hidden;padding:0px 3px 0px 3px;vertical-align:bottom;text-align:center;">60</td> <td data-sheets-numberformat='{"1":2,"2":"0","3":1}' data-sheets-value='{"1":2,"2":"-"}' style="border-right:1px solid #000000;overflow:hidden;padding:0px 3px 0px 3px;vertical-align:bottom;text-align:center;">-</td> </tr> <tr style="height:20px;"> <td style="border-left:1px solid #000000;overflow:hidden;padding:0px 3px 0px 3px;vertical-align:bottom;font-weight:bold;"></td> <td data-sheets-value='{"1":2,"2":"Double-walled"}' style="overflow:hidden;padding:0px 3px 0px 3px;vertical-align:bottom;font-weight:bold;">Double-walled</td> <td data-sheets-value='{"1":2,"2":"Clear (A/H)"}' style="border-right:1px solid #000000;overflow:hidden;padding:0px 3px 0px 3px;vertical-align:bottom;font-weight:bold;">Clear (A/H)</td> <td data-sheets-numberformat='{"1":2,"2":"0.00","3":1}' data-sheets-value='{"1":3,"3":2.9}' style="overflow:hidden;padding:0px 3px 0px 3px;vertical-align:bottom;text-align:center;">2.90</td> <td data-sheets-numberformat='{"1":2,"2":"0","3":1}' data-sheets-value='{"1":3,"3":79}' style="overflow:hidden;padding:0px 3px 0px 3px;vertical-align:bottom;text-align:center;">79</td> <td data-sheets-numberformat='{"1":2,"2":"0","3":1}' data-sheets-value='{"1":3,"3":72}' style="overflow:hidden;padding:0px 3px 0px 3px;vertical-align:bottom;text-align:center;">72</td> <td data-sheets-numberformat='{"1":2,"2":"0","3":1}' data-sheets-value='{"1":3,"3":20}' style="border-right:1px solid #000000;overflow:hidden;padding:0px 3px 0px 3px;vertical-align:bottom;text-align:center;">20</td> </tr> <tr style="height:20px;"> <td style="border-left:1px solid #000000;overflow:hidden;padding:0px 3px 0px 3px;vertical-align:bottom;font-weight:bold;"></td> <td data-sheets-value='{"1":2,"2":"Double-walled"}' style="overflow:hidden;padding:0px 3px 0px 3px;vertical-align:bottom;font-weight:bold;">Double-walled</td> <td data-sheets-value='{"1":2,"2":"Clear (A/A)"}' style="border-right:1px solid #000000;overflow:hidden;padding:0px 3px 0px 3px;vertical-align:bottom;font-weight:bold;">Clear (A/A)</td> <td data-sheets-numberformat='{"1":2,"2":"0.00","3":1}' data-sheets-value='{"1":3,"3":2.9}' style="overflow:hidden;padding:0px 3px 0px 3px;vertical-align:bottom;text-align:center;">2.90</td> <td data-sheets-numberformat='{"1":2,"2":"0","3":1}' data-sheets-value='{"1":3,"3":77}' style="overflow:hidden;padding:0px 3px 0px 3px;vertical-align:bottom;text-align:center;">77</td> <td data-sheets-numberformat='{"1":2,"2":"0","3":1}' data-sheets-value='{"1":3,"3":69}' style="overflow:hidden;padding:0px 3px 0px 3px;vertical-align:bottom;text-align:center;">69</td> <td data-sheets-numberformat='{"1":2,"2":"0","3":1}' data-sheets-value='{"1":3,"3":20}' style="border-right:1px solid #000000;overflow:hidden;padding:0px 3px 0px 3px;vertical-align:bottom;text-align:center;">20</td> </tr> <tr style="height:20px;"> <td style="border-left:1px solid #000000;overflow:hidden;padding:0px 3px 0px 3px;vertical-align:bottom;font-weight:bold;"></td> <td data-sheets-value='{"1":2,"2":"Double-walled"}' style="overflow:hidden;padding:0px 3px 0px 3px;vertical-align:bottom;font-weight:bold;">Double-walled</td> <td data-sheets-value='{"1":2,"2":"Opal (A/O)"}' style="border-right:1px solid #000000;overflow:hidden;padding:0px 3px 0px 3px;vertical-align:bottom;font-weight:bold;">Opal (A/O)</td> <td data-sheets-numberformat='{"1":2,"2":"0.00","3":1}' data-sheets-value='{"1":3,"3":2.9}' style="overflow:hidden;padding:0px 3px 0px 3px;vertical-align:bottom;text-align:center;">2.90</td> <td data-sheets-numberformat='{"1":2,"2":"0","3":1}' data-sheets-value='{"1":3,"3":73}' style="overflow:hidden;padding:0px 3px 0px 3px;vertical-align:bottom;text-align:center;">73</td> <td data-sheets-numberformat='{"1":2,"2":"0","3":1}' data-sheets-value='{"1":3,"3":63}' style="overflow:hidden;padding:0px 3px 0px 3px;vertical-align:bottom;text-align:center;">63</td> <td data-sheets-numberformat='{"1":2,"2":"0","3":1}' data-sheets-value='{"1":3,"3":20}' style="border-right:1px solid #000000;overflow:hidden;padding:0px 3px 0px 3px;vertical-align:bottom;text-align:center;">20</td> </tr> <tr style="height:20px;"> <td style="border-left:1px solid #000000;overflow:hidden;padding:0px 3px 0px 3px;vertical-align:bottom;font-weight:bold;"></td> <td data-sheets-value='{"1":2,"2":"Double-walled"}' style="overflow:hidden;padding:0px 3px 0px 3px;vertical-align:bottom;font-weight:bold;">Double-walled</td> <td data-sheets-value='{"1":2,"2":"Opal (A/D)"}' style="border-right:1px solid #000000;overflow:hidden;padding:0px 3px 0px 3px;vertical-align:bottom;font-weight:bold;">Opal (A/D)</td> <td data-sheets-numberformat='{"1":2,"2":"0.00","3":1}' data-sheets-value='{"1":3,"3":2.9}' style="overflow:hidden;padding:0px 3px 0px 3px;vertical-align:bottom;text-align:center;">2.90</td> <td data-sheets-numberformat='{"1":2,"2":"0","3":1}' data-sheets-value='{"1":3,"3":51}' style="overflow:hidden;padding:0px 3px 0px 3px;vertical-align:bottom;text-align:center;">51</td> <td data-sheets-numberformat='{"1":2,"2":"0","3":1}' data-sheets-value='{"1":3,"3":50}' style="overflow:hidden;padding:0px 3px 0px 3px;vertical-align:bottom;text-align:center;">50</td> <td data-sheets-numberformat='{"1":2,"2":"0","3":1}' data-sheets-value='{"1":3,"3":20}' style="border-right:1px solid #000000;overflow:hidden;padding:0px 3px 0px 3px;vertical-align:bottom;text-align:center;">20</td> </tr> <tr style="height:20px;"> <td style="border-left:1px solid #000000;overflow:hidden;padding:0px 3px 0px 3px;vertical-align:bottom;font-weight:bold;"></td> <td data-sheets-value='{"1":2,"2":"Triple-walled"}' style="overflow:hidden;padding:0px 3px 0px 3px;vertical-align:bottom;font-weight:bold;">Triple-walled</td> <td data-sheets-value='{"1":2,"2":"Clear (A/H/H)"}' style="border-right:1px solid #000000;overflow:hidden;padding:0px 3px 0px 3px;vertical-align:bottom;font-weight:bold;">Clear (A/H/H)</td> <td data-sheets-numberformat='{"1":2,"2":"0.00","3":1}' data-sheets-value='{"1":3,"3":1.7}' style="overflow:hidden;padding:0px 3px 0px 3px;vertical-align:bottom;text-align:center;">1.70</td> <td data-sheets-numberformat='{"1":2,"2":"0","3":1}' data-sheets-value='{"1":3,"3":71}' style="overflow:hidden;padding:0px 3px 0px 3px;vertical-align:bottom;text-align:center;">71</td> <td data-sheets-numberformat='{"1":2,"2":"0","3":1}' data-sheets-value='{"1":3,"3":63}' style="overflow:hidden;padding:0px 3px 0px 3px;vertical-align:bottom;text-align:center;">63</td> <td data-sheets-numberformat='{"1":2,"2":"0","3":1}' data-sheets-value='{"1":3,"3":22}' style="border-right:1px solid #000000;overflow:hidden;padding:0px 3px 0px 3px;vertical-align:bottom;text-align:center;">22</td> </tr> <tr style="height:20px;"> <td style="border-left:1px solid #000000;overflow:hidden;padding:0px 3px 0px 3px;vertical-align:bottom;font-weight:bold;"></td> <td data-sheets-value='{"1":2,"2":"Triple-walled"}' style="overflow:hidden;padding:0px 3px 0px 3px;vertical-align:bottom;font-weight:bold;">Triple-walled</td> <td data-sheets-value='{"1":2,"2":"Opal (A/O/O)"}' style="border-right:1px solid #000000;overflow:hidden;padding:0px 3px 0px 3px;vertical-align:bottom;font-weight:bold;">Opal (A/O/O)</td> <td data-sheets-numberformat='{"1":2,"2":"0.00","3":1}' data-sheets-value='{"1":3,"3":1.7}' style="overflow:hidden;padding:0px 3px 0px 3px;vertical-align:bottom;text-align:center;">1.70</td> <td data-sheets-numberformat='{"1":2,"2":"0","3":1}' data-sheets-value='{"1":3,"3":61}' style="overflow:hidden;padding:0px 3px 0px 3px;vertical-align:bottom;text-align:center;">61</td> <td data-sheets-numberformat='{"1":2,"2":"0","3":1}' data-sheets-value='{"1":3,"3":48}' style="overflow:hidden;padding:0px 3px 0px 3px;vertical-align:bottom;text-align:center;">48</td> <td data-sheets-numberformat='{"1":2,"2":"0","3":1}' data-sheets-value='{"1":3,"3":22}' style="border-right:1px solid #000000;overflow:hidden;padding:0px 3px 0px 3px;vertical-align:bottom;text-align:center;">22</td> </tr> <tr style="height:20px;"> <td style="border-left:1px solid #000000;overflow:hidden;padding:0px 3px 0px 3px;vertical-align:bottom;font-weight:bold;"></td> <td data-sheets-value='{"1":2,"2":"Four-walled"}' style="overflow:hidden;padding:0px 3px 0px 3px;vertical-align:bottom;font-weight:bold;">Four-walled</td> <td data-sheets-value='{"1":2,"2":"Clear (A/H/H/H)"}' style="border-right:1px solid #000000;overflow:hidden;padding:0px 3px 0px 3px;vertical-align:bottom;font-weight:bold;">Clear (A/H/H/H)</td> <td data-sheets-numberformat='{"1":2,"2":"0.00","3":1}' data-sheets-value='{"1":3,"3":1.28}' style="overflow:hidden;padding:0px 3px 0px 3px;vertical-align:bottom;text-align:center;">1.28</td> <td data-sheets-numberformat='{"1":2,"2":"0","3":1}' data-sheets-value='{"1":3,"3":64}' style="overflow:hidden;padding:0px 3px 0px 3px;vertical-align:bottom;text-align:center;">64</td> <td data-sheets-numberformat='{"1":2,"2":"0","3":1}' data-sheets-value='{"1":3,"3":52}' style="overflow:hidden;padding:0px 3px 0px 3px;vertical-align:bottom;text-align:center;">52</td> <td data-sheets-numberformat='{"1":2,"2":"0","3":1}' data-sheets-value='{"1":3,"3":23}' style="border-right:1px solid #000000;overflow:hidden;padding:0px 3px 0px 3px;vertical-align:bottom;text-align:center;">23</td> </tr> <tr style="height:20px;"> <td style="border-bottom:1px solid #000000;border-left:1px solid #000000;overflow:hidden;padding:0px 3px 0px 3px;vertical-align:bottom;"></td> <td data-sheets-value='{"1":2,"2":"Four-walled"}' style="border-bottom:1px solid #000000;overflow:hidden;padding:0px 3px 0px 3px;vertical-align:bottom;font-weight:bold;">Four-walled</td> <td data-sheets-value='{"1":2,"2":"Opal (A/H/O/H)"}' style="border-right:1px solid #000000;border-bottom:1px solid #000000;overflow:hidden;padding:0px 3px 0px 3px;vertical-align:bottom;font-weight:bold;">Opal (A/H/O/H)</td> <td data-sheets-numberformat='{"1":2,"2":"0.00","3":1}' data-sheets-value='{"1":3,"3":1.28}' style="border-bottom:1px solid #000000;overflow:hidden;padding:0px 3px 0px 3px;vertical-align:bottom;text-align:center;">1.28</td> <td data-sheets-numberformat='{"1":2,"2":"0","3":1}' data-sheets-value='{"1":3,"3":59}' style="border-bottom:1px solid #000000;overflow:hidden;padding:0px 3px 0px 3px;vertical-align:bottom;text-align:center;">59</td> <td data-sheets-numberformat='{"1":2,"2":"0","3":1}' data-sheets-value='{"1":3,"3":46}' style="border-bottom:1px solid #000000;overflow:hidden;padding:0px 3px 0px 3px;vertical-align:bottom;text-align:center;">46</td> <td data-sheets-numberformat='{"1":2,"2":"0","3":1}' data-sheets-value='{"1":3,"3":23}' style="border-right:1px solid #000000;border-bottom:1px solid #000000;overflow:hidden;padding:0px 3px 0px 3px;vertical-align:bottom;text-align:center;">23</td> </tr> <tr style="height:20px;"> <td data-sheets-value='{"1":2,"2":"Polycarbonate"}' style="border-left:1px solid #000000;overflow:hidden;padding:0px 3px 0px 3px;vertical-align:bottom;font-weight:bold;">Polycarbonate</td> <td data-sheets-value='{"1":2,"2":"Single-walled"}' style="overflow:hidden;padding:0px 3px 0px 3px;vertical-align:bottom;font-weight:bold;">Single-walled</td> <td data-sheets-value='{"1":2,"2":"Heatstop Opal (T)"}' style="border-right:1px solid #000000;overflow:hidden;padding:0px 3px 0px 3px;vertical-align:bottom;font-weight:bold;">Heatstop Opal (T)</td> <td data-sheets-numberformat='{"1":2,"2":"0.00","3":1}' data-sheets-value='{"1":3,"3":5.17}' style="overflow:hidden;padding:0px 3px 0px 3px;vertical-align:bottom;text-align:center;">5.17</td> <td data-sheets-numberformat='{"1":2,"2":"0","3":1}' data-sheets-value='{"1":3,"3":49}' style="overflow:hidden;padding:0px 3px 0px 3px;vertical-align:bottom;text-align:center;">49</td> <td data-sheets-numberformat='{"1":2,"2":"0","3":1}' data-sheets-value='{"1":3,"3":59}' style="overflow:hidden;padding:0px 3px 0px 3px;vertical-align:bottom;text-align:center;">59</td> <td data-sheets-numberformat='{"1":2,"2":"0","3":1}' data-sheets-value='{"1":2,"2":"-"}' style="border-right:1px solid #000000;overflow:hidden;padding:0px 3px 0px 3px;vertical-align:bottom;text-align:center;">-</td> </tr> <tr style="height:20px;"> <td data-sheets-value='{"1":2,"2":"Heatstop PC"}' style="border-left:1px solid #000000;overflow:hidden;padding:0px 3px 0px 3px;vertical-align:bottom;font-weight:bold;">Heatstop PC</td> <td data-sheets-value='{"1":2,"2":"Double-walled"}' style="overflow:hidden;padding:0px 3px 0px 3px;vertical-align:bottom;font-weight:bold;">Double-walled</td> <td data-sheets-value='{"1":2,"2":"Clear (T/H)"}' style="border-right:1px solid #000000;overflow:hidden;padding:0px 3px 0px 3px;vertical-align:bottom;font-weight:bold;">Clear (T/H)</td> <td data-sheets-numberformat='{"1":2,"2":"0.00","3":1}' data-sheets-value='{"1":3,"3":2.9}' style="overflow:hidden;padding:0px 3px 0px 3px;vertical-align:bottom;text-align:center;">2.90</td> <td data-sheets-numberformat='{"1":2,"2":"0","3":1}' data-sheets-value='{"1":3,"3":44}' style="overflow:hidden;padding:0px 3px 0px 3px;vertical-align:bottom;text-align:center;">44</td> <td data-sheets-numberformat='{"1":2,"2":"0","3":1}' data-sheets-value='{"1":3,"3":51}' style="overflow:hidden;padding:0px 3px 0px 3px;vertical-align:bottom;text-align:center;">51</td> <td data-sheets-numberformat='{"1":2,"2":"0","3":1}' data-sheets-value='{"1":3,"3":20}' style="border-right:1px solid #000000;overflow:hidden;padding:0px 3px 0px 3px;vertical-align:bottom;text-align:center;">20</td> </tr> <tr style="height:20px;"> <td style="border-left:1px solid #000000;overflow:hidden;padding:0px 3px 0px 3px;vertical-align:bottom;font-weight:bold;"></td> <td data-sheets-value='{"1":2,"2":"Double-walled"}' style="overflow:hidden;padding:0px 3px 0px 3px;vertical-align:bottom;font-weight:bold;">Double-walled</td> <td data-sheets-value='{"1":2,"2":"Opal (T/O)"}' style="border-right:1px solid #000000;overflow:hidden;padding:0px 3px 0px 3px;vertical-align:bottom;font-weight:bold;">Opal (T/O)</td> <td data-sheets-numberformat='{"1":2,"2":"0.00","3":1}' data-sheets-value='{"1":3,"3":2.9}' style="overflow:hidden;padding:0px 3px 0px 3px;vertical-align:bottom;text-align:center;">2.90</td> <td data-sheets-numberformat='{"1":2,"2":"0","3":1}' data-sheets-value='{"1":3,"3":41}' style="overflow:hidden;padding:0px 3px 0px 3px;vertical-align:bottom;text-align:center;">41</td> <td data-sheets-numberformat='{"1":2,"2":"0","3":1}' data-sheets-value='{"1":3,"3":45}' style="overflow:hidden;padding:0px 3px 0px 3px;vertical-align:bottom;text-align:center;">45</td> <td data-sheets-numberformat='{"1":2,"2":"0","3":1}' data-sheets-value='{"1":3,"3":20}' style="border-right:1px solid #000000;overflow:hidden;padding:0px 3px 0px 3px;vertical-align:bottom;text-align:center;">20</td> </tr> <tr style="height:20px;"> <td style="border-left:1px solid #000000;overflow:hidden;padding:0px 3px 0px 3px;vertical-align:bottom;font-weight:bold;"></td> <td data-sheets-value='{"1":2,"2":"Triple-walled"}' style="overflow:hidden; | skylux-160-ce-met-koepel-en-pvc-opstand-16-00-met-lm-motor-1300-x-1300-mm | 8586022682957 | 46872331223373
Smoke and heat exhaust (SHEV) | SHE system | Skylux | Skylux 160° CE with skylight and PVC curb 16/00 with LM-actuator 1300 x 1600 mm |  | 30597 | 5412970305972 | 4584.7 | Yes | 30-45 | 61.85 | 1300 x 1600 mm | 1600 | 1300 |  | PVC 16/00 (16 cm high & roof opening = daylight size) | Rectangular | 5.17 W/m²K - 1.28 W/m²K | 87% - 32% | 90% - 32% | 20dB - 23dB | 160° CE (for industry) | skylight | without spoiler | E | Single actuator | Maximum four-walled skylight possible for this product | Ut-value LT-value g-value Rw-value EN 1873 : 2014 EN ISO 13468 EN 16153 EN 410 EN 410 EN ISO 140-3 Material Walls Shells (W/m²K) (%) (%) (dB) Acrylic Single-walled Clear (H) 5.17 90 87 - PMMA Single-walled Opal (O) 5.17 83 76 - Double-walled Clear (H/H) 2.90 81 75 20 Double-walled Opal (O/O) 2.90 69 58 20 Triple-walled Clear (H/H/H) 1.70 73 65 22 Triple-walled Opal (O/H/O) 1.70 62 51 22 Four-walled Clear (H/H/H/H) 1.28 64 54 23 Four-walled Opal (H/H/O/H) 1.28 59 48 23 Polycarbonate Single-walled Clear (A) 5.17 88 83 - PC Single-walled Opal (D) 5.17 58 60 - Double-walled Clear (A/H) 2.90 79 72 20 Double-walled Clear (A/A) 2.90 77 69 20 Double-walled Opal (A/O) 2.90 73 63 20 Double-walled Opal (A/D) 2.90 51 50 20 Triple-walled Clear (A/H/H) 1.70 71 63 22 Triple-walled Opal (A/O/O) 1.70 61 48 22 Four-walled Clear (A/H/H/H) 1.28 64 52 23 Four-walled Opal (A/H/O/H) 1.28 59 46 23 Polycarbonate Single-walled Heatstop Opal (T) 5.17 49 59 - Heatstop PC Double-walled Clear (T/H) 2.90 44 51 20 Double-walled Opal (T/O) 2.90 41 45 20 Triple-walled Clear (T/H/H) 1.70 40 <td data-sheets-numberformat='{"1":2,"2":"0","3":1}' data-sheets-value='{"1":3,"3":44}' style="overflow:hidden;paddin | https://skylux.eu/en/products/skylux-160-ce-met-koepel-en-pvc-opstand-16-00-met-lm-motor-1300-x-1600-mm | https://skylux.eu/cdn/shop/files/Skylux-160deg-CE-met-koepel-en-pvc-opstand-1600-met-LM-motor-1300-x-1600-mm-RWA-systeem.jpg?v=1702979453&width=1600 | https://skylux.eu/cdn/shop/files/e5a82811-1bb0-48e4-a776-cacb59c7c092_861f12b6-f7aa-45ea-879f-c96c3982f898.jpg?v=1688550899&width=1600 | //skylux.eu/cdn/shop/files/E_MH_Mounting_instructions_Skylux_160_CE_LM.pdf?v=12406716259046007223 | //skylux.eu/cdn/shop/files/E_TD_Technical_File_Skylux_Skylux_160_CE_Electric.pdf?v=3667116872303399239 | <style type="text/css" id="isPasted"> <!--td { border: 1px solid #cccccc; } br { mso-data-placement: same-cell; } --> </style> <table border="1" cellpadding="0" cellspacing="0" dir="ltr" style="table-layout:fixed;font-size:10pt;font-family:Arial;border-collapse:collapse;border:none;"><tbody> <tr style="height:20px;"> <td style="overflow:hidden;padding:0px 3px 0px 3px;vertical-align:bottom;"></td> <td style="overflow:hidden;padding:0px 3px 0px 3px;vertical-align:bottom;"></td> <td style="overflow:hidden;padding:0px 3px 0px 3px;vertical-align:bottom;"></td> <td data-sheets-value='{"1":2,"2":"Ut-value"}' style="overflow:hidden;padding:0px 3px 0px 3px;vertical-align:bottom;font-weight:bold;text-align:center;">Ut-value</td> <td data-sheets-value='{"1":2,"2":"LT-value"}' style="overflow:hidden;padding:0px 3px 0px 3px;vertical-align:bottom;font-weight:bold;text-align:center;">LT-value</td> <td data-sheets-value='{"1":2,"2":"g-value"}' style="overflow:hidden;padding:0px 3px 0px 3px;vertical-align:bottom;font-weight:bold;text-align:center;">g-value</td> <td data-sheets-value='{"1":2,"2":"Rw-value "}' style="overflow:hidden;padding:0px 3px 0px 3px;vertical-align:bottom;font-weight:bold;text-align:center;">Rw-value </td> </tr> <tr style="height:20px;"> <td style="overflow:hidden;padding:0px 3px 0px 3px;vertical-align:bottom;"></td> <td style="overflow:hidden;padding:0px 3px 0px 3px;vertical-align:bottom;"></td> <td style="overflow:hidden;padding:0px 3px 0px 3px;vertical-align:bottom;"></td> <td data-sheets-numberformat='{"1":2,"2":"0.00","3":1}' data-sheets-value='{"1":2,"2":"EN 1873 : 2014"}' style="overflow:hidden;padding:0px 3px 0px 3px;vertical-align:bottom;text-align:center;">EN 1873 : 2014</td> <td data-sheets-numberformat='{"1":2,"2":"0","3":1}' data-sheets-value='{"1":2,"2":"EN ISO 13468 EN 16153 EN 410"}' style="overflow:hidden;padding:0px 3px 0px 3px;vertical-align:bottom;text-align:center;">EN ISO 13468 EN 16153 EN 410</td> <td data-sheets-numberformat='{"1":2,"2":"0","3":1}' data-sheets-value='{"1":2,"2":"EN 410"}' style="overflow:hidden;padding:0px 3px 0px 3px;vertical-align:bottom;text-align:center;">EN 410</td> <td data-sheets-value='{"1":2,"2":"EN ISO 140-3\t\t"}' style="overflow:hidden;padding:0px 3px 0px 3px;vertical-align:bottom;text-align:center;">EN ISO 140-3 </td> </tr> <tr style="height:20px;"> <td data-sheets-value='{"1":2,"2":"Material"}' style="border-bottom:1px solid #000000;overflow:hidden;padding:0px 3px 0px 3px;vertical-align:bottom;background-color:#000000;font-weight:bold;color:#ffffff;">Material</td> <td data-sheets-value='{"1":2,"2":"Walls"}' style="border-bottom:1px solid #000000;overflow:hidden;padding:0px 3px 0px 3px;vertical-align:bottom;background-color:#000000;font-weight:bold;color:#ffffff;">Walls</td> <td data-sheets-value='{"1":2,"2":"Shells"}' style="border-bottom:1px solid #000000;overflow:hidden;padding:0px 3px 0px 3px;vertical-align:bottom;background-color:#000000;font-weight:bold;color:#ffffff;">Shells</td> <td data-sheets-numberformat='{"1":2,"2":"0.00","3":1}' data-sheets-value='{"1":2,"2":"(W/m²K)\t"}' style="border-bottom:1px solid #000000;overflow:hidden;padding:0px 3px 0px 3px;vertical-align:bottom;background-color:#000000;font-weight:bold;color:#ffffff;text-align:center;">(W/m²K) </td> <td data-sheets-numberformat='{"1":2,"2":"0","3":1}' data-sheets-value='{"1":2,"2":"(%)"}' style="border-bottom:1px solid #000000;overflow:hidden;padding:0px 3px 0px 3px;vertical-align:bottom;background-color:#000000;font-weight:bold;color:#ffffff;text-align:center;">(%)</td> <td data-sheets-numberformat='{"1":2,"2":"0","3":1}' data-sheets-value='{"1":2,"2":"(%)"}' style="border-bottom:1px solid #000000;overflow:hidden;padding:0px 3px 0px 3px;vertical-align:bottom;background-color:#000000;font-weight:bold;color:#ffffff;text-align:center;">(%)</td> <td data-sheets-value='{"1":2,"2":"(dB)"}' style="border-bottom:1px solid #000000;overflow:hidden;padding:0px 3px 0px 3px;vertical-align:bottom;background-color:#000000;font-weight:bold;color:#ffffff;text-align:center;">(dB)</td> </tr> <tr style="height:20px;"> <td data-sheets-value='{"1":2,"2":"Acrylic"}' style="border-left:1px solid #000000;overflow:hidden;padding:0px 3px 0px 3px;vertical-align:bottom;font-weight:bold;">Acrylic</td> <td data-sheets-value='{"1":2,"2":"Single-walled"}' style="overflow:hidden;padding:0px 3px 0px 3px;vertical-align:bottom;font-weight:bold;">Single-walled</td> <td data-sheets-value='{"1":2,"2":"Clear (H)"}' style="border-right:1px solid #000000;overflow:hidden;padding:0px 3px 0px 3px;vertical-align:bottom;font-weight:bold;">Clear (H)</td> <td data-sheets-numberformat='{"1":2,"2":"0.00","3":1}' data-sheets-value='{"1":3,"3":5.17}' style="overflow:hidden;padding:0px 3px 0px 3px;vertical-align:bottom;text-align:center;">5.17</td> <td data-sheets-numberformat='{"1":2,"2":"0","3":1}' data-sheets-value='{"1":3,"3":90}' style="overflow:hidden;padding:0px 3px 0px 3px;vertical-align:bottom;text-align:center;">90</td> <td data-sheets-numberformat='{"1":2,"2":"0","3":1}' data-sheets-value='{"1":3,"3":87}' style="overflow:hidden;padding:0px 3px 0px 3px;vertical-align:bottom;text-align:center;">87</td> <td data-sheets-numberformat='{"1":2,"2":"0","3":1}' data-sheets-value='{"1":2,"2":"-"}' style="border-right:1px solid #000000;overflow:hidden;padding:0px 3px 0px 3px;vertical-align:bottom;text-align:center;">-</td> </tr> <tr style="height:20px;"> <td data-sheets-value='{"1":2,"2":"PMMA"}' style="border-left:1px solid #000000;overflow:hidden;padding:0px 3px 0px 3px;vertical-align:bottom;font-weight:bold;">PMMA</td> <td data-sheets-value='{"1":2,"2":"Single-walled"}' style="overflow:hidden;padding:0px 3px 0px 3px;vertical-align:bottom;font-weight:bold;">Single-walled</td> <td data-sheets-value='{"1":2,"2":"Opal (O)"}' style="border-right:1px solid #000000;overflow:hidden;padding:0px 3px 0px 3px;vertical-align:bottom;font-weight:bold;">Opal (O)</td> <td data-sheets-numberformat='{"1":2,"2":"0.00","3":1}' data-sheets-value='{"1":3,"3":5.17}' style="overflow:hidden;padding:0px 3px 0px 3px;vertical-align:bottom;text-align:center;">5.17</td> <td data-sheets-numberformat='{"1":2,"2":"0","3":1}' data-sheets-value='{"1":3,"3":83}' style="overflow:hidden;padding:0px 3px 0px 3px;vertical-align:bottom;text-align:center;">83</td> <td data-sheets-numberformat='{"1":2,"2":"0","3":1}' data-sheets-value='{"1":3,"3":76}' style="overflow:hidden;padding:0px 3px 0px 3px;vertical-align:bottom;text-align:center;">76</td> <td data-sheets-numberformat='{"1":2,"2":"0","3":1}' data-sheets-value='{"1":2,"2":"-"}' style="border-right:1px solid #000000;overflow:hidden;padding:0px 3px 0px 3px;vertical-align:bottom;text-align:center;">-</td> </tr> <tr style="height:20px;"> <td style="border-left:1px solid #000000;overflow:hidden;padding:0px 3px 0px 3px;vertical-align:bottom;font-weight:bold;"></td> <td data-sheets-value='{"1":2,"2":"Double-walled"}' style="overflow:hidden;padding:0px 3px 0px 3px;vertical-align:bottom;font-weight:bold;">Double-walled</td> <td data-sheets-value='{"1":2,"2":"Clear (H/H)"}' style="border-right:1px solid #000000;overflow:hidden;padding:0px 3px 0px 3px;vertical-align:bottom;font-weight:bold;">Clear (H/H)</td> <td data-sheets-numberformat='{"1":2,"2":"0.00","3":1}' data-sheets-value='{"1":3,"3":2.9}' style="overflow:hidden;padding:0px 3px 0px 3px;vertical-align:bottom;text-align:center;">2.90</td> <td data-sheets-numberformat='{"1":2,"2":"0","3":1}' data-sheets-value='{"1":3,"3":81}' style="overflow:hidden;padding:0px 3px 0px 3px;vertical-align:bottom;text-align:center;">81</td> <td data-sheets-numberformat='{"1":2,"2":"0","3":1}' data-sheets-value='{"1":3,"3":75}' style="overflow:hidden;padding:0px 3px 0px 3px;vertical-align:bottom;text-align:center;">75</td> <td data-sheets-numberformat='{"1":2,"2":"0","3":1}' data-sheets-value='{"1":3,"3":20}' style="border-right:1px solid #000000;overflow:hidden;padding:0px 3px 0px 3px;vertical-align:bottom;text-align:center;">20</td> </tr> <tr style="height:20px;"> <td style="border-left:1px solid #000000;overflow:hidden;padding:0px 3px 0px 3px;vertical-align:bottom;font-weight:bold;"></td> <td data-sheets-value='{"1":2,"2":"Double-walled"}' style="overflow:hidden;padding:0px 3px 0px 3px;vertical-align:bottom;font-weight:bold;">Double-walled</td> <td data-sheets-value='{"1":2,"2":"Opal (O/O)"}' style="border-right:1px solid #000000;overflow:hidden;padding:0px 3px 0px 3px;vertical-align:bottom;font-weight:bold;">Opal (O/O)</td> <td data-sheets-numberformat='{"1":2,"2":"0.00","3":1}' data-sheets-value='{"1":3,"3":2.9}' style="overflow:hidden;padding:0px 3px 0px 3px;vertical-align:bottom;text-align:center;">2.90</td> <td data-sheets-numberformat='{"1":2,"2":"0","3":1}' data-sheets-value='{"1":3,"3":69}' style="overflow:hidden;padding:0px 3px 0px 3px;vertical-align:bottom;text-align:center;">69</td> <td data-sheets-numberformat='{"1":2,"2":"0","3":1}' data-sheets-value='{"1":3,"3":58}' style="overflow:hidden;padding:0px 3px 0px 3px;vertical-align:bottom;text-align:center;">58</td> <td data-sheets-numberformat='{"1":2,"2":"0","3":1}' data-sheets-value='{"1":3,"3":20}' style="border-right:1px solid #000000;overflow:hidden;padding:0px 3px 0px 3px;vertical-align:bottom;text-align:center;">20</td> </tr> <tr style="height:20px;"> <td style="border-left:1px solid #000000;overflow:hidden;padding:0px 3px 0px 3px;vertical-align:bottom;font-weight:bold;"></td> <td data-sheets-value='{"1":2,"2":"Triple-walled"}' style="overflow:hidden;padding:0px 3px 0px 3px;vertical-align:bottom;font-weight:bold;">Triple-walled</td> <td data-sheets-value='{"1":2,"2":"Clear (H/H/H)"}' style="border-right:1px solid #000000;overflow:hidden;padding:0px 3px 0px 3px;vertical-align:bottom;font-weight:bold;">Clear (H/H/H)</td> <td data-sheets-numberformat='{"1":2,"2":"0.00","3":1}' data-sheets-value='{"1":3,"3":1.7}' style="overflow:hidden;padding:0px 3px 0px 3px;vertical-align:bottom;text-align:center;">1.70</td> <td data-sheets-numberformat='{"1":2,"2":"0","3":1}' data-sheets-value='{"1":3,"3":73}' style="overflow:hidden;padding:0px 3px 0px 3px;vertical-align:bottom;text-align:center;">73</td> <td data-sheets-numberformat='{"1":2,"2":"0","3":1}' data-sheets-value='{"1":3,"3":65}' style="overflow:hidden;padding:0px 3px 0px 3px;vertical-align:bottom;text-align:center;">65</td> <td data-sheets-numberformat='{"1":2,"2":"0","3":1}' data-sheets-value='{"1":3,"3":22}' style="border-right:1px solid #000000;overflow:hidden;padding:0px 3px 0px 3px;vertical-align:bottom;text-align:center;">22</td> </tr> <tr style="height:20px;"> <td style="border-left:1px solid #000000;overflow:hidden;padding:0px 3px 0px 3px;vertical-align:bottom;font-weight:bold;"></td> <td data-sheets-value='{"1":2,"2":"Triple-walled"}' style="overflow:hidden;padding:0px 3px 0px 3px;vertical-align:bottom;font-weight:bold;">Triple-walled</td> <td data-sheets-value='{"1":2,"2":"Opal (O/H/O)"}' style="border-right:1px solid #000000;overflow:hidden;padding:0px 3px 0px 3px;vertical-align:bottom;font-weight:bold;">Opal (O/H/O)</td> <td data-sheets-numberformat='{"1":2,"2":"0.00","3":1}' data-sheets-value='{"1":3,"3":1.7}' style="overflow:hidden;padding:0px 3px 0px 3px;vertical-align:bottom;text-align:center;">1.70</td> <td data-sheets-numberformat='{"1":2,"2":"0","3":1}' data-sheets-value='{"1":3,"3":62}' style="overflow:hidden;padding:0px 3px 0px 3px;vertical-align:bottom;text-align:center;">62</td> <td data-sheets-numberformat='{"1":2,"2":"0","3":1}' data-sheets-value='{"1":3,"3":51}' style="overflow:hidden;padding:0px 3px 0px 3px;vertical-align:bottom;text-align:center;">51</td> <td data-sheets-numberformat='{"1":2,"2":"0","3":1}' data-sheets-value='{"1":3,"3":22}' style="border-right:1px solid #000000;overflow:hidden;padding:0px 3px 0px 3px;vertical-align:bottom;text-align:center;">22</td> </tr> <tr style="height:20px;"> <td style="border-left:1px solid #000000;overflow:hidden;padding:0px 3px 0px 3px;vertical-align:bottom;font-weight:bold;"></td> <td data-sheets-value='{"1":2,"2":"Four-walled"}' style="overflow:hidden;padding:0px 3px 0px 3px;vertical-align:bottom;font-weight:bold;">Four-walled</td> <td data-sheets-value='{"1":2,"2":"Clear (H/H/H/H)"}' style="border-right:1px solid #000000;overflow:hidden;padding:0px 3px 0px 3px;vertical-align:bottom;font-weight:bold;">Clear (H/H/H/H)</td> <td data-sheets-numberformat='{"1":2,"2":"0.00","3":1}' data-sheets-value='{"1":3,"3":1.28}' style="overflow:hidden;padding:0px 3px 0px 3px;vertical-align:bottom;text-align:center;">1.28</td> <td data-sheets-numberformat='{"1":2,"2":"0","3":1}' data-sheets-value='{"1":3,"3":64}' style="overflow:hidden;padding:0px 3px 0px 3px;vertical-align:bottom;text-align:center;">64</td> <td data-sheets-numberformat='{"1":2,"2":"0","3":1}' data-sheets-value='{"1":3,"3":54}' style="overflow:hidden;padding:0px 3px 0px 3px;vertical-align:bottom;text-align:center;">54</td> <td data-sheets-numberformat='{"1":2,"2":"0","3":1}' data-sheets-value='{"1":3,"3":23}' style="border-right:1px solid #000000;overflow:hidden;padding:0px 3px 0px 3px;vertical-align:bottom;text-align:center;">23</td> </tr> <tr style="height:20px;"> <td style="border-bottom:1px solid #000000;border-left:1px solid #000000;overflow:hidden;padding:0px 3px 0px 3px;vertical-align:bottom;"></td> <td data-sheets-value='{"1":2,"2":"Four-walled"}' style="border-bottom:1px solid #000000;overflow:hidden;padding:0px 3px 0px 3px;vertical-align:bottom;font-weight:bold;">Four-walled</td> <td data-sheets-value='{"1":2,"2":"Opal (H/H/O/H)"}' style="border-right:1px solid #000000;border-bottom:1px solid #000000;overflow:hidden;padding:0px 3px 0px 3px;vertical-align:bottom;font-weight:bold;">Opal (H/H/O/H)</td> <td data-sheets-numberformat='{"1":2,"2":"0.00","3":1}' data-sheets-value='{"1":3,"3":1.28}' style="border-bottom:1px solid #000000;overflow:hidden;padding:0px 3px 0px 3px;vertical-align:bottom;text-align:center;">1.28</td> <td data-sheets-numberformat='{"1":2,"2":"0","3":1}' data-sheets-value='{"1":3,"3":59}' style="border-bottom:1px solid #000000;overflow:hidden;padding:0px 3px 0px 3px;vertical-align:bottom;text-align:center;">59</td> <td data-sheets-numberformat='{"1":2,"2":"0","3":1}' data-sheets-value='{"1":3,"3":48}' style="border-bottom:1px solid #000000;overflow:hidden;padding:0px 3px 0px 3px;vertical-align:bottom;text-align:center;">48</td> <td data-sheets-numberformat='{"1":2,"2":"0","3":1}' data-sheets-value='{"1":3,"3":23}' style="border-right:1px solid #000000;border-bottom:1px solid #000000;overflow:hidden;padding:0px 3px 0px 3px;vertical-align:bottom;text-align:center;">23</td> </tr> <tr style="height:20px;"> <td data-sheets-value='{"1":2,"2":"Polycarbonate "}' style="border-left:1px solid #000000;overflow:hidden;padding:0px 3px 0px 3px;vertical-align:bottom;font-weight:bold;">Polycarbonate </td> <td data-sheets-value='{"1":2,"2":"Single-walled"}' style="overflow:hidden;padding:0px 3px 0px 3px;vertical-align:bottom;font-weight:bold;">Single-walled</td> <td data-sheets-value='{"1":2,"2":"Clear (A)"}' style="border-right:1px solid #000000;overflow:hidden;padding:0px 3px 0px 3px;vertical-align:bottom;font-weight:bold;">Clear (A)</td> <td data-sheets-numberformat='{"1":2,"2":"0.00","3":1}' data-sheets-value='{"1":3,"3":5.17}' style="overflow:hidden;padding:0px 3px 0px 3px;vertical-align:bottom;text-align:center;">5.17</td> <td data-sheets-numberformat='{"1":2,"2":"0","3":1}' data-sheets-value='{"1":3,"3":88}' style="overflow:hidden;padding:0px 3px 0px 3px;vertical-align:bottom;text-align:center;">88</td> <td data-sheets-numberformat='{"1":2,"2":"0","3":1}' data-sheets-value='{"1":3,"3":83}' style="overflow:hidden;padding:0px 3px 0px 3px;vertical-align:bottom;text-align:center;">83</td> <td data-sheets-numberformat='{"1":2,"2":"0","3":1}' data-sheets-value='{"1":2,"2":"-"}' style="border-right:1px solid #000000;overflow:hidden;padding:0px 3px 0px 3px;vertical-align:bottom;text-align:center;">-</td> </tr> <tr style="height:20px;"> <td data-sheets-value='{"1":2,"2":"PC"}' style="border-left:1px solid #000000;overflow:hidden;padding:0px 3px 0px 3px;vertical-align:bottom;font-weight:bold;">PC</td> <td data-sheets-value='{"1":2,"2":"Single-walled"}' style="overflow:hidden;padding:0px 3px 0px 3px;vertical-align:bottom;font-weight:bold;">Single-walled</td> <td data-sheets-value='{"1":2,"2":"Opal (D)"}' style="border-right:1px solid #000000;overflow:hidden;padding:0px 3px 0px 3px;vertical-align:bottom;font-weight:bold;">Opal (D)</td> <td data-sheets-numberformat='{"1":2,"2":"0.00","3":1}' data-sheets-value='{"1":3,"3":5.17}' style="overflow:hidden;padding:0px 3px 0px 3px;vertical-align:bottom;text-align:center;">5.17</td> <td data-sheets-numberformat='{"1":2,"2":"0","3":1}' data-sheets-value='{"1":3,"3":58}' style="overflow:hidden;padding:0px 3px 0px 3px;vertical-align:bottom;text-align:center;">58</td> <td data-sheets-numberformat='{"1":2,"2":"0","3":1}' data-sheets-value='{"1":3,"3":60}' style="overflow:hidden;padding:0px 3px 0px 3px;vertical-align:bottom;text-align:center;">60</td> <td data-sheets-numberformat='{"1":2,"2":"0","3":1}' data-sheets-value='{"1":2,"2":"-"}' style="border-right:1px solid #000000;overflow:hidden;padding:0px 3px 0px 3px;vertical-align:bottom;text-align:center;">-</td> </tr> <tr style="height:20px;"> <td style="border-left:1px solid #000000;overflow:hidden;padding:0px 3px 0px 3px;vertical-align:bottom;font-weight:bold;"></td> <td data-sheets-value='{"1":2,"2":"Double-walled"}' style="overflow:hidden;padding:0px 3px 0px 3px;vertical-align:bottom;font-weight:bold;">Double-walled</td> <td data-sheets-value='{"1":2,"2":"Clear (A/H)"}' style="border-right:1px solid #000000;overflow:hidden;padding:0px 3px 0px 3px;vertical-align:bottom;font-weight:bold;">Clear (A/H)</td> <td data-sheets-numberformat='{"1":2,"2":"0.00","3":1}' data-sheets-value='{"1":3,"3":2.9}' style="overflow:hidden;padding:0px 3px 0px 3px;vertical-align:bottom;text-align:center;">2.90</td> <td data-sheets-numberformat='{"1":2,"2":"0","3":1}' data-sheets-value='{"1":3,"3":79}' style="overflow:hidden;padding:0px 3px 0px 3px;vertical-align:bottom;text-align:center;">79</td> <td data-sheets-numberformat='{"1":2,"2":"0","3":1}' data-sheets-value='{"1":3,"3":72}' style="overflow:hidden;padding:0px 3px 0px 3px;vertical-align:bottom;text-align:center;">72</td> <td data-sheets-numberformat='{"1":2,"2":"0","3":1}' data-sheets-value='{"1":3,"3":20}' style="border-right:1px solid #000000;overflow:hidden;padding:0px 3px 0px 3px;vertical-align:bottom;text-align:center;">20</td> </tr> <tr style="height:20px;"> <td style="border-left:1px solid #000000;overflow:hidden;padding:0px 3px 0px 3px;vertical-align:bottom;font-weight:bold;"></td> <td data-sheets-value='{"1":2,"2":"Double-walled"}' style="overflow:hidden;padding:0px 3px 0px 3px;vertical-align:bottom;font-weight:bold;">Double-walled</td> <td data-sheets-value='{"1":2,"2":"Clear (A/A)"}' style="border-right:1px solid #000000;overflow:hidden;padding:0px 3px 0px 3px;vertical-align:bottom;font-weight:bold;">Clear (A/A)</td> <td data-sheets-numberformat='{"1":2,"2":"0.00","3":1}' data-sheets-value='{"1":3,"3":2.9}' style="overflow:hidden;padding:0px 3px 0px 3px;vertical-align:bottom;text-align:center;">2.90</td> <td data-sheets-numberformat='{"1":2,"2":"0","3":1}' data-sheets-value='{"1":3,"3":77}' style="overflow:hidden;padding:0px 3px 0px 3px;vertical-align:bottom;text-align:center;">77</td> <td data-sheets-numberformat='{"1":2,"2":"0","3":1}' data-sheets-value='{"1":3,"3":69}' style="overflow:hidden;padding:0px 3px 0px 3px;vertical-align:bottom;text-align:center;">69</td> <td data-sheets-numberformat='{"1":2,"2":"0","3":1}' data-sheets-value='{"1":3,"3":20}' style="border-right:1px solid #000000;overflow:hidden;padding:0px 3px 0px 3px;vertical-align:bottom;text-align:center;">20</td> </tr> <tr style="height:20px;"> <td style="border-left:1px solid #000000;overflow:hidden;padding:0px 3px 0px 3px;vertical-align:bottom;font-weight:bold;"></td> <td data-sheets-value='{"1":2,"2":"Double-walled"}' style="overflow:hidden;padding:0px 3px 0px 3px;vertical-align:bottom;font-weight:bold;">Double-walled</td> <td data-sheets-value='{"1":2,"2":"Opal (A/O)"}' style="border-right:1px solid #000000;overflow:hidden;padding:0px 3px 0px 3px;vertical-align:bottom;font-weight:bold;">Opal (A/O)</td> <td data-sheets-numberformat='{"1":2,"2":"0.00","3":1}' data-sheets-value='{"1":3,"3":2.9}' style="overflow:hidden;padding:0px 3px 0px 3px;vertical-align:bottom;text-align:center;">2.90</td> <td data-sheets-numberformat='{"1":2,"2":"0","3":1}' data-sheets-value='{"1":3,"3":73}' style="overflow:hidden;padding:0px 3px 0px 3px;vertical-align:bottom;text-align:center;">73</td> <td data-sheets-numberformat='{"1":2,"2":"0","3":1}' data-sheets-value='{"1":3,"3":63}' style="overflow:hidden;padding:0px 3px 0px 3px;vertical-align:bottom;text-align:center;">63</td> <td data-sheets-numberformat='{"1":2,"2":"0","3":1}' data-sheets-value='{"1":3,"3":20}' style="border-right:1px solid #000000;overflow:hidden;padding:0px 3px 0px 3px;vertical-align:bottom;text-align:center;">20</td> </tr> <tr style="height:20px;"> <td style="border-left:1px solid #000000;overflow:hidden;padding:0px 3px 0px 3px;vertical-align:bottom;font-weight:bold;"></td> <td data-sheets-value='{"1":2,"2":"Double-walled"}' style="overflow:hidden;padding:0px 3px 0px 3px;vertical-align:bottom;font-weight:bold;">Double-walled</td> <td data-sheets-value='{"1":2,"2":"Opal (A/D)"}' style="border-right:1px solid #000000;overflow:hidden;padding:0px 3px 0px 3px;vertical-align:bottom;font-weight:bold;">Opal (A/D)</td> <td data-sheets-numberformat='{"1":2,"2":"0.00","3":1}' data-sheets-value='{"1":3,"3":2.9}' style="overflow:hidden;padding:0px 3px 0px 3px;vertical-align:bottom;text-align:center;">2.90</td> <td data-sheets-numberformat='{"1":2,"2":"0","3":1}' data-sheets-value='{"1":3,"3":51}' style="overflow:hidden;padding:0px 3px 0px 3px;vertical-align:bottom;text-align:center;">51</td> <td data-sheets-numberformat='{"1":2,"2":"0","3":1}' data-sheets-value='{"1":3,"3":50}' style="overflow:hidden;padding:0px 3px 0px 3px;vertical-align:bottom;text-align:center;">50</td> <td data-sheets-numberformat='{"1":2,"2":"0","3":1}' data-sheets-value='{"1":3,"3":20}' style="border-right:1px solid #000000;overflow:hidden;padding:0px 3px 0px 3px;vertical-align:bottom;text-align:center;">20</td> </tr> <tr style="height:20px;"> <td style="border-left:1px solid #000000;overflow:hidden;padding:0px 3px 0px 3px;vertical-align:bottom;font-weight:bold;"></td> <td data-sheets-value='{"1":2,"2":"Triple-walled"}' style="overflow:hidden;padding:0px 3px 0px 3px;vertical-align:bottom;font-weight:bold;">Triple-walled</td> <td data-sheets-value='{"1":2,"2":"Clear (A/H/H)"}' style="border-right:1px solid #000000;overflow:hidden;padding:0px 3px 0px 3px;vertical-align:bottom;font-weight:bold;">Clear (A/H/H)</td> <td data-sheets-numberformat='{"1":2,"2":"0.00","3":1}' data-sheets-value='{"1":3,"3":1.7}' style="overflow:hidden;padding:0px 3px 0px 3px;vertical-align:bottom;text-align:center;">1.70</td> <td data-sheets-numberformat='{"1":2,"2":"0","3":1}' data-sheets-value='{"1":3,"3":71}' style="overflow:hidden;padding:0px 3px 0px 3px;vertical-align:bottom;text-align:center;">71</td> <td data-sheets-numberformat='{"1":2,"2":"0","3":1}' data-sheets-value='{"1":3,"3":63}' style="overflow:hidden;padding:0px 3px 0px 3px;vertical-align:bottom;text-align:center;">63</td> <td data-sheets-numberformat='{"1":2,"2":"0","3":1}' data-sheets-value='{"1":3,"3":22}' style="border-right:1px solid #000000;overflow:hidden;padding:0px 3px 0px 3px;vertical-align:bottom;text-align:center;">22</td> </tr> <tr style="height:20px;"> <td style="border-left:1px solid #000000;overflow:hidden;padding:0px 3px 0px 3px;vertical-align:bottom;font-weight:bold;"></td> <td data-sheets-value='{"1":2,"2":"Triple-walled"}' style="overflow:hidden;padding:0px 3px 0px 3px;vertical-align:bottom;font-weight:bold;">Triple-walled</td> <td data-sheets-value='{"1":2,"2":"Opal (A/O/O)"}' style="border-right:1px solid #000000;overflow:hidden;padding:0px 3px 0px 3px;vertical-align:bottom;font-weight:bold;">Opal (A/O/O)</td> <td data-sheets-numberformat='{"1":2,"2":"0.00","3":1}' data-sheets-value='{"1":3,"3":1.7}' style="overflow:hidden;padding:0px 3px 0px 3px;vertical-align:bottom;text-align:center;">1.70</td> <td data-sheets-numberformat='{"1":2,"2":"0","3":1}' data-sheets-value='{"1":3,"3":61}' style="overflow:hidden;padding:0px 3px 0px 3px;vertical-align:bottom;text-align:center;">61</td> <td data-sheets-numberformat='{"1":2,"2":"0","3":1}' data-sheets-value='{"1":3,"3":48}' style="overflow:hidden;padding:0px 3px 0px 3px;vertical-align:bottom;text-align:center;">48</td> <td data-sheets-numberformat='{"1":2,"2":"0","3":1}' data-sheets-value='{"1":3,"3":22}' style="border-right:1px solid #000000;overflow:hidden;padding:0px 3px 0px 3px;vertical-align:bottom;text-align:center;">22</td> </tr> <tr style="height:20px;"> <td style="border-left:1px solid #000000;overflow:hidden;padding:0px 3px 0px 3px;vertical-align:bottom;font-weight:bold;"></td> <td data-sheets-value='{"1":2,"2":"Four-walled"}' style="overflow:hidden;padding:0px 3px 0px 3px;vertical-align:bottom;font-weight:bold;">Four-walled</td> <td data-sheets-value='{"1":2,"2":"Clear (A/H/H/H)"}' style="border-right:1px solid #000000;overflow:hidden;padding:0px 3px 0px 3px;vertical-align:bottom;font-weight:bold;">Clear (A/H/H/H)</td> <td data-sheets-numberformat='{"1":2,"2":"0.00","3":1}' data-sheets-value='{"1":3,"3":1.28}' style="overflow:hidden;padding:0px 3px 0px 3px;vertical-align:bottom;text-align:center;">1.28</td> <td data-sheets-numberformat='{"1":2,"2":"0","3":1}' data-sheets-value='{"1":3,"3":64}' style="overflow:hidden;padding:0px 3px 0px 3px;vertical-align:bottom;text-align:center;">64</td> <td data-sheets-numberformat='{"1":2,"2":"0","3":1}' data-sheets-value='{"1":3,"3":52}' style="overflow:hidden;padding:0px 3px 0px 3px;vertical-align:bottom;text-align:center;">52</td> <td data-sheets-numberformat='{"1":2,"2":"0","3":1}' data-sheets-value='{"1":3,"3":23}' style="border-right:1px solid #000000;overflow:hidden;padding:0px 3px 0px 3px;vertical-align:bottom;text-align:center;">23</td> </tr> <tr style="height:20px;"> <td style="border-bottom:1px solid #000000;border-left:1px solid #000000;overflow:hidden;padding:0px 3px 0px 3px;vertical-align:bottom;"></td> <td data-sheets-value='{"1":2,"2":"Four-walled"}' style="border-bottom:1px solid #000000;overflow:hidden;padding:0px 3px 0px 3px;vertical-align:bottom;font-weight:bold;">Four-walled</td> <td data-sheets-value='{"1":2,"2":"Opal (A/H/O/H)"}' style="border-right:1px solid #000000;border-bottom:1px solid #000000;overflow:hidden;padding:0px 3px 0px 3px;vertical-align:bottom;font-weight:bold;">Opal (A/H/O/H)</td> <td data-sheets-numberformat='{"1":2,"2":"0.00","3":1}' data-sheets-value='{"1":3,"3":1.28}' style="border-bottom:1px solid #000000;overflow:hidden;padding:0px 3px 0px 3px;vertical-align:bottom;text-align:center;">1.28</td> <td data-sheets-numberformat='{"1":2,"2":"0","3":1}' data-sheets-value='{"1":3,"3":59}' style="border-bottom:1px solid #000000;overflow:hidden;padding:0px 3px 0px 3px;vertical-align:bottom;text-align:center;">59</td> <td data-sheets-numberformat='{"1":2,"2":"0","3":1}' data-sheets-value='{"1":3,"3":46}' style="border-bottom:1px solid #000000;overflow:hidden;padding:0px 3px 0px 3px;vertical-align:bottom;text-align:center;">46</td> <td data-sheets-numberformat='{"1":2,"2":"0","3":1}' data-sheets-value='{"1":3,"3":23}' style="border-right:1px solid #000000;border-bottom:1px solid #000000;overflow:hidden;padding:0px 3px 0px 3px;vertical-align:bottom;text-align:center;">23</td> </tr> <tr style="height:20px;"> <td data-sheets-value='{"1":2,"2":"Polycarbonate"}' style="border-left:1px solid #000000;overflow:hidden;padding:0px 3px 0px 3px;vertical-align:bottom;font-weight:bold;">Polycarbonate</td> <td data-sheets-value='{"1":2,"2":"Single-walled"}' style="overflow:hidden;padding:0px 3px 0px 3px;vertical-align:bottom;font-weight:bold;">Single-walled</td> <td data-sheets-value='{"1":2,"2":"Heatstop Opal (T)"}' style="border-right:1px solid #000000;overflow:hidden;padding:0px 3px 0px 3px;vertical-align:bottom;font-weight:bold;">Heatstop Opal (T)</td> <td data-sheets-numberformat='{"1":2,"2":"0.00","3":1}' data-sheets-value='{"1":3,"3":5.17}' style="overflow:hidden;padding:0px 3px 0px 3px;vertical-align:bottom;text-align:center;">5.17</td> <td data-sheets-numberformat='{"1":2,"2":"0","3":1}' data-sheets-value='{"1":3,"3":49}' style="overflow:hidden;padding:0px 3px 0px 3px;vertical-align:bottom;text-align:center;">49</td> <td data-sheets-numberformat='{"1":2,"2":"0","3":1}' data-sheets-value='{"1":3,"3":59}' style="overflow:hidden;padding:0px 3px 0px 3px;vertical-align:bottom;text-align:center;">59</td> <td data-sheets-numberformat='{"1":2,"2":"0","3":1}' data-sheets-value='{"1":2,"2":"-"}' style="border-right:1px solid #000000;overflow:hidden;padding:0px 3px 0px 3px;vertical-align:bottom;text-align:center;">-</td> </tr> <tr style="height:20px;"> <td data-sheets-value='{"1":2,"2":"Heatstop PC"}' style="border-left:1px solid #000000;overflow:hidden;padding:0px 3px 0px 3px;vertical-align:bottom;font-weight:bold;">Heatstop PC</td> <td data-sheets-value='{"1":2,"2":"Double-walled"}' style="overflow:hidden;padding:0px 3px 0px 3px;vertical-align:bottom;font-weight:bold;">Double-walled</td> <td data-sheets-value='{"1":2,"2":"Clear (T/H)"}' style="border-right:1px solid #000000;overflow:hidden;padding:0px 3px 0px 3px;vertical-align:bottom;font-weight:bold;">Clear (T/H)</td> <td data-sheets-numberformat='{"1":2,"2":"0.00","3":1}' data-sheets-value='{"1":3,"3":2.9}' style="overflow:hidden;padding:0px 3px 0px 3px;vertical-align:bottom;text-align:center;">2.90</td> <td data-sheets-numberformat='{"1":2,"2":"0","3":1}' data-sheets-value='{"1":3,"3":44}' style="overflow:hidden;padding:0px 3px 0px 3px;vertical-align:bottom;text-align:center;">44</td> <td data-sheets-numberformat='{"1":2,"2":"0","3":1}' data-sheets-value='{"1":3,"3":51}' style="overflow:hidden;padding:0px 3px 0px 3px;vertical-align:bottom;text-align:center;">51</td> <td data-sheets-numberformat='{"1":2,"2":"0","3":1}' data-sheets-value='{"1":3,"3":20}' style="border-right:1px solid #000000;overflow:hidden;padding:0px 3px 0px 3px;vertical-align:bottom;text-align:center;">20</td> </tr> <tr style="height:20px;"> <td style="border-left:1px solid #000000;overflow:hidden;padding:0px 3px 0px 3px;vertical-align:bottom;font-weight:bold;"></td> <td data-sheets-value='{"1":2,"2":"Double-walled"}' style="overflow:hidden;padding:0px 3px 0px 3px;vertical-align:bottom;font-weight:bold;">Double-walled</td> <td data-sheets-value='{"1":2,"2":"Opal (T/O)"}' style="border-right:1px solid #000000;overflow:hidden;padding:0px 3px 0px 3px;vertical-align:bottom;font-weight:bold;">Opal (T/O)</td> <td data-sheets-numberformat='{"1":2,"2":"0.00","3":1}' data-sheets-value='{"1":3,"3":2.9}' style="overflow:hidden;padding:0px 3px 0px 3px;vertical-align:bottom;text-align:center;">2.90</td> <td data-sheets-numberformat='{"1":2,"2":"0","3":1}' data-sheets-value='{"1":3,"3":41}' style="overflow:hidden;padding:0px 3px 0px 3px;vertical-align:bottom;text-align:center;">41</td> <td data-sheets-numberformat='{"1":2,"2":"0","3":1}' data-sheets-value='{"1":3,"3":45}' style="overflow:hidden;padding:0px 3px 0px 3px;vertical-align:bottom;text-align:center;">45</td> <td data-sheets-numberformat='{"1":2,"2":"0","3":1}' data-sheets-value='{"1":3,"3":20}' style="border-right:1px solid #000000;overflow:hidden;padding:0px 3px 0px 3px;vertical-align:bottom;text-align:center;">20</td> </tr> <tr style="height:20px;"> <td style="border-left:1px solid #000000;overflow:hidden;padding:0px 3px 0px 3px;vertical-align:bottom;font-weight:bold;"></td> <td data-sheets-value='{"1":2,"2":"Triple-walled"}' style="overflow:hidden; | skylux-160-ce-met-koepel-en-pvc-opstand-16-00-met-lm-motor-1300-x-1600-mm | 8586022748493 | 46872331288909
Smoke and heat exhaust (SHEV) | SHE system | Skylux | Skylux 160° CE with skylight and PVC curb 16/00 with LM-actuator 1300 x 1900 mm |  | 35327 | 5412970353270 | 5075.95 | Yes | 30-45 | 77.35 | 1300 x 1900 mm | 1900 | 1300 |  | PVC 16/00 (16 cm high & roof opening = daylight size) | Rectangular | 5.17 W/m²K - 1.28 W/m²K | 87% - 32% | 90% - 32% | 20dB - 23dB | 160° CE (for industry) | skylight | without spoiler | E | Single actuator | Maximum four-walled skylight possible for this product | Ut-value LT-value g-value Rw-value EN 1873 : 2014 EN ISO 13468 EN 16153 EN 410 EN 410 EN ISO 140-3 Material Walls Shells (W/m²K) (%) (%) (dB) Acrylic Single-walled Clear (H) 5.17 90 87 - PMMA Single-walled Opal (O) 5.17 83 76 - Double-walled Clear (H/H) 2.90 81 75 20 Double-walled Opal (O/O) 2.90 69 58 20 Triple-walled Clear (H/H/H) 1.70 73 65 22 Triple-walled Opal (O/H/O) 1.70 62 51 22 Four-walled Clear (H/H/H/H) 1.28 64 54 23 Four-walled Opal (H/H/O/H) 1.28 59 48 23 Polycarbonate Single-walled Clear (A) 5.17 88 83 - PC Single-walled Opal (D) 5.17 58 60 - Double-walled Clear (A/H) 2.90 79 72 20 Double-walled Clear (A/A) 2.90 77 69 20 Double-walled Opal (A/O) 2.90 73 63 20 Double-walled Opal (A/D) 2.90 51 50 20 Triple-walled Clear (A/H/H) 1.70 71 63 22 Triple-walled Opal (A/O/O) 1.70 61 48 22 Four-walled Clear (A/H/H/H) 1.28 64 52 23 Four-walled Opal (A/H/O/H) 1.28 59 46 23 Polycarbonate Single-walled Heatstop Opal (T) 5.17 49 59 - Heatstop PC Double-walled Clear (T/H) 2.90 44 51 20 Double-walled Opal (T/O) 2.90 41 45 20 Triple-walled Clear (T/H/H) 1.70 40 <td data-sheets-numberformat='{"1":2,"2":"0","3":1}' data-sheets-value='{"1":3,"3":44}' style="overflow:hidden;paddin | https://skylux.eu/en/products/skylux-160-ce-met-koepel-en-pvc-opstand-16-00-met-lm-motor-1300-x-1900-mm | https://skylux.eu/cdn/shop/files/Skylux-160deg-CE-met-koepel-en-pvc-opstand-1600-met-LM-motor-1300-x-1900-mm-RWA-systeem.jpg?v=1702979458&width=1600 | https://skylux.eu/cdn/shop/files/e5a82811-1bb0-48e4-a776-cacb59c7c092_208a06f2-8502-4614-98cc-c31d764a14c4.jpg?v=1688550900&width=1600 | //skylux.eu/cdn/shop/files/E_MH_Mounting_instructions_Skylux_160_CE_LM.pdf?v=12406716259046007223 | //skylux.eu/cdn/shop/files/E_TD_Technical_File_Skylux_Skylux_160_CE_Electric.pdf?v=3667116872303399239 | <style type="text/css" id="isPasted"> <!--td { border: 1px solid #cccccc; } br { mso-data-placement: same-cell; } --> </style> <table border="1" cellpadding="0" cellspacing="0" dir="ltr" style="table-layout:fixed;font-size:10pt;font-family:Arial;border-collapse:collapse;border:none;"><tbody> <tr style="height:20px;"> <td style="overflow:hidden;padding:0px 3px 0px 3px;vertical-align:bottom;"></td> <td style="overflow:hidden;padding:0px 3px 0px 3px;vertical-align:bottom;"></td> <td style="overflow:hidden;padding:0px 3px 0px 3px;vertical-align:bottom;"></td> <td data-sheets-value='{"1":2,"2":"Ut-value"}' style="overflow:hidden;padding:0px 3px 0px 3px;vertical-align:bottom;font-weight:bold;text-align:center;">Ut-value</td> <td data-sheets-value='{"1":2,"2":"LT-value"}' style="overflow:hidden;padding:0px 3px 0px 3px;vertical-align:bottom;font-weight:bold;text-align:center;">LT-value</td> <td data-sheets-value='{"1":2,"2":"g-value"}' style="overflow:hidden;padding:0px 3px 0px 3px;vertical-align:bottom;font-weight:bold;text-align:center;">g-value</td> <td data-sheets-value='{"1":2,"2":"Rw-value "}' style="overflow:hidden;padding:0px 3px 0px 3px;vertical-align:bottom;font-weight:bold;text-align:center;">Rw-value </td> </tr> <tr style="height:20px;"> <td style="overflow:hidden;padding:0px 3px 0px 3px;vertical-align:bottom;"></td> <td style="overflow:hidden;padding:0px 3px 0px 3px;vertical-align:bottom;"></td> <td style="overflow:hidden;padding:0px 3px 0px 3px;vertical-align:bottom;"></td> <td data-sheets-numberformat='{"1":2,"2":"0.00","3":1}' data-sheets-value='{"1":2,"2":"EN 1873 : 2014"}' style="overflow:hidden;padding:0px 3px 0px 3px;vertical-align:bottom;text-align:center;">EN 1873 : 2014</td> <td data-sheets-numberformat='{"1":2,"2":"0","3":1}' data-sheets-value='{"1":2,"2":"EN ISO 13468 EN 16153 EN 410"}' style="overflow:hidden;padding:0px 3px 0px 3px;vertical-align:bottom;text-align:center;">EN ISO 13468 EN 16153 EN 410</td> <td data-sheets-numberformat='{"1":2,"2":"0","3":1}' data-sheets-value='{"1":2,"2":"EN 410"}' style="overflow:hidden;padding:0px 3px 0px 3px;vertical-align:bottom;text-align:center;">EN 410</td> <td data-sheets-value='{"1":2,"2":"EN ISO 140-3\t\t"}' style="overflow:hidden;padding:0px 3px 0px 3px;vertical-align:bottom;text-align:center;">EN ISO 140-3 </td> </tr> <tr style="height:20px;"> <td data-sheets-value='{"1":2,"2":"Material"}' style="border-bottom:1px solid #000000;overflow:hidden;padding:0px 3px 0px 3px;vertical-align:bottom;background-color:#000000;font-weight:bold;color:#ffffff;">Material</td> <td data-sheets-value='{"1":2,"2":"Walls"}' style="border-bottom:1px solid #000000;overflow:hidden;padding:0px 3px 0px 3px;vertical-align:bottom;background-color:#000000;font-weight:bold;color:#ffffff;">Walls</td> <td data-sheets-value='{"1":2,"2":"Shells"}' style="border-bottom:1px solid #000000;overflow:hidden;padding:0px 3px 0px 3px;vertical-align:bottom;background-color:#000000;font-weight:bold;color:#ffffff;">Shells</td> <td data-sheets-numberformat='{"1":2,"2":"0.00","3":1}' data-sheets-value='{"1":2,"2":"(W/m²K)\t"}' style="border-bottom:1px solid #000000;overflow:hidden;padding:0px 3px 0px 3px;vertical-align:bottom;background-color:#000000;font-weight:bold;color:#ffffff;text-align:center;">(W/m²K) </td> <td data-sheets-numberformat='{"1":2,"2":"0","3":1}' data-sheets-value='{"1":2,"2":"(%)"}' style="border-bottom:1px solid #000000;overflow:hidden;padding:0px 3px 0px 3px;vertical-align:bottom;background-color:#000000;font-weight:bold;color:#ffffff;text-align:center;">(%)</td> <td data-sheets-numberformat='{"1":2,"2":"0","3":1}' data-sheets-value='{"1":2,"2":"(%)"}' style="border-bottom:1px solid #000000;overflow:hidden;padding:0px 3px 0px 3px;vertical-align:bottom;background-color:#000000;font-weight:bold;color:#ffffff;text-align:center;">(%)</td> <td data-sheets-value='{"1":2,"2":"(dB)"}' style="border-bottom:1px solid #000000;overflow:hidden;padding:0px 3px 0px 3px;vertical-align:bottom;background-color:#000000;font-weight:bold;color:#ffffff;text-align:center;">(dB)</td> </tr> <tr style="height:20px;"> <td data-sheets-value='{"1":2,"2":"Acrylic"}' style="border-left:1px solid #000000;overflow:hidden;padding:0px 3px 0px 3px;vertical-align:bottom;font-weight:bold;">Acrylic</td> <td data-sheets-value='{"1":2,"2":"Single-walled"}' style="overflow:hidden;padding:0px 3px 0px 3px;vertical-align:bottom;font-weight:bold;">Single-walled</td> <td data-sheets-value='{"1":2,"2":"Clear (H)"}' style="border-right:1px solid #000000;overflow:hidden;padding:0px 3px 0px 3px;vertical-align:bottom;font-weight:bold;">Clear (H)</td> <td data-sheets-numberformat='{"1":2,"2":"0.00","3":1}' data-sheets-value='{"1":3,"3":5.17}' style="overflow:hidden;padding:0px 3px 0px 3px;vertical-align:bottom;text-align:center;">5.17</td> <td data-sheets-numberformat='{"1":2,"2":"0","3":1}' data-sheets-value='{"1":3,"3":90}' style="overflow:hidden;padding:0px 3px 0px 3px;vertical-align:bottom;text-align:center;">90</td> <td data-sheets-numberformat='{"1":2,"2":"0","3":1}' data-sheets-value='{"1":3,"3":87}' style="overflow:hidden;padding:0px 3px 0px 3px;vertical-align:bottom;text-align:center;">87</td> <td data-sheets-numberformat='{"1":2,"2":"0","3":1}' data-sheets-value='{"1":2,"2":"-"}' style="border-right:1px solid #000000;overflow:hidden;padding:0px 3px 0px 3px;vertical-align:bottom;text-align:center;">-</td> </tr> <tr style="height:20px;"> <td data-sheets-value='{"1":2,"2":"PMMA"}' style="border-left:1px solid #000000;overflow:hidden;padding:0px 3px 0px 3px;vertical-align:bottom;font-weight:bold;">PMMA</td> <td data-sheets-value='{"1":2,"2":"Single-walled"}' style="overflow:hidden;padding:0px 3px 0px 3px;vertical-align:bottom;font-weight:bold;">Single-walled</td> <td data-sheets-value='{"1":2,"2":"Opal (O)"}' style="border-right:1px solid #000000;overflow:hidden;padding:0px 3px 0px 3px;vertical-align:bottom;font-weight:bold;">Opal (O)</td> <td data-sheets-numberformat='{"1":2,"2":"0.00","3":1}' data-sheets-value='{"1":3,"3":5.17}' style="overflow:hidden;padding:0px 3px 0px 3px;vertical-align:bottom;text-align:center;">5.17</td> <td data-sheets-numberformat='{"1":2,"2":"0","3":1}' data-sheets-value='{"1":3,"3":83}' style="overflow:hidden;padding:0px 3px 0px 3px;vertical-align:bottom;text-align:center;">83</td> <td data-sheets-numberformat='{"1":2,"2":"0","3":1}' data-sheets-value='{"1":3,"3":76}' style="overflow:hidden;padding:0px 3px 0px 3px;vertical-align:bottom;text-align:center;">76</td> <td data-sheets-numberformat='{"1":2,"2":"0","3":1}' data-sheets-value='{"1":2,"2":"-"}' style="border-right:1px solid #000000;overflow:hidden;padding:0px 3px 0px 3px;vertical-align:bottom;text-align:center;">-</td> </tr> <tr style="height:20px;"> <td style="border-left:1px solid #000000;overflow:hidden;padding:0px 3px 0px 3px;vertical-align:bottom;font-weight:bold;"></td> <td data-sheets-value='{"1":2,"2":"Double-walled"}' style="overflow:hidden;padding:0px 3px 0px 3px;vertical-align:bottom;font-weight:bold;">Double-walled</td> <td data-sheets-value='{"1":2,"2":"Clear (H/H)"}' style="border-right:1px solid #000000;overflow:hidden;padding:0px 3px 0px 3px;vertical-align:bottom;font-weight:bold;">Clear (H/H)</td> <td data-sheets-numberformat='{"1":2,"2":"0.00","3":1}' data-sheets-value='{"1":3,"3":2.9}' style="overflow:hidden;padding:0px 3px 0px 3px;vertical-align:bottom;text-align:center;">2.90</td> <td data-sheets-numberformat='{"1":2,"2":"0","3":1}' data-sheets-value='{"1":3,"3":81}' style="overflow:hidden;padding:0px 3px 0px 3px;vertical-align:bottom;text-align:center;">81</td> <td data-sheets-numberformat='{"1":2,"2":"0","3":1}' data-sheets-value='{"1":3,"3":75}' style="overflow:hidden;padding:0px 3px 0px 3px;vertical-align:bottom;text-align:center;">75</td> <td data-sheets-numberformat='{"1":2,"2":"0","3":1}' data-sheets-value='{"1":3,"3":20}' style="border-right:1px solid #000000;overflow:hidden;padding:0px 3px 0px 3px;vertical-align:bottom;text-align:center;">20</td> </tr> <tr style="height:20px;"> <td style="border-left:1px solid #000000;overflow:hidden;padding:0px 3px 0px 3px;vertical-align:bottom;font-weight:bold;"></td> <td data-sheets-value='{"1":2,"2":"Double-walled"}' style="overflow:hidden;padding:0px 3px 0px 3px;vertical-align:bottom;font-weight:bold;">Double-walled</td> <td data-sheets-value='{"1":2,"2":"Opal (O/O)"}' style="border-right:1px solid #000000;overflow:hidden;padding:0px 3px 0px 3px;vertical-align:bottom;font-weight:bold;">Opal (O/O)</td> <td data-sheets-numberformat='{"1":2,"2":"0.00","3":1}' data-sheets-value='{"1":3,"3":2.9}' style="overflow:hidden;padding:0px 3px 0px 3px;vertical-align:bottom;text-align:center;">2.90</td> <td data-sheets-numberformat='{"1":2,"2":"0","3":1}' data-sheets-value='{"1":3,"3":69}' style="overflow:hidden;padding:0px 3px 0px 3px;vertical-align:bottom;text-align:center;">69</td> <td data-sheets-numberformat='{"1":2,"2":"0","3":1}' data-sheets-value='{"1":3,"3":58}' style="overflow:hidden;padding:0px 3px 0px 3px;vertical-align:bottom;text-align:center;">58</td> <td data-sheets-numberformat='{"1":2,"2":"0","3":1}' data-sheets-value='{"1":3,"3":20}' style="border-right:1px solid #000000;overflow:hidden;padding:0px 3px 0px 3px;vertical-align:bottom;text-align:center;">20</td> </tr> <tr style="height:20px;"> <td style="border-left:1px solid #000000;overflow:hidden;padding:0px 3px 0px 3px;vertical-align:bottom;font-weight:bold;"></td> <td data-sheets-value='{"1":2,"2":"Triple-walled"}' style="overflow:hidden;padding:0px 3px 0px 3px;vertical-align:bottom;font-weight:bold;">Triple-walled</td> <td data-sheets-value='{"1":2,"2":"Clear (H/H/H)"}' style="border-right:1px solid #000000;overflow:hidden;padding:0px 3px 0px 3px;vertical-align:bottom;font-weight:bold;">Clear (H/H/H)</td> <td data-sheets-numberformat='{"1":2,"2":"0.00","3":1}' data-sheets-value='{"1":3,"3":1.7}' style="overflow:hidden;padding:0px 3px 0px 3px;vertical-align:bottom;text-align:center;">1.70</td> <td data-sheets-numberformat='{"1":2,"2":"0","3":1}' data-sheets-value='{"1":3,"3":73}' style="overflow:hidden;padding:0px 3px 0px 3px;vertical-align:bottom;text-align:center;">73</td> <td data-sheets-numberformat='{"1":2,"2":"0","3":1}' data-sheets-value='{"1":3,"3":65}' style="overflow:hidden;padding:0px 3px 0px 3px;vertical-align:bottom;text-align:center;">65</td> <td data-sheets-numberformat='{"1":2,"2":"0","3":1}' data-sheets-value='{"1":3,"3":22}' style="border-right:1px solid #000000;overflow:hidden;padding:0px 3px 0px 3px;vertical-align:bottom;text-align:center;">22</td> </tr> <tr style="height:20px;"> <td style="border-left:1px solid #000000;overflow:hidden;padding:0px 3px 0px 3px;vertical-align:bottom;font-weight:bold;"></td> <td data-sheets-value='{"1":2,"2":"Triple-walled"}' style="overflow:hidden;padding:0px 3px 0px 3px;vertical-align:bottom;font-weight:bold;">Triple-walled</td> <td data-sheets-value='{"1":2,"2":"Opal (O/H/O)"}' style="border-right:1px solid #000000;overflow:hidden;padding:0px 3px 0px 3px;vertical-align:bottom;font-weight:bold;">Opal (O/H/O)</td> <td data-sheets-numberformat='{"1":2,"2":"0.00","3":1}' data-sheets-value='{"1":3,"3":1.7}' style="overflow:hidden;padding:0px 3px 0px 3px;vertical-align:bottom;text-align:center;">1.70</td> <td data-sheets-numberformat='{"1":2,"2":"0","3":1}' data-sheets-value='{"1":3,"3":62}' style="overflow:hidden;padding:0px 3px 0px 3px;vertical-align:bottom;text-align:center;">62</td> <td data-sheets-numberformat='{"1":2,"2":"0","3":1}' data-sheets-value='{"1":3,"3":51}' style="overflow:hidden;padding:0px 3px 0px 3px;vertical-align:bottom;text-align:center;">51</td> <td data-sheets-numberformat='{"1":2,"2":"0","3":1}' data-sheets-value='{"1":3,"3":22}' style="border-right:1px solid #000000;overflow:hidden;padding:0px 3px 0px 3px;vertical-align:bottom;text-align:center;">22</td> </tr> <tr style="height:20px;"> <td style="border-left:1px solid #000000;overflow:hidden;padding:0px 3px 0px 3px;vertical-align:bottom;font-weight:bold;"></td> <td data-sheets-value='{"1":2,"2":"Four-walled"}' style="overflow:hidden;padding:0px 3px 0px 3px;vertical-align:bottom;font-weight:bold;">Four-walled</td> <td data-sheets-value='{"1":2,"2":"Clear (H/H/H/H)"}' style="border-right:1px solid #000000;overflow:hidden;padding:0px 3px 0px 3px;vertical-align:bottom;font-weight:bold;">Clear (H/H/H/H)</td> <td data-sheets-numberformat='{"1":2,"2":"0.00","3":1}' data-sheets-value='{"1":3,"3":1.28}' style="overflow:hidden;padding:0px 3px 0px 3px;vertical-align:bottom;text-align:center;">1.28</td> <td data-sheets-numberformat='{"1":2,"2":"0","3":1}' data-sheets-value='{"1":3,"3":64}' style="overflow:hidden;padding:0px 3px 0px 3px;vertical-align:bottom;text-align:center;">64</td> <td data-sheets-numberformat='{"1":2,"2":"0","3":1}' data-sheets-value='{"1":3,"3":54}' style="overflow:hidden;padding:0px 3px 0px 3px;vertical-align:bottom;text-align:center;">54</td> <td data-sheets-numberformat='{"1":2,"2":"0","3":1}' data-sheets-value='{"1":3,"3":23}' style="border-right:1px solid #000000;overflow:hidden;padding:0px 3px 0px 3px;vertical-align:bottom;text-align:center;">23</td> </tr> <tr style="height:20px;"> <td style="border-bottom:1px solid #000000;border-left:1px solid #000000;overflow:hidden;padding:0px 3px 0px 3px;vertical-align:bottom;"></td> <td data-sheets-value='{"1":2,"2":"Four-walled"}' style="border-bottom:1px solid #000000;overflow:hidden;padding:0px 3px 0px 3px;vertical-align:bottom;font-weight:bold;">Four-walled</td> <td data-sheets-value='{"1":2,"2":"Opal (H/H/O/H)"}' style="border-right:1px solid #000000;border-bottom:1px solid #000000;overflow:hidden;padding:0px 3px 0px 3px;vertical-align:bottom;font-weight:bold;">Opal (H/H/O/H)</td> <td data-sheets-numberformat='{"1":2,"2":"0.00","3":1}' data-sheets-value='{"1":3,"3":1.28}' style="border-bottom:1px solid #000000;overflow:hidden;padding:0px 3px 0px 3px;vertical-align:bottom;text-align:center;">1.28</td> <td data-sheets-numberformat='{"1":2,"2":"0","3":1}' data-sheets-value='{"1":3,"3":59}' style="border-bottom:1px solid #000000;overflow:hidden;padding:0px 3px 0px 3px;vertical-align:bottom;text-align:center;">59</td> <td data-sheets-numberformat='{"1":2,"2":"0","3":1}' data-sheets-value='{"1":3,"3":48}' style="border-bottom:1px solid #000000;overflow:hidden;padding:0px 3px 0px 3px;vertical-align:bottom;text-align:center;">48</td> <td data-sheets-numberformat='{"1":2,"2":"0","3":1}' data-sheets-value='{"1":3,"3":23}' style="border-right:1px solid #000000;border-bottom:1px solid #000000;overflow:hidden;padding:0px 3px 0px 3px;vertical-align:bottom;text-align:center;">23</td> </tr> <tr style="height:20px;"> <td data-sheets-value='{"1":2,"2":"Polycarbonate "}' style="border-left:1px solid #000000;overflow:hidden;padding:0px 3px 0px 3px;vertical-align:bottom;font-weight:bold;">Polycarbonate </td> <td data-sheets-value='{"1":2,"2":"Single-walled"}' style="overflow:hidden;padding:0px 3px 0px 3px;vertical-align:bottom;font-weight:bold;">Single-walled</td> <td data-sheets-value='{"1":2,"2":"Clear (A)"}' style="border-right:1px solid #000000;overflow:hidden;padding:0px 3px 0px 3px;vertical-align:bottom;font-weight:bold;">Clear (A)</td> <td data-sheets-numberformat='{"1":2,"2":"0.00","3":1}' data-sheets-value='{"1":3,"3":5.17}' style="overflow:hidden;padding:0px 3px 0px 3px;vertical-align:bottom;text-align:center;">5.17</td> <td data-sheets-numberformat='{"1":2,"2":"0","3":1}' data-sheets-value='{"1":3,"3":88}' style="overflow:hidden;padding:0px 3px 0px 3px;vertical-align:bottom;text-align:center;">88</td> <td data-sheets-numberformat='{"1":2,"2":"0","3":1}' data-sheets-value='{"1":3,"3":83}' style="overflow:hidden;padding:0px 3px 0px 3px;vertical-align:bottom;text-align:center;">83</td> <td data-sheets-numberformat='{"1":2,"2":"0","3":1}' data-sheets-value='{"1":2,"2":"-"}' style="border-right:1px solid #000000;overflow:hidden;padding:0px 3px 0px 3px;vertical-align:bottom;text-align:center;">-</td> </tr> <tr style="height:20px;"> <td data-sheets-value='{"1":2,"2":"PC"}' style="border-left:1px solid #000000;overflow:hidden;padding:0px 3px 0px 3px;vertical-align:bottom;font-weight:bold;">PC</td> <td data-sheets-value='{"1":2,"2":"Single-walled"}' style="overflow:hidden;padding:0px 3px 0px 3px;vertical-align:bottom;font-weight:bold;">Single-walled</td> <td data-sheets-value='{"1":2,"2":"Opal (D)"}' style="border-right:1px solid #000000;overflow:hidden;padding:0px 3px 0px 3px;vertical-align:bottom;font-weight:bold;">Opal (D)</td> <td data-sheets-numberformat='{"1":2,"2":"0.00","3":1}' data-sheets-value='{"1":3,"3":5.17}' style="overflow:hidden;padding:0px 3px 0px 3px;vertical-align:bottom;text-align:center;">5.17</td> <td data-sheets-numberformat='{"1":2,"2":"0","3":1}' data-sheets-value='{"1":3,"3":58}' style="overflow:hidden;padding:0px 3px 0px 3px;vertical-align:bottom;text-align:center;">58</td> <td data-sheets-numberformat='{"1":2,"2":"0","3":1}' data-sheets-value='{"1":3,"3":60}' style="overflow:hidden;padding:0px 3px 0px 3px;vertical-align:bottom;text-align:center;">60</td> <td data-sheets-numberformat='{"1":2,"2":"0","3":1}' data-sheets-value='{"1":2,"2":"-"}' style="border-right:1px solid #000000;overflow:hidden;padding:0px 3px 0px 3px;vertical-align:bottom;text-align:center;">-</td> </tr> <tr style="height:20px;"> <td style="border-left:1px solid #000000;overflow:hidden;padding:0px 3px 0px 3px;vertical-align:bottom;font-weight:bold;"></td> <td data-sheets-value='{"1":2,"2":"Double-walled"}' style="overflow:hidden;padding:0px 3px 0px 3px;vertical-align:bottom;font-weight:bold;">Double-walled</td> <td data-sheets-value='{"1":2,"2":"Clear (A/H)"}' style="border-right:1px solid #000000;overflow:hidden;padding:0px 3px 0px 3px;vertical-align:bottom;font-weight:bold;">Clear (A/H)</td> <td data-sheets-numberformat='{"1":2,"2":"0.00","3":1}' data-sheets-value='{"1":3,"3":2.9}' style="overflow:hidden;padding:0px 3px 0px 3px;vertical-align:bottom;text-align:center;">2.90</td> <td data-sheets-numberformat='{"1":2,"2":"0","3":1}' data-sheets-value='{"1":3,"3":79}' style="overflow:hidden;padding:0px 3px 0px 3px;vertical-align:bottom;text-align:center;">79</td> <td data-sheets-numberformat='{"1":2,"2":"0","3":1}' data-sheets-value='{"1":3,"3":72}' style="overflow:hidden;padding:0px 3px 0px 3px;vertical-align:bottom;text-align:center;">72</td> <td data-sheets-numberformat='{"1":2,"2":"0","3":1}' data-sheets-value='{"1":3,"3":20}' style="border-right:1px solid #000000;overflow:hidden;padding:0px 3px 0px 3px;vertical-align:bottom;text-align:center;">20</td> </tr> <tr style="height:20px;"> <td style="border-left:1px solid #000000;overflow:hidden;padding:0px 3px 0px 3px;vertical-align:bottom;font-weight:bold;"></td> <td data-sheets-value='{"1":2,"2":"Double-walled"}' style="overflow:hidden;padding:0px 3px 0px 3px;vertical-align:bottom;font-weight:bold;">Double-walled</td> <td data-sheets-value='{"1":2,"2":"Clear (A/A)"}' style="border-right:1px solid #000000;overflow:hidden;padding:0px 3px 0px 3px;vertical-align:bottom;font-weight:bold;">Clear (A/A)</td> <td data-sheets-numberformat='{"1":2,"2":"0.00","3":1}' data-sheets-value='{"1":3,"3":2.9}' style="overflow:hidden;padding:0px 3px 0px 3px;vertical-align:bottom;text-align:center;">2.90</td> <td data-sheets-numberformat='{"1":2,"2":"0","3":1}' data-sheets-value='{"1":3,"3":77}' style="overflow:hidden;padding:0px 3px 0px 3px;vertical-align:bottom;text-align:center;">77</td> <td data-sheets-numberformat='{"1":2,"2":"0","3":1}' data-sheets-value='{"1":3,"3":69}' style="overflow:hidden;padding:0px 3px 0px 3px;vertical-align:bottom;text-align:center;">69</td> <td data-sheets-numberformat='{"1":2,"2":"0","3":1}' data-sheets-value='{"1":3,"3":20}' style="border-right:1px solid #000000;overflow:hidden;padding:0px 3px 0px 3px;vertical-align:bottom;text-align:center;">20</td> </tr> <tr style="height:20px;"> <td style="border-left:1px solid #000000;overflow:hidden;padding:0px 3px 0px 3px;vertical-align:bottom;font-weight:bold;"></td> <td data-sheets-value='{"1":2,"2":"Double-walled"}' style="overflow:hidden;padding:0px 3px 0px 3px;vertical-align:bottom;font-weight:bold;">Double-walled</td> <td data-sheets-value='{"1":2,"2":"Opal (A/O)"}' style="border-right:1px solid #000000;overflow:hidden;padding:0px 3px 0px 3px;vertical-align:bottom;font-weight:bold;">Opal (A/O)</td> <td data-sheets-numberformat='{"1":2,"2":"0.00","3":1}' data-sheets-value='{"1":3,"3":2.9}' style="overflow:hidden;padding:0px 3px 0px 3px;vertical-align:bottom;text-align:center;">2.90</td> <td data-sheets-numberformat='{"1":2,"2":"0","3":1}' data-sheets-value='{"1":3,"3":73}' style="overflow:hidden;padding:0px 3px 0px 3px;vertical-align:bottom;text-align:center;">73</td> <td data-sheets-numberformat='{"1":2,"2":"0","3":1}' data-sheets-value='{"1":3,"3":63}' style="overflow:hidden;padding:0px 3px 0px 3px;vertical-align:bottom;text-align:center;">63</td> <td data-sheets-numberformat='{"1":2,"2":"0","3":1}' data-sheets-value='{"1":3,"3":20}' style="border-right:1px solid #000000;overflow:hidden;padding:0px 3px 0px 3px;vertical-align:bottom;text-align:center;">20</td> </tr> <tr style="height:20px;"> <td style="border-left:1px solid #000000;overflow:hidden;padding:0px 3px 0px 3px;vertical-align:bottom;font-weight:bold;"></td> <td data-sheets-value='{"1":2,"2":"Double-walled"}' style="overflow:hidden;padding:0px 3px 0px 3px;vertical-align:bottom;font-weight:bold;">Double-walled</td> <td data-sheets-value='{"1":2,"2":"Opal (A/D)"}' style="border-right:1px solid #000000;overflow:hidden;padding:0px 3px 0px 3px;vertical-align:bottom;font-weight:bold;">Opal (A/D)</td> <td data-sheets-numberformat='{"1":2,"2":"0.00","3":1}' data-sheets-value='{"1":3,"3":2.9}' style="overflow:hidden;padding:0px 3px 0px 3px;vertical-align:bottom;text-align:center;">2.90</td> <td data-sheets-numberformat='{"1":2,"2":"0","3":1}' data-sheets-value='{"1":3,"3":51}' style="overflow:hidden;padding:0px 3px 0px 3px;vertical-align:bottom;text-align:center;">51</td> <td data-sheets-numberformat='{"1":2,"2":"0","3":1}' data-sheets-value='{"1":3,"3":50}' style="overflow:hidden;padding:0px 3px 0px 3px;vertical-align:bottom;text-align:center;">50</td> <td data-sheets-numberformat='{"1":2,"2":"0","3":1}' data-sheets-value='{"1":3,"3":20}' style="border-right:1px solid #000000;overflow:hidden;padding:0px 3px 0px 3px;vertical-align:bottom;text-align:center;">20</td> </tr> <tr style="height:20px;"> <td style="border-left:1px solid #000000;overflow:hidden;padding:0px 3px 0px 3px;vertical-align:bottom;font-weight:bold;"></td> <td data-sheets-value='{"1":2,"2":"Triple-walled"}' style="overflow:hidden;padding:0px 3px 0px 3px;vertical-align:bottom;font-weight:bold;">Triple-walled</td> <td data-sheets-value='{"1":2,"2":"Clear (A/H/H)"}' style="border-right:1px solid #000000;overflow:hidden;padding:0px 3px 0px 3px;vertical-align:bottom;font-weight:bold;">Clear (A/H/H)</td> <td data-sheets-numberformat='{"1":2,"2":"0.00","3":1}' data-sheets-value='{"1":3,"3":1.7}' style="overflow:hidden;padding:0px 3px 0px 3px;vertical-align:bottom;text-align:center;">1.70</td> <td data-sheets-numberformat='{"1":2,"2":"0","3":1}' data-sheets-value='{"1":3,"3":71}' style="overflow:hidden;padding:0px 3px 0px 3px;vertical-align:bottom;text-align:center;">71</td> <td data-sheets-numberformat='{"1":2,"2":"0","3":1}' data-sheets-value='{"1":3,"3":63}' style="overflow:hidden;padding:0px 3px 0px 3px;vertical-align:bottom;text-align:center;">63</td> <td data-sheets-numberformat='{"1":2,"2":"0","3":1}' data-sheets-value='{"1":3,"3":22}' style="border-right:1px solid #000000;overflow:hidden;padding:0px 3px 0px 3px;vertical-align:bottom;text-align:center;">22</td> </tr> <tr style="height:20px;"> <td style="border-left:1px solid #000000;overflow:hidden;padding:0px 3px 0px 3px;vertical-align:bottom;font-weight:bold;"></td> <td data-sheets-value='{"1":2,"2":"Triple-walled"}' style="overflow:hidden;padding:0px 3px 0px 3px;vertical-align:bottom;font-weight:bold;">Triple-walled</td> <td data-sheets-value='{"1":2,"2":"Opal (A/O/O)"}' style="border-right:1px solid #000000;overflow:hidden;padding:0px 3px 0px 3px;vertical-align:bottom;font-weight:bold;">Opal (A/O/O)</td> <td data-sheets-numberformat='{"1":2,"2":"0.00","3":1}' data-sheets-value='{"1":3,"3":1.7}' style="overflow:hidden;padding:0px 3px 0px 3px;vertical-align:bottom;text-align:center;">1.70</td> <td data-sheets-numberformat='{"1":2,"2":"0","3":1}' data-sheets-value='{"1":3,"3":61}' style="overflow:hidden;padding:0px 3px 0px 3px;vertical-align:bottom;text-align:center;">61</td> <td data-sheets-numberformat='{"1":2,"2":"0","3":1}' data-sheets-value='{"1":3,"3":48}' style="overflow:hidden;padding:0px 3px 0px 3px;vertical-align:bottom;text-align:center;">48</td> <td data-sheets-numberformat='{"1":2,"2":"0","3":1}' data-sheets-value='{"1":3,"3":22}' style="border-right:1px solid #000000;overflow:hidden;padding:0px 3px 0px 3px;vertical-align:bottom;text-align:center;">22</td> </tr> <tr style="height:20px;"> <td style="border-left:1px solid #000000;overflow:hidden;padding:0px 3px 0px 3px;vertical-align:bottom;font-weight:bold;"></td> <td data-sheets-value='{"1":2,"2":"Four-walled"}' style="overflow:hidden;padding:0px 3px 0px 3px;vertical-align:bottom;font-weight:bold;">Four-walled</td> <td data-sheets-value='{"1":2,"2":"Clear (A/H/H/H)"}' style="border-right:1px solid #000000;overflow:hidden;padding:0px 3px 0px 3px;vertical-align:bottom;font-weight:bold;">Clear (A/H/H/H)</td> <td data-sheets-numberformat='{"1":2,"2":"0.00","3":1}' data-sheets-value='{"1":3,"3":1.28}' style="overflow:hidden;padding:0px 3px 0px 3px;vertical-align:bottom;text-align:center;">1.28</td> <td data-sheets-numberformat='{"1":2,"2":"0","3":1}' data-sheets-value='{"1":3,"3":64}' style="overflow:hidden;padding:0px 3px 0px 3px;vertical-align:bottom;text-align:center;">64</td> <td data-sheets-numberformat='{"1":2,"2":"0","3":1}' data-sheets-value='{"1":3,"3":52}' style="overflow:hidden;padding:0px 3px 0px 3px;vertical-align:bottom;text-align:center;">52</td> <td data-sheets-numberformat='{"1":2,"2":"0","3":1}' data-sheets-value='{"1":3,"3":23}' style="border-right:1px solid #000000;overflow:hidden;padding:0px 3px 0px 3px;vertical-align:bottom;text-align:center;">23</td> </tr> <tr style="height:20px;"> <td style="border-bottom:1px solid #000000;border-left:1px solid #000000;overflow:hidden;padding:0px 3px 0px 3px;vertical-align:bottom;"></td> <td data-sheets-value='{"1":2,"2":"Four-walled"}' style="border-bottom:1px solid #000000;overflow:hidden;padding:0px 3px 0px 3px;vertical-align:bottom;font-weight:bold;">Four-walled</td> <td data-sheets-value='{"1":2,"2":"Opal (A/H/O/H)"}' style="border-right:1px solid #000000;border-bottom:1px solid #000000;overflow:hidden;padding:0px 3px 0px 3px;vertical-align:bottom;font-weight:bold;">Opal (A/H/O/H)</td> <td data-sheets-numberformat='{"1":2,"2":"0.00","3":1}' data-sheets-value='{"1":3,"3":1.28}' style="border-bottom:1px solid #000000;overflow:hidden;padding:0px 3px 0px 3px;vertical-align:bottom;text-align:center;">1.28</td> <td data-sheets-numberformat='{"1":2,"2":"0","3":1}' data-sheets-value='{"1":3,"3":59}' style="border-bottom:1px solid #000000;overflow:hidden;padding:0px 3px 0px 3px;vertical-align:bottom;text-align:center;">59</td> <td data-sheets-numberformat='{"1":2,"2":"0","3":1}' data-sheets-value='{"1":3,"3":46}' style="border-bottom:1px solid #000000;overflow:hidden;padding:0px 3px 0px 3px;vertical-align:bottom;text-align:center;">46</td> <td data-sheets-numberformat='{"1":2,"2":"0","3":1}' data-sheets-value='{"1":3,"3":23}' style="border-right:1px solid #000000;border-bottom:1px solid #000000;overflow:hidden;padding:0px 3px 0px 3px;vertical-align:bottom;text-align:center;">23</td> </tr> <tr style="height:20px;"> <td data-sheets-value='{"1":2,"2":"Polycarbonate"}' style="border-left:1px solid #000000;overflow:hidden;padding:0px 3px 0px 3px;vertical-align:bottom;font-weight:bold;">Polycarbonate</td> <td data-sheets-value='{"1":2,"2":"Single-walled"}' style="overflow:hidden;padding:0px 3px 0px 3px;vertical-align:bottom;font-weight:bold;">Single-walled</td> <td data-sheets-value='{"1":2,"2":"Heatstop Opal (T)"}' style="border-right:1px solid #000000;overflow:hidden;padding:0px 3px 0px 3px;vertical-align:bottom;font-weight:bold;">Heatstop Opal (T)</td> <td data-sheets-numberformat='{"1":2,"2":"0.00","3":1}' data-sheets-value='{"1":3,"3":5.17}' style="overflow:hidden;padding:0px 3px 0px 3px;vertical-align:bottom;text-align:center;">5.17</td> <td data-sheets-numberformat='{"1":2,"2":"0","3":1}' data-sheets-value='{"1":3,"3":49}' style="overflow:hidden;padding:0px 3px 0px 3px;vertical-align:bottom;text-align:center;">49</td> <td data-sheets-numberformat='{"1":2,"2":"0","3":1}' data-sheets-value='{"1":3,"3":59}' style="overflow:hidden;padding:0px 3px 0px 3px;vertical-align:bottom;text-align:center;">59</td> <td data-sheets-numberformat='{"1":2,"2":"0","3":1}' data-sheets-value='{"1":2,"2":"-"}' style="border-right:1px solid #000000;overflow:hidden;padding:0px 3px 0px 3px;vertical-align:bottom;text-align:center;">-</td> </tr> <tr style="height:20px;"> <td data-sheets-value='{"1":2,"2":"Heatstop PC"}' style="border-left:1px solid #000000;overflow:hidden;padding:0px 3px 0px 3px;vertical-align:bottom;font-weight:bold;">Heatstop PC</td> <td data-sheets-value='{"1":2,"2":"Double-walled"}' style="overflow:hidden;padding:0px 3px 0px 3px;vertical-align:bottom;font-weight:bold;">Double-walled</td> <td data-sheets-value='{"1":2,"2":"Clear (T/H)"}' style="border-right:1px solid #000000;overflow:hidden;padding:0px 3px 0px 3px;vertical-align:bottom;font-weight:bold;">Clear (T/H)</td> <td data-sheets-numberformat='{"1":2,"2":"0.00","3":1}' data-sheets-value='{"1":3,"3":2.9}' style="overflow:hidden;padding:0px 3px 0px 3px;vertical-align:bottom;text-align:center;">2.90</td> <td data-sheets-numberformat='{"1":2,"2":"0","3":1}' data-sheets-value='{"1":3,"3":44}' style="overflow:hidden;padding:0px 3px 0px 3px;vertical-align:bottom;text-align:center;">44</td> <td data-sheets-numberformat='{"1":2,"2":"0","3":1}' data-sheets-value='{"1":3,"3":51}' style="overflow:hidden;padding:0px 3px 0px 3px;vertical-align:bottom;text-align:center;">51</td> <td data-sheets-numberformat='{"1":2,"2":"0","3":1}' data-sheets-value='{"1":3,"3":20}' style="border-right:1px solid #000000;overflow:hidden;padding:0px 3px 0px 3px;vertical-align:bottom;text-align:center;">20</td> </tr> <tr style="height:20px;"> <td style="border-left:1px solid #000000;overflow:hidden;padding:0px 3px 0px 3px;vertical-align:bottom;font-weight:bold;"></td> <td data-sheets-value='{"1":2,"2":"Double-walled"}' style="overflow:hidden;padding:0px 3px 0px 3px;vertical-align:bottom;font-weight:bold;">Double-walled</td> <td data-sheets-value='{"1":2,"2":"Opal (T/O)"}' style="border-right:1px solid #000000;overflow:hidden;padding:0px 3px 0px 3px;vertical-align:bottom;font-weight:bold;">Opal (T/O)</td> <td data-sheets-numberformat='{"1":2,"2":"0.00","3":1}' data-sheets-value='{"1":3,"3":2.9}' style="overflow:hidden;padding:0px 3px 0px 3px;vertical-align:bottom;text-align:center;">2.90</td> <td data-sheets-numberformat='{"1":2,"2":"0","3":1}' data-sheets-value='{"1":3,"3":41}' style="overflow:hidden;padding:0px 3px 0px 3px;vertical-align:bottom;text-align:center;">41</td> <td data-sheets-numberformat='{"1":2,"2":"0","3":1}' data-sheets-value='{"1":3,"3":45}' style="overflow:hidden;padding:0px 3px 0px 3px;vertical-align:bottom;text-align:center;">45</td> <td data-sheets-numberformat='{"1":2,"2":"0","3":1}' data-sheets-value='{"1":3,"3":20}' style="border-right:1px solid #000000;overflow:hidden;padding:0px 3px 0px 3px;vertical-align:bottom;text-align:center;">20</td> </tr> <tr style="height:20px;"> <td style="border-left:1px solid #000000;overflow:hidden;padding:0px 3px 0px 3px;vertical-align:bottom;font-weight:bold;"></td> <td data-sheets-value='{"1":2,"2":"Triple-walled"}' style="overflow:hidden; | skylux-160-ce-met-koepel-en-pvc-opstand-16-00-met-lm-motor-1300-x-1900-mm | 8586022814029 | 46872331452749
Smoke and heat exhaust (SHEV) | SHE system | Skylux | Skylux 160° CE with skylight and PVC curb 16/00 with LM-actuator 1300 x 2000 mm |  | 29795 | 5412970297956 | 5152.2 | Yes | 30-45 | 79.31 | 1300 x 2000 mm | 2000 | 1300 |  | PVC 16/00 (16 cm high & roof opening = daylight size) | Rectangular | 5.17 W/m²K - 1.28 W/m²K | 87% - 32% | 90% - 32% | 20dB - 23dB | 160° CE (for industry) | skylight | without spoiler | E | Single actuator | Maximum four-walled skylight possible for this product | Ut-value LT-value g-value Rw-value EN 1873 : 2014 EN ISO 13468 EN 16153 EN 410 EN 410 EN ISO 140-3 Material Walls Shells (W/m²K) (%) (%) (dB) Acrylic Single-walled Clear (H) 5.17 90 87 - PMMA Single-walled Opal (O) 5.17 83 76 - Double-walled Clear (H/H) 2.90 81 75 20 Double-walled Opal (O/O) 2.90 69 58 20 Triple-walled Clear (H/H/H) 1.70 73 65 22 Triple-walled Opal (O/H/O) 1.70 62 51 22 Four-walled Clear (H/H/H/H) 1.28 64 54 23 Four-walled Opal (H/H/O/H) 1.28 59 48 23 Polycarbonate Single-walled Clear (A) 5.17 88 83 - PC Single-walled Opal (D) 5.17 58 60 - Double-walled Clear (A/H) 2.90 79 72 20 Double-walled Clear (A/A) 2.90 77 69 20 Double-walled Opal (A/O) 2.90 73 63 20 Double-walled Opal (A/D) 2.90 51 50 20 Triple-walled Clear (A/H/H) 1.70 71 63 22 Triple-walled Opal (A/O/O) 1.70 61 48 22 Four-walled Clear (A/H/H/H) 1.28 64 52 23 Four-walled Opal (A/H/O/H) 1.28 59 46 23 Polycarbonate Single-walled Heatstop Opal (T) 5.17 49 59 - Heatstop PC Double-walled Clear (T/H) 2.90 44 51 20 Double-walled Opal (T/O) 2.90 41 45 20 Triple-walled Clear (T/H/H) 1.70 40 <td data-sheets-numberformat='{"1":2,"2":"0","3":1}' data-sheets-value='{"1":3,"3":44}' style="overflow:hidden;paddin | https://skylux.eu/en/products/skylux-160-ce-met-koepel-en-pvc-opstand-16-00-met-lm-motor-1300-x-2000-mm | https://skylux.eu/cdn/shop/files/Skylux-160deg-CE-met-koepel-en-pvc-opstand-1600-met-LM-motor-1300-x-2000-mm-RWA-systeem.jpg?v=1702979463&width=1600 | https://skylux.eu/cdn/shop/files/e5a82811-1bb0-48e4-a776-cacb59c7c092_4df752da-2676-45da-aad3-eb1630e930c8.jpg?v=1688550901&width=1600 | //skylux.eu/cdn/shop/files/E_MH_Mounting_instructions_Skylux_160_CE_LM.pdf?v=12406716259046007223 | //skylux.eu/cdn/shop/files/E_TD_Technical_File_Skylux_Skylux_160_CE_Electric.pdf?v=3667116872303399239 | <style type="text/css" id="isPasted"> <!--td { border: 1px solid #cccccc; } br { mso-data-placement: same-cell; } --> </style> <table border="1" cellpadding="0" cellspacing="0" dir="ltr" style="table-layout:fixed;font-size:10pt;font-family:Arial;border-collapse:collapse;border:none;"><tbody> <tr style="height:20px;"> <td style="overflow:hidden;padding:0px 3px 0px 3px;vertical-align:bottom;"></td> <td style="overflow:hidden;padding:0px 3px 0px 3px;vertical-align:bottom;"></td> <td style="overflow:hidden;padding:0px 3px 0px 3px;vertical-align:bottom;"></td> <td data-sheets-value='{"1":2,"2":"Ut-value"}' style="overflow:hidden;padding:0px 3px 0px 3px;vertical-align:bottom;font-weight:bold;text-align:center;">Ut-value</td> <td data-sheets-value='{"1":2,"2":"LT-value"}' style="overflow:hidden;padding:0px 3px 0px 3px;vertical-align:bottom;font-weight:bold;text-align:center;">LT-value</td> <td data-sheets-value='{"1":2,"2":"g-value"}' style="overflow:hidden;padding:0px 3px 0px 3px;vertical-align:bottom;font-weight:bold;text-align:center;">g-value</td> <td data-sheets-value='{"1":2,"2":"Rw-value "}' style="overflow:hidden;padding:0px 3px 0px 3px;vertical-align:bottom;font-weight:bold;text-align:center;">Rw-value </td> </tr> <tr style="height:20px;"> <td style="overflow:hidden;padding:0px 3px 0px 3px;vertical-align:bottom;"></td> <td style="overflow:hidden;padding:0px 3px 0px 3px;vertical-align:bottom;"></td> <td style="overflow:hidden;padding:0px 3px 0px 3px;vertical-align:bottom;"></td> <td data-sheets-numberformat='{"1":2,"2":"0.00","3":1}' data-sheets-value='{"1":2,"2":"EN 1873 : 2014"}' style="overflow:hidden;padding:0px 3px 0px 3px;vertical-align:bottom;text-align:center;">EN 1873 : 2014</td> <td data-sheets-numberformat='{"1":2,"2":"0","3":1}' data-sheets-value='{"1":2,"2":"EN ISO 13468 EN 16153 EN 410"}' style="overflow:hidden;padding:0px 3px 0px 3px;vertical-align:bottom;text-align:center;">EN ISO 13468 EN 16153 EN 410</td> <td data-sheets-numberformat='{"1":2,"2":"0","3":1}' data-sheets-value='{"1":2,"2":"EN 410"}' style="overflow:hidden;padding:0px 3px 0px 3px;vertical-align:bottom;text-align:center;">EN 410</td> <td data-sheets-value='{"1":2,"2":"EN ISO 140-3\t\t"}' style="overflow:hidden;padding:0px 3px 0px 3px;vertical-align:bottom;text-align:center;">EN ISO 140-3 </td> </tr> <tr style="height:20px;"> <td data-sheets-value='{"1":2,"2":"Material"}' style="border-bottom:1px solid #000000;overflow:hidden;padding:0px 3px 0px 3px;vertical-align:bottom;background-color:#000000;font-weight:bold;color:#ffffff;">Material</td> <td data-sheets-value='{"1":2,"2":"Walls"}' style="border-bottom:1px solid #000000;overflow:hidden;padding:0px 3px 0px 3px;vertical-align:bottom;background-color:#000000;font-weight:bold;color:#ffffff;">Walls</td> <td data-sheets-value='{"1":2,"2":"Shells"}' style="border-bottom:1px solid #000000;overflow:hidden;padding:0px 3px 0px 3px;vertical-align:bottom;background-color:#000000;font-weight:bold;color:#ffffff;">Shells</td> <td data-sheets-numberformat='{"1":2,"2":"0.00","3":1}' data-sheets-value='{"1":2,"2":"(W/m²K)\t"}' style="border-bottom:1px solid #000000;overflow:hidden;padding:0px 3px 0px 3px;vertical-align:bottom;background-color:#000000;font-weight:bold;color:#ffffff;text-align:center;">(W/m²K) </td> <td data-sheets-numberformat='{"1":2,"2":"0","3":1}' data-sheets-value='{"1":2,"2":"(%)"}' style="border-bottom:1px solid #000000;overflow:hidden;padding:0px 3px 0px 3px;vertical-align:bottom;background-color:#000000;font-weight:bold;color:#ffffff;text-align:center;">(%)</td> <td data-sheets-numberformat='{"1":2,"2":"0","3":1}' data-sheets-value='{"1":2,"2":"(%)"}' style="border-bottom:1px solid #000000;overflow:hidden;padding:0px 3px 0px 3px;vertical-align:bottom;background-color:#000000;font-weight:bold;color:#ffffff;text-align:center;">(%)</td> <td data-sheets-value='{"1":2,"2":"(dB)"}' style="border-bottom:1px solid #000000;overflow:hidden;padding:0px 3px 0px 3px;vertical-align:bottom;background-color:#000000;font-weight:bold;color:#ffffff;text-align:center;">(dB)</td> </tr> <tr style="height:20px;"> <td data-sheets-value='{"1":2,"2":"Acrylic"}' style="border-left:1px solid #000000;overflow:hidden;padding:0px 3px 0px 3px;vertical-align:bottom;font-weight:bold;">Acrylic</td> <td data-sheets-value='{"1":2,"2":"Single-walled"}' style="overflow:hidden;padding:0px 3px 0px 3px;vertical-align:bottom;font-weight:bold;">Single-walled</td> <td data-sheets-value='{"1":2,"2":"Clear (H)"}' style="border-right:1px solid #000000;overflow:hidden;padding:0px 3px 0px 3px;vertical-align:bottom;font-weight:bold;">Clear (H)</td> <td data-sheets-numberformat='{"1":2,"2":"0.00","3":1}' data-sheets-value='{"1":3,"3":5.17}' style="overflow:hidden;padding:0px 3px 0px 3px;vertical-align:bottom;text-align:center;">5.17</td> <td data-sheets-numberformat='{"1":2,"2":"0","3":1}' data-sheets-value='{"1":3,"3":90}' style="overflow:hidden;padding:0px 3px 0px 3px;vertical-align:bottom;text-align:center;">90</td> <td data-sheets-numberformat='{"1":2,"2":"0","3":1}' data-sheets-value='{"1":3,"3":87}' style="overflow:hidden;padding:0px 3px 0px 3px;vertical-align:bottom;text-align:center;">87</td> <td data-sheets-numberformat='{"1":2,"2":"0","3":1}' data-sheets-value='{"1":2,"2":"-"}' style="border-right:1px solid #000000;overflow:hidden;padding:0px 3px 0px 3px;vertical-align:bottom;text-align:center;">-</td> </tr> <tr style="height:20px;"> <td data-sheets-value='{"1":2,"2":"PMMA"}' style="border-left:1px solid #000000;overflow:hidden;padding:0px 3px 0px 3px;vertical-align:bottom;font-weight:bold;">PMMA</td> <td data-sheets-value='{"1":2,"2":"Single-walled"}' style="overflow:hidden;padding:0px 3px 0px 3px;vertical-align:bottom;font-weight:bold;">Single-walled</td> <td data-sheets-value='{"1":2,"2":"Opal (O)"}' style="border-right:1px solid #000000;overflow:hidden;padding:0px 3px 0px 3px;vertical-align:bottom;font-weight:bold;">Opal (O)</td> <td data-sheets-numberformat='{"1":2,"2":"0.00","3":1}' data-sheets-value='{"1":3,"3":5.17}' style="overflow:hidden;padding:0px 3px 0px 3px;vertical-align:bottom;text-align:center;">5.17</td> <td data-sheets-numberformat='{"1":2,"2":"0","3":1}' data-sheets-value='{"1":3,"3":83}' style="overflow:hidden;padding:0px 3px 0px 3px;vertical-align:bottom;text-align:center;">83</td> <td data-sheets-numberformat='{"1":2,"2":"0","3":1}' data-sheets-value='{"1":3,"3":76}' style="overflow:hidden;padding:0px 3px 0px 3px;vertical-align:bottom;text-align:center;">76</td> <td data-sheets-numberformat='{"1":2,"2":"0","3":1}' data-sheets-value='{"1":2,"2":"-"}' style="border-right:1px solid #000000;overflow:hidden;padding:0px 3px 0px 3px;vertical-align:bottom;text-align:center;">-</td> </tr> <tr style="height:20px;"> <td style="border-left:1px solid #000000;overflow:hidden;padding:0px 3px 0px 3px;vertical-align:bottom;font-weight:bold;"></td> <td data-sheets-value='{"1":2,"2":"Double-walled"}' style="overflow:hidden;padding:0px 3px 0px 3px;vertical-align:bottom;font-weight:bold;">Double-walled</td> <td data-sheets-value='{"1":2,"2":"Clear (H/H)"}' style="border-right:1px solid #000000;overflow:hidden;padding:0px 3px 0px 3px;vertical-align:bottom;font-weight:bold;">Clear (H/H)</td> <td data-sheets-numberformat='{"1":2,"2":"0.00","3":1}' data-sheets-value='{"1":3,"3":2.9}' style="overflow:hidden;padding:0px 3px 0px 3px;vertical-align:bottom;text-align:center;">2.90</td> <td data-sheets-numberformat='{"1":2,"2":"0","3":1}' data-sheets-value='{"1":3,"3":81}' style="overflow:hidden;padding:0px 3px 0px 3px;vertical-align:bottom;text-align:center;">81</td> <td data-sheets-numberformat='{"1":2,"2":"0","3":1}' data-sheets-value='{"1":3,"3":75}' style="overflow:hidden;padding:0px 3px 0px 3px;vertical-align:bottom;text-align:center;">75</td> <td data-sheets-numberformat='{"1":2,"2":"0","3":1}' data-sheets-value='{"1":3,"3":20}' style="border-right:1px solid #000000;overflow:hidden;padding:0px 3px 0px 3px;vertical-align:bottom;text-align:center;">20</td> </tr> <tr style="height:20px;"> <td style="border-left:1px solid #000000;overflow:hidden;padding:0px 3px 0px 3px;vertical-align:bottom;font-weight:bold;"></td> <td data-sheets-value='{"1":2,"2":"Double-walled"}' style="overflow:hidden;padding:0px 3px 0px 3px;vertical-align:bottom;font-weight:bold;">Double-walled</td> <td data-sheets-value='{"1":2,"2":"Opal (O/O)"}' style="border-right:1px solid #000000;overflow:hidden;padding:0px 3px 0px 3px;vertical-align:bottom;font-weight:bold;">Opal (O/O)</td> <td data-sheets-numberformat='{"1":2,"2":"0.00","3":1}' data-sheets-value='{"1":3,"3":2.9}' style="overflow:hidden;padding:0px 3px 0px 3px;vertical-align:bottom;text-align:center;">2.90</td> <td data-sheets-numberformat='{"1":2,"2":"0","3":1}' data-sheets-value='{"1":3,"3":69}' style="overflow:hidden;padding:0px 3px 0px 3px;vertical-align:bottom;text-align:center;">69</td> <td data-sheets-numberformat='{"1":2,"2":"0","3":1}' data-sheets-value='{"1":3,"3":58}' style="overflow:hidden;padding:0px 3px 0px 3px;vertical-align:bottom;text-align:center;">58</td> <td data-sheets-numberformat='{"1":2,"2":"0","3":1}' data-sheets-value='{"1":3,"3":20}' style="border-right:1px solid #000000;overflow:hidden;padding:0px 3px 0px 3px;vertical-align:bottom;text-align:center;">20</td> </tr> <tr style="height:20px;"> <td style="border-left:1px solid #000000;overflow:hidden;padding:0px 3px 0px 3px;vertical-align:bottom;font-weight:bold;"></td> <td data-sheets-value='{"1":2,"2":"Triple-walled"}' style="overflow:hidden;padding:0px 3px 0px 3px;vertical-align:bottom;font-weight:bold;">Triple-walled</td> <td data-sheets-value='{"1":2,"2":"Clear (H/H/H)"}' style="border-right:1px solid #000000;overflow:hidden;padding:0px 3px 0px 3px;vertical-align:bottom;font-weight:bold;">Clear (H/H/H)</td> <td data-sheets-numberformat='{"1":2,"2":"0.00","3":1}' data-sheets-value='{"1":3,"3":1.7}' style="overflow:hidden;padding:0px 3px 0px 3px;vertical-align:bottom;text-align:center;">1.70</td> <td data-sheets-numberformat='{"1":2,"2":"0","3":1}' data-sheets-value='{"1":3,"3":73}' style="overflow:hidden;padding:0px 3px 0px 3px;vertical-align:bottom;text-align:center;">73</td> <td data-sheets-numberformat='{"1":2,"2":"0","3":1}' data-sheets-value='{"1":3,"3":65}' style="overflow:hidden;padding:0px 3px 0px 3px;vertical-align:bottom;text-align:center;">65</td> <td data-sheets-numberformat='{"1":2,"2":"0","3":1}' data-sheets-value='{"1":3,"3":22}' style="border-right:1px solid #000000;overflow:hidden;padding:0px 3px 0px 3px;vertical-align:bottom;text-align:center;">22</td> </tr> <tr style="height:20px;"> <td style="border-left:1px solid #000000;overflow:hidden;padding:0px 3px 0px 3px;vertical-align:bottom;font-weight:bold;"></td> <td data-sheets-value='{"1":2,"2":"Triple-walled"}' style="overflow:hidden;padding:0px 3px 0px 3px;vertical-align:bottom;font-weight:bold;">Triple-walled</td> <td data-sheets-value='{"1":2,"2":"Opal (O/H/O)"}' style="border-right:1px solid #000000;overflow:hidden;padding:0px 3px 0px 3px;vertical-align:bottom;font-weight:bold;">Opal (O/H/O)</td> <td data-sheets-numberformat='{"1":2,"2":"0.00","3":1}' data-sheets-value='{"1":3,"3":1.7}' style="overflow:hidden;padding:0px 3px 0px 3px;vertical-align:bottom;text-align:center;">1.70</td> <td data-sheets-numberformat='{"1":2,"2":"0","3":1}' data-sheets-value='{"1":3,"3":62}' style="overflow:hidden;padding:0px 3px 0px 3px;vertical-align:bottom;text-align:center;">62</td> <td data-sheets-numberformat='{"1":2,"2":"0","3":1}' data-sheets-value='{"1":3,"3":51}' style="overflow:hidden;padding:0px 3px 0px 3px;vertical-align:bottom;text-align:center;">51</td> <td data-sheets-numberformat='{"1":2,"2":"0","3":1}' data-sheets-value='{"1":3,"3":22}' style="border-right:1px solid #000000;overflow:hidden;padding:0px 3px 0px 3px;vertical-align:bottom;text-align:center;">22</td> </tr> <tr style="height:20px;"> <td style="border-left:1px solid #000000;overflow:hidden;padding:0px 3px 0px 3px;vertical-align:bottom;font-weight:bold;"></td> <td data-sheets-value='{"1":2,"2":"Four-walled"}' style="overflow:hidden;padding:0px 3px 0px 3px;vertical-align:bottom;font-weight:bold;">Four-walled</td> <td data-sheets-value='{"1":2,"2":"Clear (H/H/H/H)"}' style="border-right:1px solid #000000;overflow:hidden;padding:0px 3px 0px 3px;vertical-align:bottom;font-weight:bold;">Clear (H/H/H/H)</td> <td data-sheets-numberformat='{"1":2,"2":"0.00","3":1}' data-sheets-value='{"1":3,"3":1.28}' style="overflow:hidden;padding:0px 3px 0px 3px;vertical-align:bottom;text-align:center;">1.28</td> <td data-sheets-numberformat='{"1":2,"2":"0","3":1}' data-sheets-value='{"1":3,"3":64}' style="overflow:hidden;padding:0px 3px 0px 3px;vertical-align:bottom;text-align:center;">64</td> <td data-sheets-numberformat='{"1":2,"2":"0","3":1}' data-sheets-value='{"1":3,"3":54}' style="overflow:hidden;padding:0px 3px 0px 3px;vertical-align:bottom;text-align:center;">54</td> <td data-sheets-numberformat='{"1":2,"2":"0","3":1}' data-sheets-value='{"1":3,"3":23}' style="border-right:1px solid #000000;overflow:hidden;padding:0px 3px 0px 3px;vertical-align:bottom;text-align:center;">23</td> </tr> <tr style="height:20px;"> <td style="border-bottom:1px solid #000000;border-left:1px solid #000000;overflow:hidden;padding:0px 3px 0px 3px;vertical-align:bottom;"></td> <td data-sheets-value='{"1":2,"2":"Four-walled"}' style="border-bottom:1px solid #000000;overflow:hidden;padding:0px 3px 0px 3px;vertical-align:bottom;font-weight:bold;">Four-walled</td> <td data-sheets-value='{"1":2,"2":"Opal (H/H/O/H)"}' style="border-right:1px solid #000000;border-bottom:1px solid #000000;overflow:hidden;padding:0px 3px 0px 3px;vertical-align:bottom;font-weight:bold;">Opal (H/H/O/H)</td> <td data-sheets-numberformat='{"1":2,"2":"0.00","3":1}' data-sheets-value='{"1":3,"3":1.28}' style="border-bottom:1px solid #000000;overflow:hidden;padding:0px 3px 0px 3px;vertical-align:bottom;text-align:center;">1.28</td> <td data-sheets-numberformat='{"1":2,"2":"0","3":1}' data-sheets-value='{"1":3,"3":59}' style="border-bottom:1px solid #000000;overflow:hidden;padding:0px 3px 0px 3px;vertical-align:bottom;text-align:center;">59</td> <td data-sheets-numberformat='{"1":2,"2":"0","3":1}' data-sheets-value='{"1":3,"3":48}' style="border-bottom:1px solid #000000;overflow:hidden;padding:0px 3px 0px 3px;vertical-align:bottom;text-align:center;">48</td> <td data-sheets-numberformat='{"1":2,"2":"0","3":1}' data-sheets-value='{"1":3,"3":23}' style="border-right:1px solid #000000;border-bottom:1px solid #000000;overflow:hidden;padding:0px 3px 0px 3px;vertical-align:bottom;text-align:center;">23</td> </tr> <tr style="height:20px;"> <td data-sheets-value='{"1":2,"2":"Polycarbonate "}' style="border-left:1px solid #000000;overflow:hidden;padding:0px 3px 0px 3px;vertical-align:bottom;font-weight:bold;">Polycarbonate </td> <td data-sheets-value='{"1":2,"2":"Single-walled"}' style="overflow:hidden;padding:0px 3px 0px 3px;vertical-align:bottom;font-weight:bold;">Single-walled</td> <td data-sheets-value='{"1":2,"2":"Clear (A)"}' style="border-right:1px solid #000000;overflow:hidden;padding:0px 3px 0px 3px;vertical-align:bottom;font-weight:bold;">Clear (A)</td> <td data-sheets-numberformat='{"1":2,"2":"0.00","3":1}' data-sheets-value='{"1":3,"3":5.17}' style="overflow:hidden;padding:0px 3px 0px 3px;vertical-align:bottom;text-align:center;">5.17</td> <td data-sheets-numberformat='{"1":2,"2":"0","3":1}' data-sheets-value='{"1":3,"3":88}' style="overflow:hidden;padding:0px 3px 0px 3px;vertical-align:bottom;text-align:center;">88</td> <td data-sheets-numberformat='{"1":2,"2":"0","3":1}' data-sheets-value='{"1":3,"3":83}' style="overflow:hidden;padding:0px 3px 0px 3px;vertical-align:bottom;text-align:center;">83</td> <td data-sheets-numberformat='{"1":2,"2":"0","3":1}' data-sheets-value='{"1":2,"2":"-"}' style="border-right:1px solid #000000;overflow:hidden;padding:0px 3px 0px 3px;vertical-align:bottom;text-align:center;">-</td> </tr> <tr style="height:20px;"> <td data-sheets-value='{"1":2,"2":"PC"}' style="border-left:1px solid #000000;overflow:hidden;padding:0px 3px 0px 3px;vertical-align:bottom;font-weight:bold;">PC</td> <td data-sheets-value='{"1":2,"2":"Single-walled"}' style="overflow:hidden;padding:0px 3px 0px 3px;vertical-align:bottom;font-weight:bold;">Single-walled</td> <td data-sheets-value='{"1":2,"2":"Opal (D)"}' style="border-right:1px solid #000000;overflow:hidden;padding:0px 3px 0px 3px;vertical-align:bottom;font-weight:bold;">Opal (D)</td> <td data-sheets-numberformat='{"1":2,"2":"0.00","3":1}' data-sheets-value='{"1":3,"3":5.17}' style="overflow:hidden;padding:0px 3px 0px 3px;vertical-align:bottom;text-align:center;">5.17</td> <td data-sheets-numberformat='{"1":2,"2":"0","3":1}' data-sheets-value='{"1":3,"3":58}' style="overflow:hidden;padding:0px 3px 0px 3px;vertical-align:bottom;text-align:center;">58</td> <td data-sheets-numberformat='{"1":2,"2":"0","3":1}' data-sheets-value='{"1":3,"3":60}' style="overflow:hidden;padding:0px 3px 0px 3px;vertical-align:bottom;text-align:center;">60</td> <td data-sheets-numberformat='{"1":2,"2":"0","3":1}' data-sheets-value='{"1":2,"2":"-"}' style="border-right:1px solid #000000;overflow:hidden;padding:0px 3px 0px 3px;vertical-align:bottom;text-align:center;">-</td> </tr> <tr style="height:20px;"> <td style="border-left:1px solid #000000;overflow:hidden;padding:0px 3px 0px 3px;vertical-align:bottom;font-weight:bold;"></td> <td data-sheets-value='{"1":2,"2":"Double-walled"}' style="overflow:hidden;padding:0px 3px 0px 3px;vertical-align:bottom;font-weight:bold;">Double-walled</td> <td data-sheets-value='{"1":2,"2":"Clear (A/H)"}' style="border-right:1px solid #000000;overflow:hidden;padding:0px 3px 0px 3px;vertical-align:bottom;font-weight:bold;">Clear (A/H)</td> <td data-sheets-numberformat='{"1":2,"2":"0.00","3":1}' data-sheets-value='{"1":3,"3":2.9}' style="overflow:hidden;padding:0px 3px 0px 3px;vertical-align:bottom;text-align:center;">2.90</td> <td data-sheets-numberformat='{"1":2,"2":"0","3":1}' data-sheets-value='{"1":3,"3":79}' style="overflow:hidden;padding:0px 3px 0px 3px;vertical-align:bottom;text-align:center;">79</td> <td data-sheets-numberformat='{"1":2,"2":"0","3":1}' data-sheets-value='{"1":3,"3":72}' style="overflow:hidden;padding:0px 3px 0px 3px;vertical-align:bottom;text-align:center;">72</td> <td data-sheets-numberformat='{"1":2,"2":"0","3":1}' data-sheets-value='{"1":3,"3":20}' style="border-right:1px solid #000000;overflow:hidden;padding:0px 3px 0px 3px;vertical-align:bottom;text-align:center;">20</td> </tr> <tr style="height:20px;"> <td style="border-left:1px solid #000000;overflow:hidden;padding:0px 3px 0px 3px;vertical-align:bottom;font-weight:bold;"></td> <td data-sheets-value='{"1":2,"2":"Double-walled"}' style="overflow:hidden;padding:0px 3px 0px 3px;vertical-align:bottom;font-weight:bold;">Double-walled</td> <td data-sheets-value='{"1":2,"2":"Clear (A/A)"}' style="border-right:1px solid #000000;overflow:hidden;padding:0px 3px 0px 3px;vertical-align:bottom;font-weight:bold;">Clear (A/A)</td> <td data-sheets-numberformat='{"1":2,"2":"0.00","3":1}' data-sheets-value='{"1":3,"3":2.9}' style="overflow:hidden;padding:0px 3px 0px 3px;vertical-align:bottom;text-align:center;">2.90</td> <td data-sheets-numberformat='{"1":2,"2":"0","3":1}' data-sheets-value='{"1":3,"3":77}' style="overflow:hidden;padding:0px 3px 0px 3px;vertical-align:bottom;text-align:center;">77</td> <td data-sheets-numberformat='{"1":2,"2":"0","3":1}' data-sheets-value='{"1":3,"3":69}' style="overflow:hidden;padding:0px 3px 0px 3px;vertical-align:bottom;text-align:center;">69</td> <td data-sheets-numberformat='{"1":2,"2":"0","3":1}' data-sheets-value='{"1":3,"3":20}' style="border-right:1px solid #000000;overflow:hidden;padding:0px 3px 0px 3px;vertical-align:bottom;text-align:center;">20</td> </tr> <tr style="height:20px;"> <td style="border-left:1px solid #000000;overflow:hidden;padding:0px 3px 0px 3px;vertical-align:bottom;font-weight:bold;"></td> <td data-sheets-value='{"1":2,"2":"Double-walled"}' style="overflow:hidden;padding:0px 3px 0px 3px;vertical-align:bottom;font-weight:bold;">Double-walled</td> <td data-sheets-value='{"1":2,"2":"Opal (A/O)"}' style="border-right:1px solid #000000;overflow:hidden;padding:0px 3px 0px 3px;vertical-align:bottom;font-weight:bold;">Opal (A/O)</td> <td data-sheets-numberformat='{"1":2,"2":"0.00","3":1}' data-sheets-value='{"1":3,"3":2.9}' style="overflow:hidden;padding:0px 3px 0px 3px;vertical-align:bottom;text-align:center;">2.90</td> <td data-sheets-numberformat='{"1":2,"2":"0","3":1}' data-sheets-value='{"1":3,"3":73}' style="overflow:hidden;padding:0px 3px 0px 3px;vertical-align:bottom;text-align:center;">73</td> <td data-sheets-numberformat='{"1":2,"2":"0","3":1}' data-sheets-value='{"1":3,"3":63}' style="overflow:hidden;padding:0px 3px 0px 3px;vertical-align:bottom;text-align:center;">63</td> <td data-sheets-numberformat='{"1":2,"2":"0","3":1}' data-sheets-value='{"1":3,"3":20}' style="border-right:1px solid #000000;overflow:hidden;padding:0px 3px 0px 3px;vertical-align:bottom;text-align:center;">20</td> </tr> <tr style="height:20px;"> <td style="border-left:1px solid #000000;overflow:hidden;padding:0px 3px 0px 3px;vertical-align:bottom;font-weight:bold;"></td> <td data-sheets-value='{"1":2,"2":"Double-walled"}' style="overflow:hidden;padding:0px 3px 0px 3px;vertical-align:bottom;font-weight:bold;">Double-walled</td> <td data-sheets-value='{"1":2,"2":"Opal (A/D)"}' style="border-right:1px solid #000000;overflow:hidden;padding:0px 3px 0px 3px;vertical-align:bottom;font-weight:bold;">Opal (A/D)</td> <td data-sheets-numberformat='{"1":2,"2":"0.00","3":1}' data-sheets-value='{"1":3,"3":2.9}' style="overflow:hidden;padding:0px 3px 0px 3px;vertical-align:bottom;text-align:center;">2.90</td> <td data-sheets-numberformat='{"1":2,"2":"0","3":1}' data-sheets-value='{"1":3,"3":51}' style="overflow:hidden;padding:0px 3px 0px 3px;vertical-align:bottom;text-align:center;">51</td> <td data-sheets-numberformat='{"1":2,"2":"0","3":1}' data-sheets-value='{"1":3,"3":50}' style="overflow:hidden;padding:0px 3px 0px 3px;vertical-align:bottom;text-align:center;">50</td> <td data-sheets-numberformat='{"1":2,"2":"0","3":1}' data-sheets-value='{"1":3,"3":20}' style="border-right:1px solid #000000;overflow:hidden;padding:0px 3px 0px 3px;vertical-align:bottom;text-align:center;">20</td> </tr> <tr style="height:20px;"> <td style="border-left:1px solid #000000;overflow:hidden;padding:0px 3px 0px 3px;vertical-align:bottom;font-weight:bold;"></td> <td data-sheets-value='{"1":2,"2":"Triple-walled"}' style="overflow:hidden;padding:0px 3px 0px 3px;vertical-align:bottom;font-weight:bold;">Triple-walled</td> <td data-sheets-value='{"1":2,"2":"Clear (A/H/H)"}' style="border-right:1px solid #000000;overflow:hidden;padding:0px 3px 0px 3px;vertical-align:bottom;font-weight:bold;">Clear (A/H/H)</td> <td data-sheets-numberformat='{"1":2,"2":"0.00","3":1}' data-sheets-value='{"1":3,"3":1.7}' style="overflow:hidden;padding:0px 3px 0px 3px;vertical-align:bottom;text-align:center;">1.70</td> <td data-sheets-numberformat='{"1":2,"2":"0","3":1}' data-sheets-value='{"1":3,"3":71}' style="overflow:hidden;padding:0px 3px 0px 3px;vertical-align:bottom;text-align:center;">71</td> <td data-sheets-numberformat='{"1":2,"2":"0","3":1}' data-sheets-value='{"1":3,"3":63}' style="overflow:hidden;padding:0px 3px 0px 3px;vertical-align:bottom;text-align:center;">63</td> <td data-sheets-numberformat='{"1":2,"2":"0","3":1}' data-sheets-value='{"1":3,"3":22}' style="border-right:1px solid #000000;overflow:hidden;padding:0px 3px 0px 3px;vertical-align:bottom;text-align:center;">22</td> </tr> <tr style="height:20px;"> <td style="border-left:1px solid #000000;overflow:hidden;padding:0px 3px 0px 3px;vertical-align:bottom;font-weight:bold;"></td> <td data-sheets-value='{"1":2,"2":"Triple-walled"}' style="overflow:hidden;padding:0px 3px 0px 3px;vertical-align:bottom;font-weight:bold;">Triple-walled</td> <td data-sheets-value='{"1":2,"2":"Opal (A/O/O)"}' style="border-right:1px solid #000000;overflow:hidden;padding:0px 3px 0px 3px;vertical-align:bottom;font-weight:bold;">Opal (A/O/O)</td> <td data-sheets-numberformat='{"1":2,"2":"0.00","3":1}' data-sheets-value='{"1":3,"3":1.7}' style="overflow:hidden;padding:0px 3px 0px 3px;vertical-align:bottom;text-align:center;">1.70</td> <td data-sheets-numberformat='{"1":2,"2":"0","3":1}' data-sheets-value='{"1":3,"3":61}' style="overflow:hidden;padding:0px 3px 0px 3px;vertical-align:bottom;text-align:center;">61</td> <td data-sheets-numberformat='{"1":2,"2":"0","3":1}' data-sheets-value='{"1":3,"3":48}' style="overflow:hidden;padding:0px 3px 0px 3px;vertical-align:bottom;text-align:center;">48</td> <td data-sheets-numberformat='{"1":2,"2":"0","3":1}' data-sheets-value='{"1":3,"3":22}' style="border-right:1px solid #000000;overflow:hidden;padding:0px 3px 0px 3px;vertical-align:bottom;text-align:center;">22</td> </tr> <tr style="height:20px;"> <td style="border-left:1px solid #000000;overflow:hidden;padding:0px 3px 0px 3px;vertical-align:bottom;font-weight:bold;"></td> <td data-sheets-value='{"1":2,"2":"Four-walled"}' style="overflow:hidden;padding:0px 3px 0px 3px;vertical-align:bottom;font-weight:bold;">Four-walled</td> <td data-sheets-value='{"1":2,"2":"Clear (A/H/H/H)"}' style="border-right:1px solid #000000;overflow:hidden;padding:0px 3px 0px 3px;vertical-align:bottom;font-weight:bold;">Clear (A/H/H/H)</td> <td data-sheets-numberformat='{"1":2,"2":"0.00","3":1}' data-sheets-value='{"1":3,"3":1.28}' style="overflow:hidden;padding:0px 3px 0px 3px;vertical-align:bottom;text-align:center;">1.28</td> <td data-sheets-numberformat='{"1":2,"2":"0","3":1}' data-sheets-value='{"1":3,"3":64}' style="overflow:hidden;padding:0px 3px 0px 3px;vertical-align:bottom;text-align:center;">64</td> <td data-sheets-numberformat='{"1":2,"2":"0","3":1}' data-sheets-value='{"1":3,"3":52}' style="overflow:hidden;padding:0px 3px 0px 3px;vertical-align:bottom;text-align:center;">52</td> <td data-sheets-numberformat='{"1":2,"2":"0","3":1}' data-sheets-value='{"1":3,"3":23}' style="border-right:1px solid #000000;overflow:hidden;padding:0px 3px 0px 3px;vertical-align:bottom;text-align:center;">23</td> </tr> <tr style="height:20px;"> <td style="border-bottom:1px solid #000000;border-left:1px solid #000000;overflow:hidden;padding:0px 3px 0px 3px;vertical-align:bottom;"></td> <td data-sheets-value='{"1":2,"2":"Four-walled"}' style="border-bottom:1px solid #000000;overflow:hidden;padding:0px 3px 0px 3px;vertical-align:bottom;font-weight:bold;">Four-walled</td> <td data-sheets-value='{"1":2,"2":"Opal (A/H/O/H)"}' style="border-right:1px solid #000000;border-bottom:1px solid #000000;overflow:hidden;padding:0px 3px 0px 3px;vertical-align:bottom;font-weight:bold;">Opal (A/H/O/H)</td> <td data-sheets-numberformat='{"1":2,"2":"0.00","3":1}' data-sheets-value='{"1":3,"3":1.28}' style="border-bottom:1px solid #000000;overflow:hidden;padding:0px 3px 0px 3px;vertical-align:bottom;text-align:center;">1.28</td> <td data-sheets-numberformat='{"1":2,"2":"0","3":1}' data-sheets-value='{"1":3,"3":59}' style="border-bottom:1px solid #000000;overflow:hidden;padding:0px 3px 0px 3px;vertical-align:bottom;text-align:center;">59</td> <td data-sheets-numberformat='{"1":2,"2":"0","3":1}' data-sheets-value='{"1":3,"3":46}' style="border-bottom:1px solid #000000;overflow:hidden;padding:0px 3px 0px 3px;vertical-align:bottom;text-align:center;">46</td> <td data-sheets-numberformat='{"1":2,"2":"0","3":1}' data-sheets-value='{"1":3,"3":23}' style="border-right:1px solid #000000;border-bottom:1px solid #000000;overflow:hidden;padding:0px 3px 0px 3px;vertical-align:bottom;text-align:center;">23</td> </tr> <tr style="height:20px;"> <td data-sheets-value='{"1":2,"2":"Polycarbonate"}' style="border-left:1px solid #000000;overflow:hidden;padding:0px 3px 0px 3px;vertical-align:bottom;font-weight:bold;">Polycarbonate</td> <td data-sheets-value='{"1":2,"2":"Single-walled"}' style="overflow:hidden;padding:0px 3px 0px 3px;vertical-align:bottom;font-weight:bold;">Single-walled</td> <td data-sheets-value='{"1":2,"2":"Heatstop Opal (T)"}' style="border-right:1px solid #000000;overflow:hidden;padding:0px 3px 0px 3px;vertical-align:bottom;font-weight:bold;">Heatstop Opal (T)</td> <td data-sheets-numberformat='{"1":2,"2":"0.00","3":1}' data-sheets-value='{"1":3,"3":5.17}' style="overflow:hidden;padding:0px 3px 0px 3px;vertical-align:bottom;text-align:center;">5.17</td> <td data-sheets-numberformat='{"1":2,"2":"0","3":1}' data-sheets-value='{"1":3,"3":49}' style="overflow:hidden;padding:0px 3px 0px 3px;vertical-align:bottom;text-align:center;">49</td> <td data-sheets-numberformat='{"1":2,"2":"0","3":1}' data-sheets-value='{"1":3,"3":59}' style="overflow:hidden;padding:0px 3px 0px 3px;vertical-align:bottom;text-align:center;">59</td> <td data-sheets-numberformat='{"1":2,"2":"0","3":1}' data-sheets-value='{"1":2,"2":"-"}' style="border-right:1px solid #000000;overflow:hidden;padding:0px 3px 0px 3px;vertical-align:bottom;text-align:center;">-</td> </tr> <tr style="height:20px;"> <td data-sheets-value='{"1":2,"2":"Heatstop PC"}' style="border-left:1px solid #000000;overflow:hidden;padding:0px 3px 0px 3px;vertical-align:bottom;font-weight:bold;">Heatstop PC</td> <td data-sheets-value='{"1":2,"2":"Double-walled"}' style="overflow:hidden;padding:0px 3px 0px 3px;vertical-align:bottom;font-weight:bold;">Double-walled</td> <td data-sheets-value='{"1":2,"2":"Clear (T/H)"}' style="border-right:1px solid #000000;overflow:hidden;padding:0px 3px 0px 3px;vertical-align:bottom;font-weight:bold;">Clear (T/H)</td> <td data-sheets-numberformat='{"1":2,"2":"0.00","3":1}' data-sheets-value='{"1":3,"3":2.9}' style="overflow:hidden;padding:0px 3px 0px 3px;vertical-align:bottom;text-align:center;">2.90</td> <td data-sheets-numberformat='{"1":2,"2":"0","3":1}' data-sheets-value='{"1":3,"3":44}' style="overflow:hidden;padding:0px 3px 0px 3px;vertical-align:bottom;text-align:center;">44</td> <td data-sheets-numberformat='{"1":2,"2":"0","3":1}' data-sheets-value='{"1":3,"3":51}' style="overflow:hidden;padding:0px 3px 0px 3px;vertical-align:bottom;text-align:center;">51</td> <td data-sheets-numberformat='{"1":2,"2":"0","3":1}' data-sheets-value='{"1":3,"3":20}' style="border-right:1px solid #000000;overflow:hidden;padding:0px 3px 0px 3px;vertical-align:bottom;text-align:center;">20</td> </tr> <tr style="height:20px;"> <td style="border-left:1px solid #000000;overflow:hidden;padding:0px 3px 0px 3px;vertical-align:bottom;font-weight:bold;"></td> <td data-sheets-value='{"1":2,"2":"Double-walled"}' style="overflow:hidden;padding:0px 3px 0px 3px;vertical-align:bottom;font-weight:bold;">Double-walled</td> <td data-sheets-value='{"1":2,"2":"Opal (T/O)"}' style="border-right:1px solid #000000;overflow:hidden;padding:0px 3px 0px 3px;vertical-align:bottom;font-weight:bold;">Opal (T/O)</td> <td data-sheets-numberformat='{"1":2,"2":"0.00","3":1}' data-sheets-value='{"1":3,"3":2.9}' style="overflow:hidden;padding:0px 3px 0px 3px;vertical-align:bottom;text-align:center;">2.90</td> <td data-sheets-numberformat='{"1":2,"2":"0","3":1}' data-sheets-value='{"1":3,"3":41}' style="overflow:hidden;padding:0px 3px 0px 3px;vertical-align:bottom;text-align:center;">41</td> <td data-sheets-numberformat='{"1":2,"2":"0","3":1}' data-sheets-value='{"1":3,"3":45}' style="overflow:hidden;padding:0px 3px 0px 3px;vertical-align:bottom;text-align:center;">45</td> <td data-sheets-numberformat='{"1":2,"2":"0","3":1}' data-sheets-value='{"1":3,"3":20}' style="border-right:1px solid #000000;overflow:hidden;padding:0px 3px 0px 3px;vertical-align:bottom;text-align:center;">20</td> </tr> <tr style="height:20px;"> <td style="border-left:1px solid #000000;overflow:hidden;padding:0px 3px 0px 3px;vertical-align:bottom;font-weight:bold;"></td> <td data-sheets-value='{"1":2,"2":"Triple-walled"}' style="overflow:hidden; | skylux-160-ce-met-koepel-en-pvc-opstand-16-00-met-lm-motor-1300-x-2000-mm | 8586022846797 | 46872331518285
Smoke and heat exhaust (SHEV) | SHE system | Skylux | Skylux 160° CE with skylight and PVC curb 16/00 with LM-actuator 1300 x 2200 mm |  | 35697 | 5412970356974 | 5250.2 | Yes | 30-45 | 83.08 | 1300 x 2200 mm | 2200 | 1300 |  | PVC 16/00 (16 cm high & roof opening = daylight size) | Rectangular | 5.17 W/m²K - 1.28 W/m²K | 87% - 32% | 90% - 32% | 20dB - 23dB | 160° CE (for industry) | skylight | without spoiler | E | Single actuator | Maximum four-walled skylight possible for this product | Ut-value LT-value g-value Rw-value EN 1873 : 2014 EN ISO 13468 EN 16153 EN 410 EN 410 EN ISO 140-3 Material Walls Shells (W/m²K) (%) (%) (dB) Acrylic Single-walled Clear (H) 5.17 90 87 - PMMA Single-walled Opal (O) 5.17 83 76 - Double-walled Clear (H/H) 2.90 81 75 20 Double-walled Opal (O/O) 2.90 69 58 20 Triple-walled Clear (H/H/H) 1.70 73 65 22 Triple-walled Opal (O/H/O) 1.70 62 51 22 Four-walled Clear (H/H/H/H) 1.28 64 54 23 Four-walled Opal (H/H/O/H) 1.28 59 48 23 Polycarbonate Single-walled Clear (A) 5.17 88 83 - PC Single-walled Opal (D) 5.17 58 60 - Double-walled Clear (A/H) 2.90 79 72 20 Double-walled Clear (A/A) 2.90 77 69 20 Double-walled Opal (A/O) 2.90 73 63 20 Double-walled Opal (A/D) 2.90 51 50 20 Triple-walled Clear (A/H/H) 1.70 71 63 22 Triple-walled Opal (A/O/O) 1.70 61 48 22 Four-walled Clear (A/H/H/H) 1.28 64 52 23 Four-walled Opal (A/H/O/H) 1.28 59 46 23 Polycarbonate Single-walled Heatstop Opal (T) 5.17 49 59 - Heatstop PC Double-walled Clear (T/H) 2.90 44 51 20 Double-walled Opal (T/O) 2.90 41 45 20 Triple-walled Clear (T/H/H) 1.70 40 <td data-sheets-numberformat='{"1":2,"2":"0","3":1}' data-sheets-value='{"1":3,"3":44}' style="overflow:hidden;paddin | https://skylux.eu/en/products/skylux-160-ce-met-koepel-en-pvc-opstand-16-00-met-lm-motor-1300-x-2200-mm | https://skylux.eu/cdn/shop/files/Skylux-160deg-CE-met-koepel-en-pvc-opstand-1600-met-LM-motor-1300-x-2200-mm-RWA-systeem.jpg?v=1702979469&width=1600 | https://skylux.eu/cdn/shop/files/e5a82811-1bb0-48e4-a776-cacb59c7c092_1468ad38-0411-41c1-9e12-69c26f577c91.jpg?v=1688550903&width=1600 | //skylux.eu/cdn/shop/files/E_MH_Mounting_instructions_Skylux_160_CE_LM.pdf?v=12406716259046007223 | //skylux.eu/cdn/shop/files/E_TD_Technical_File_Skylux_Skylux_160_CE_Electric.pdf?v=3667116872303399239 | <style type="text/css" id="isPasted"> <!--td { border: 1px solid #cccccc; } br { mso-data-placement: same-cell; } --> </style> <table border="1" cellpadding="0" cellspacing="0" dir="ltr" style="table-layout:fixed;font-size:10pt;font-family:Arial;border-collapse:collapse;border:none;"><tbody> <tr style="height:20px;"> <td style="overflow:hidden;padding:0px 3px 0px 3px;vertical-align:bottom;"></td> <td style="overflow:hidden;padding:0px 3px 0px 3px;vertical-align:bottom;"></td> <td style="overflow:hidden;padding:0px 3px 0px 3px;vertical-align:bottom;"></td> <td data-sheets-value='{"1":2,"2":"Ut-value"}' style="overflow:hidden;padding:0px 3px 0px 3px;vertical-align:bottom;font-weight:bold;text-align:center;">Ut-value</td> <td data-sheets-value='{"1":2,"2":"LT-value"}' style="overflow:hidden;padding:0px 3px 0px 3px;vertical-align:bottom;font-weight:bold;text-align:center;">LT-value</td> <td data-sheets-value='{"1":2,"2":"g-value"}' style="overflow:hidden;padding:0px 3px 0px 3px;vertical-align:bottom;font-weight:bold;text-align:center;">g-value</td> <td data-sheets-value='{"1":2,"2":"Rw-value "}' style="overflow:hidden;padding:0px 3px 0px 3px;vertical-align:bottom;font-weight:bold;text-align:center;">Rw-value </td> </tr> <tr style="height:20px;"> <td style="overflow:hidden;padding:0px 3px 0px 3px;vertical-align:bottom;"></td> <td style="overflow:hidden;padding:0px 3px 0px 3px;vertical-align:bottom;"></td> <td style="overflow:hidden;padding:0px 3px 0px 3px;vertical-align:bottom;"></td> <td data-sheets-numberformat='{"1":2,"2":"0.00","3":1}' data-sheets-value='{"1":2,"2":"EN 1873 : 2014"}' style="overflow:hidden;padding:0px 3px 0px 3px;vertical-align:bottom;text-align:center;">EN 1873 : 2014</td> <td data-sheets-numberformat='{"1":2,"2":"0","3":1}' data-sheets-value='{"1":2,"2":"EN ISO 13468 EN 16153 EN 410"}' style="overflow:hidden;padding:0px 3px 0px 3px;vertical-align:bottom;text-align:center;">EN ISO 13468 EN 16153 EN 410</td> <td data-sheets-numberformat='{"1":2,"2":"0","3":1}' data-sheets-value='{"1":2,"2":"EN 410"}' style="overflow:hidden;padding:0px 3px 0px 3px;vertical-align:bottom;text-align:center;">EN 410</td> <td data-sheets-value='{"1":2,"2":"EN ISO 140-3\t\t"}' style="overflow:hidden;padding:0px 3px 0px 3px;vertical-align:bottom;text-align:center;">EN ISO 140-3 </td> </tr> <tr style="height:20px;"> <td data-sheets-value='{"1":2,"2":"Material"}' style="border-bottom:1px solid #000000;overflow:hidden;padding:0px 3px 0px 3px;vertical-align:bottom;background-color:#000000;font-weight:bold;color:#ffffff;">Material</td> <td data-sheets-value='{"1":2,"2":"Walls"}' style="border-bottom:1px solid #000000;overflow:hidden;padding:0px 3px 0px 3px;vertical-align:bottom;background-color:#000000;font-weight:bold;color:#ffffff;">Walls</td> <td data-sheets-value='{"1":2,"2":"Shells"}' style="border-bottom:1px solid #000000;overflow:hidden;padding:0px 3px 0px 3px;vertical-align:bottom;background-color:#000000;font-weight:bold;color:#ffffff;">Shells</td> <td data-sheets-numberformat='{"1":2,"2":"0.00","3":1}' data-sheets-value='{"1":2,"2":"(W/m²K)\t"}' style="border-bottom:1px solid #000000;overflow:hidden;padding:0px 3px 0px 3px;vertical-align:bottom;background-color:#000000;font-weight:bold;color:#ffffff;text-align:center;">(W/m²K) </td> <td data-sheets-numberformat='{"1":2,"2":"0","3":1}' data-sheets-value='{"1":2,"2":"(%)"}' style="border-bottom:1px solid #000000;overflow:hidden;padding:0px 3px 0px 3px;vertical-align:bottom;background-color:#000000;font-weight:bold;color:#ffffff;text-align:center;">(%)</td> <td data-sheets-numberformat='{"1":2,"2":"0","3":1}' data-sheets-value='{"1":2,"2":"(%)"}' style="border-bottom:1px solid #000000;overflow:hidden;padding:0px 3px 0px 3px;vertical-align:bottom;background-color:#000000;font-weight:bold;color:#ffffff;text-align:center;">(%)</td> <td data-sheets-value='{"1":2,"2":"(dB)"}' style="border-bottom:1px solid #000000;overflow:hidden;padding:0px 3px 0px 3px;vertical-align:bottom;background-color:#000000;font-weight:bold;color:#ffffff;text-align:center;">(dB)</td> </tr> <tr style="height:20px;"> <td data-sheets-value='{"1":2,"2":"Acrylic"}' style="border-left:1px solid #000000;overflow:hidden;padding:0px 3px 0px 3px;vertical-align:bottom;font-weight:bold;">Acrylic</td> <td data-sheets-value='{"1":2,"2":"Single-walled"}' style="overflow:hidden;padding:0px 3px 0px 3px;vertical-align:bottom;font-weight:bold;">Single-walled</td> <td data-sheets-value='{"1":2,"2":"Clear (H)"}' style="border-right:1px solid #000000;overflow:hidden;padding:0px 3px 0px 3px;vertical-align:bottom;font-weight:bold;">Clear (H)</td> <td data-sheets-numberformat='{"1":2,"2":"0.00","3":1}' data-sheets-value='{"1":3,"3":5.17}' style="overflow:hidden;padding:0px 3px 0px 3px;vertical-align:bottom;text-align:center;">5.17</td> <td data-sheets-numberformat='{"1":2,"2":"0","3":1}' data-sheets-value='{"1":3,"3":90}' style="overflow:hidden;padding:0px 3px 0px 3px;vertical-align:bottom;text-align:center;">90</td> <td data-sheets-numberformat='{"1":2,"2":"0","3":1}' data-sheets-value='{"1":3,"3":87}' style="overflow:hidden;padding:0px 3px 0px 3px;vertical-align:bottom;text-align:center;">87</td> <td data-sheets-numberformat='{"1":2,"2":"0","3":1}' data-sheets-value='{"1":2,"2":"-"}' style="border-right:1px solid #000000;overflow:hidden;padding:0px 3px 0px 3px;vertical-align:bottom;text-align:center;">-</td> </tr> <tr style="height:20px;"> <td data-sheets-value='{"1":2,"2":"PMMA"}' style="border-left:1px solid #000000;overflow:hidden;padding:0px 3px 0px 3px;vertical-align:bottom;font-weight:bold;">PMMA</td> <td data-sheets-value='{"1":2,"2":"Single-walled"}' style="overflow:hidden;padding:0px 3px 0px 3px;vertical-align:bottom;font-weight:bold;">Single-walled</td> <td data-sheets-value='{"1":2,"2":"Opal (O)"}' style="border-right:1px solid #000000;overflow:hidden;padding:0px 3px 0px 3px;vertical-align:bottom;font-weight:bold;">Opal (O)</td> <td data-sheets-numberformat='{"1":2,"2":"0.00","3":1}' data-sheets-value='{"1":3,"3":5.17}' style="overflow:hidden;padding:0px 3px 0px 3px;vertical-align:bottom;text-align:center;">5.17</td> <td data-sheets-numberformat='{"1":2,"2":"0","3":1}' data-sheets-value='{"1":3,"3":83}' style="overflow:hidden;padding:0px 3px 0px 3px;vertical-align:bottom;text-align:center;">83</td> <td data-sheets-numberformat='{"1":2,"2":"0","3":1}' data-sheets-value='{"1":3,"3":76}' style="overflow:hidden;padding:0px 3px 0px 3px;vertical-align:bottom;text-align:center;">76</td> <td data-sheets-numberformat='{"1":2,"2":"0","3":1}' data-sheets-value='{"1":2,"2":"-"}' style="border-right:1px solid #000000;overflow:hidden;padding:0px 3px 0px 3px;vertical-align:bottom;text-align:center;">-</td> </tr> <tr style="height:20px;"> <td style="border-left:1px solid #000000;overflow:hidden;padding:0px 3px 0px 3px;vertical-align:bottom;font-weight:bold;"></td> <td data-sheets-value='{"1":2,"2":"Double-walled"}' style="overflow:hidden;padding:0px 3px 0px 3px;vertical-align:bottom;font-weight:bold;">Double-walled</td> <td data-sheets-value='{"1":2,"2":"Clear (H/H)"}' style="border-right:1px solid #000000;overflow:hidden;padding:0px 3px 0px 3px;vertical-align:bottom;font-weight:bold;">Clear (H/H)</td> <td data-sheets-numberformat='{"1":2,"2":"0.00","3":1}' data-sheets-value='{"1":3,"3":2.9}' style="overflow:hidden;padding:0px 3px 0px 3px;vertical-align:bottom;text-align:center;">2.90</td> <td data-sheets-numberformat='{"1":2,"2":"0","3":1}' data-sheets-value='{"1":3,"3":81}' style="overflow:hidden;padding:0px 3px 0px 3px;vertical-align:bottom;text-align:center;">81</td> <td data-sheets-numberformat='{"1":2,"2":"0","3":1}' data-sheets-value='{"1":3,"3":75}' style="overflow:hidden;padding:0px 3px 0px 3px;vertical-align:bottom;text-align:center;">75</td> <td data-sheets-numberformat='{"1":2,"2":"0","3":1}' data-sheets-value='{"1":3,"3":20}' style="border-right:1px solid #000000;overflow:hidden;padding:0px 3px 0px 3px;vertical-align:bottom;text-align:center;">20</td> </tr> <tr style="height:20px;"> <td style="border-left:1px solid #000000;overflow:hidden;padding:0px 3px 0px 3px;vertical-align:bottom;font-weight:bold;"></td> <td data-sheets-value='{"1":2,"2":"Double-walled"}' style="overflow:hidden;padding:0px 3px 0px 3px;vertical-align:bottom;font-weight:bold;">Double-walled</td> <td data-sheets-value='{"1":2,"2":"Opal (O/O)"}' style="border-right:1px solid #000000;overflow:hidden;padding:0px 3px 0px 3px;vertical-align:bottom;font-weight:bold;">Opal (O/O)</td> <td data-sheets-numberformat='{"1":2,"2":"0.00","3":1}' data-sheets-value='{"1":3,"3":2.9}' style="overflow:hidden;padding:0px 3px 0px 3px;vertical-align:bottom;text-align:center;">2.90</td> <td data-sheets-numberformat='{"1":2,"2":"0","3":1}' data-sheets-value='{"1":3,"3":69}' style="overflow:hidden;padding:0px 3px 0px 3px;vertical-align:bottom;text-align:center;">69</td> <td data-sheets-numberformat='{"1":2,"2":"0","3":1}' data-sheets-value='{"1":3,"3":58}' style="overflow:hidden;padding:0px 3px 0px 3px;vertical-align:bottom;text-align:center;">58</td> <td data-sheets-numberformat='{"1":2,"2":"0","3":1}' data-sheets-value='{"1":3,"3":20}' style="border-right:1px solid #000000;overflow:hidden;padding:0px 3px 0px 3px;vertical-align:bottom;text-align:center;">20</td> </tr> <tr style="height:20px;"> <td style="border-left:1px solid #000000;overflow:hidden;padding:0px 3px 0px 3px;vertical-align:bottom;font-weight:bold;"></td> <td data-sheets-value='{"1":2,"2":"Triple-walled"}' style="overflow:hidden;padding:0px 3px 0px 3px;vertical-align:bottom;font-weight:bold;">Triple-walled</td> <td data-sheets-value='{"1":2,"2":"Clear (H/H/H)"}' style="border-right:1px solid #000000;overflow:hidden;padding:0px 3px 0px 3px;vertical-align:bottom;font-weight:bold;">Clear (H/H/H)</td> <td data-sheets-numberformat='{"1":2,"2":"0.00","3":1}' data-sheets-value='{"1":3,"3":1.7}' style="overflow:hidden;padding:0px 3px 0px 3px;vertical-align:bottom;text-align:center;">1.70</td> <td data-sheets-numberformat='{"1":2,"2":"0","3":1}' data-sheets-value='{"1":3,"3":73}' style="overflow:hidden;padding:0px 3px 0px 3px;vertical-align:bottom;text-align:center;">73</td> <td data-sheets-numberformat='{"1":2,"2":"0","3":1}' data-sheets-value='{"1":3,"3":65}' style="overflow:hidden;padding:0px 3px 0px 3px;vertical-align:bottom;text-align:center;">65</td> <td data-sheets-numberformat='{"1":2,"2":"0","3":1}' data-sheets-value='{"1":3,"3":22}' style="border-right:1px solid #000000;overflow:hidden;padding:0px 3px 0px 3px;vertical-align:bottom;text-align:center;">22</td> </tr> <tr style="height:20px;"> <td style="border-left:1px solid #000000;overflow:hidden;padding:0px 3px 0px 3px;vertical-align:bottom;font-weight:bold;"></td> <td data-sheets-value='{"1":2,"2":"Triple-walled"}' style="overflow:hidden;padding:0px 3px 0px 3px;vertical-align:bottom;font-weight:bold;">Triple-walled</td> <td data-sheets-value='{"1":2,"2":"Opal (O/H/O)"}' style="border-right:1px solid #000000;overflow:hidden;padding:0px 3px 0px 3px;vertical-align:bottom;font-weight:bold;">Opal (O/H/O)</td> <td data-sheets-numberformat='{"1":2,"2":"0.00","3":1}' data-sheets-value='{"1":3,"3":1.7}' style="overflow:hidden;padding:0px 3px 0px 3px;vertical-align:bottom;text-align:center;">1.70</td> <td data-sheets-numberformat='{"1":2,"2":"0","3":1}' data-sheets-value='{"1":3,"3":62}' style="overflow:hidden;padding:0px 3px 0px 3px;vertical-align:bottom;text-align:center;">62</td> <td data-sheets-numberformat='{"1":2,"2":"0","3":1}' data-sheets-value='{"1":3,"3":51}' style="overflow:hidden;padding:0px 3px 0px 3px;vertical-align:bottom;text-align:center;">51</td> <td data-sheets-numberformat='{"1":2,"2":"0","3":1}' data-sheets-value='{"1":3,"3":22}' style="border-right:1px solid #000000;overflow:hidden;padding:0px 3px 0px 3px;vertical-align:bottom;text-align:center;">22</td> </tr> <tr style="height:20px;"> <td style="border-left:1px solid #000000;overflow:hidden;padding:0px 3px 0px 3px;vertical-align:bottom;font-weight:bold;"></td> <td data-sheets-value='{"1":2,"2":"Four-walled"}' style="overflow:hidden;padding:0px 3px 0px 3px;vertical-align:bottom;font-weight:bold;">Four-walled</td> <td data-sheets-value='{"1":2,"2":"Clear (H/H/H/H)"}' style="border-right:1px solid #000000;overflow:hidden;padding:0px 3px 0px 3px;vertical-align:bottom;font-weight:bold;">Clear (H/H/H/H)</td> <td data-sheets-numberformat='{"1":2,"2":"0.00","3":1}' data-sheets-value='{"1":3,"3":1.28}' style="overflow:hidden;padding:0px 3px 0px 3px;vertical-align:bottom;text-align:center;">1.28</td> <td data-sheets-numberformat='{"1":2,"2":"0","3":1}' data-sheets-value='{"1":3,"3":64}' style="overflow:hidden;padding:0px 3px 0px 3px;vertical-align:bottom;text-align:center;">64</td> <td data-sheets-numberformat='{"1":2,"2":"0","3":1}' data-sheets-value='{"1":3,"3":54}' style="overflow:hidden;padding:0px 3px 0px 3px;vertical-align:bottom;text-align:center;">54</td> <td data-sheets-numberformat='{"1":2,"2":"0","3":1}' data-sheets-value='{"1":3,"3":23}' style="border-right:1px solid #000000;overflow:hidden;padding:0px 3px 0px 3px;vertical-align:bottom;text-align:center;">23</td> </tr> <tr style="height:20px;"> <td style="border-bottom:1px solid #000000;border-left:1px solid #000000;overflow:hidden;padding:0px 3px 0px 3px;vertical-align:bottom;"></td> <td data-sheets-value='{"1":2,"2":"Four-walled"}' style="border-bottom:1px solid #000000;overflow:hidden;padding:0px 3px 0px 3px;vertical-align:bottom;font-weight:bold;">Four-walled</td> <td data-sheets-value='{"1":2,"2":"Opal (H/H/O/H)"}' style="border-right:1px solid #000000;border-bottom:1px solid #000000;overflow:hidden;padding:0px 3px 0px 3px;vertical-align:bottom;font-weight:bold;">Opal (H/H/O/H)</td> <td data-sheets-numberformat='{"1":2,"2":"0.00","3":1}' data-sheets-value='{"1":3,"3":1.28}' style="border-bottom:1px solid #000000;overflow:hidden;padding:0px 3px 0px 3px;vertical-align:bottom;text-align:center;">1.28</td> <td data-sheets-numberformat='{"1":2,"2":"0","3":1}' data-sheets-value='{"1":3,"3":59}' style="border-bottom:1px solid #000000;overflow:hidden;padding:0px 3px 0px 3px;vertical-align:bottom;text-align:center;">59</td> <td data-sheets-numberformat='{"1":2,"2":"0","3":1}' data-sheets-value='{"1":3,"3":48}' style="border-bottom:1px solid #000000;overflow:hidden;padding:0px 3px 0px 3px;vertical-align:bottom;text-align:center;">48</td> <td data-sheets-numberformat='{"1":2,"2":"0","3":1}' data-sheets-value='{"1":3,"3":23}' style="border-right:1px solid #000000;border-bottom:1px solid #000000;overflow:hidden;padding:0px 3px 0px 3px;vertical-align:bottom;text-align:center;">23</td> </tr> <tr style="height:20px;"> <td data-sheets-value='{"1":2,"2":"Polycarbonate "}' style="border-left:1px solid #000000;overflow:hidden;padding:0px 3px 0px 3px;vertical-align:bottom;font-weight:bold;">Polycarbonate </td> <td data-sheets-value='{"1":2,"2":"Single-walled"}' style="overflow:hidden;padding:0px 3px 0px 3px;vertical-align:bottom;font-weight:bold;">Single-walled</td> <td data-sheets-value='{"1":2,"2":"Clear (A)"}' style="border-right:1px solid #000000;overflow:hidden;padding:0px 3px 0px 3px;vertical-align:bottom;font-weight:bold;">Clear (A)</td> <td data-sheets-numberformat='{"1":2,"2":"0.00","3":1}' data-sheets-value='{"1":3,"3":5.17}' style="overflow:hidden;padding:0px 3px 0px 3px;vertical-align:bottom;text-align:center;">5.17</td> <td data-sheets-numberformat='{"1":2,"2":"0","3":1}' data-sheets-value='{"1":3,"3":88}' style="overflow:hidden;padding:0px 3px 0px 3px;vertical-align:bottom;text-align:center;">88</td> <td data-sheets-numberformat='{"1":2,"2":"0","3":1}' data-sheets-value='{"1":3,"3":83}' style="overflow:hidden;padding:0px 3px 0px 3px;vertical-align:bottom;text-align:center;">83</td> <td data-sheets-numberformat='{"1":2,"2":"0","3":1}' data-sheets-value='{"1":2,"2":"-"}' style="border-right:1px solid #000000;overflow:hidden;padding:0px 3px 0px 3px;vertical-align:bottom;text-align:center;">-</td> </tr> <tr style="height:20px;"> <td data-sheets-value='{"1":2,"2":"PC"}' style="border-left:1px solid #000000;overflow:hidden;padding:0px 3px 0px 3px;vertical-align:bottom;font-weight:bold;">PC</td> <td data-sheets-value='{"1":2,"2":"Single-walled"}' style="overflow:hidden;padding:0px 3px 0px 3px;vertical-align:bottom;font-weight:bold;">Single-walled</td> <td data-sheets-value='{"1":2,"2":"Opal (D)"}' style="border-right:1px solid #000000;overflow:hidden;padding:0px 3px 0px 3px;vertical-align:bottom;font-weight:bold;">Opal (D)</td> <td data-sheets-numberformat='{"1":2,"2":"0.00","3":1}' data-sheets-value='{"1":3,"3":5.17}' style="overflow:hidden;padding:0px 3px 0px 3px;vertical-align:bottom;text-align:center;">5.17</td> <td data-sheets-numberformat='{"1":2,"2":"0","3":1}' data-sheets-value='{"1":3,"3":58}' style="overflow:hidden;padding:0px 3px 0px 3px;vertical-align:bottom;text-align:center;">58</td> <td data-sheets-numberformat='{"1":2,"2":"0","3":1}' data-sheets-value='{"1":3,"3":60}' style="overflow:hidden;padding:0px 3px 0px 3px;vertical-align:bottom;text-align:center;">60</td> <td data-sheets-numberformat='{"1":2,"2":"0","3":1}' data-sheets-value='{"1":2,"2":"-"}' style="border-right:1px solid #000000;overflow:hidden;padding:0px 3px 0px 3px;vertical-align:bottom;text-align:center;">-</td> </tr> <tr style="height:20px;"> <td style="border-left:1px solid #000000;overflow:hidden;padding:0px 3px 0px 3px;vertical-align:bottom;font-weight:bold;"></td> <td data-sheets-value='{"1":2,"2":"Double-walled"}' style="overflow:hidden;padding:0px 3px 0px 3px;vertical-align:bottom;font-weight:bold;">Double-walled</td> <td data-sheets-value='{"1":2,"2":"Clear (A/H)"}' style="border-right:1px solid #000000;overflow:hidden;padding:0px 3px 0px 3px;vertical-align:bottom;font-weight:bold;">Clear (A/H)</td> <td data-sheets-numberformat='{"1":2,"2":"0.00","3":1}' data-sheets-value='{"1":3,"3":2.9}' style="overflow:hidden;padding:0px 3px 0px 3px;vertical-align:bottom;text-align:center;">2.90</td> <td data-sheets-numberformat='{"1":2,"2":"0","3":1}' data-sheets-value='{"1":3,"3":79}' style="overflow:hidden;padding:0px 3px 0px 3px;vertical-align:bottom;text-align:center;">79</td> <td data-sheets-numberformat='{"1":2,"2":"0","3":1}' data-sheets-value='{"1":3,"3":72}' style="overflow:hidden;padding:0px 3px 0px 3px;vertical-align:bottom;text-align:center;">72</td> <td data-sheets-numberformat='{"1":2,"2":"0","3":1}' data-sheets-value='{"1":3,"3":20}' style="border-right:1px solid #000000;overflow:hidden;padding:0px 3px 0px 3px;vertical-align:bottom;text-align:center;">20</td> </tr> <tr style="height:20px;"> <td style="border-left:1px solid #000000;overflow:hidden;padding:0px 3px 0px 3px;vertical-align:bottom;font-weight:bold;"></td> <td data-sheets-value='{"1":2,"2":"Double-walled"}' style="overflow:hidden;padding:0px 3px 0px 3px;vertical-align:bottom;font-weight:bold;">Double-walled</td> <td data-sheets-value='{"1":2,"2":"Clear (A/A)"}' style="border-right:1px solid #000000;overflow:hidden;padding:0px 3px 0px 3px;vertical-align:bottom;font-weight:bold;">Clear (A/A)</td> <td data-sheets-numberformat='{"1":2,"2":"0.00","3":1}' data-sheets-value='{"1":3,"3":2.9}' style="overflow:hidden;padding:0px 3px 0px 3px;vertical-align:bottom;text-align:center;">2.90</td> <td data-sheets-numberformat='{"1":2,"2":"0","3":1}' data-sheets-value='{"1":3,"3":77}' style="overflow:hidden;padding:0px 3px 0px 3px;vertical-align:bottom;text-align:center;">77</td> <td data-sheets-numberformat='{"1":2,"2":"0","3":1}' data-sheets-value='{"1":3,"3":69}' style="overflow:hidden;padding:0px 3px 0px 3px;vertical-align:bottom;text-align:center;">69</td> <td data-sheets-numberformat='{"1":2,"2":"0","3":1}' data-sheets-value='{"1":3,"3":20}' style="border-right:1px solid #000000;overflow:hidden;padding:0px 3px 0px 3px;vertical-align:bottom;text-align:center;">20</td> </tr> <tr style="height:20px;"> <td style="border-left:1px solid #000000;overflow:hidden;padding:0px 3px 0px 3px;vertical-align:bottom;font-weight:bold;"></td> <td data-sheets-value='{"1":2,"2":"Double-walled"}' style="overflow:hidden;padding:0px 3px 0px 3px;vertical-align:bottom;font-weight:bold;">Double-walled</td> <td data-sheets-value='{"1":2,"2":"Opal (A/O)"}' style="border-right:1px solid #000000;overflow:hidden;padding:0px 3px 0px 3px;vertical-align:bottom;font-weight:bold;">Opal (A/O)</td> <td data-sheets-numberformat='{"1":2,"2":"0.00","3":1}' data-sheets-value='{"1":3,"3":2.9}' style="overflow:hidden;padding:0px 3px 0px 3px;vertical-align:bottom;text-align:center;">2.90</td> <td data-sheets-numberformat='{"1":2,"2":"0","3":1}' data-sheets-value='{"1":3,"3":73}' style="overflow:hidden;padding:0px 3px 0px 3px;vertical-align:bottom;text-align:center;">73</td> <td data-sheets-numberformat='{"1":2,"2":"0","3":1}' data-sheets-value='{"1":3,"3":63}' style="overflow:hidden;padding:0px 3px 0px 3px;vertical-align:bottom;text-align:center;">63</td> <td data-sheets-numberformat='{"1":2,"2":"0","3":1}' data-sheets-value='{"1":3,"3":20}' style="border-right:1px solid #000000;overflow:hidden;padding:0px 3px 0px 3px;vertical-align:bottom;text-align:center;">20</td> </tr> <tr style="height:20px;"> <td style="border-left:1px solid #000000;overflow:hidden;padding:0px 3px 0px 3px;vertical-align:bottom;font-weight:bold;"></td> <td data-sheets-value='{"1":2,"2":"Double-walled"}' style="overflow:hidden;padding:0px 3px 0px 3px;vertical-align:bottom;font-weight:bold;">Double-walled</td> <td data-sheets-value='{"1":2,"2":"Opal (A/D)"}' style="border-right:1px solid #000000;overflow:hidden;padding:0px 3px 0px 3px;vertical-align:bottom;font-weight:bold;">Opal (A/D)</td> <td data-sheets-numberformat='{"1":2,"2":"0.00","3":1}' data-sheets-value='{"1":3,"3":2.9}' style="overflow:hidden;padding:0px 3px 0px 3px;vertical-align:bottom;text-align:center;">2.90</td> <td data-sheets-numberformat='{"1":2,"2":"0","3":1}' data-sheets-value='{"1":3,"3":51}' style="overflow:hidden;padding:0px 3px 0px 3px;vertical-align:bottom;text-align:center;">51</td> <td data-sheets-numberformat='{"1":2,"2":"0","3":1}' data-sheets-value='{"1":3,"3":50}' style="overflow:hidden;padding:0px 3px 0px 3px;vertical-align:bottom;text-align:center;">50</td> <td data-sheets-numberformat='{"1":2,"2":"0","3":1}' data-sheets-value='{"1":3,"3":20}' style="border-right:1px solid #000000;overflow:hidden;padding:0px 3px 0px 3px;vertical-align:bottom;text-align:center;">20</td> </tr> <tr style="height:20px;"> <td style="border-left:1px solid #000000;overflow:hidden;padding:0px 3px 0px 3px;vertical-align:bottom;font-weight:bold;"></td> <td data-sheets-value='{"1":2,"2":"Triple-walled"}' style="overflow:hidden;padding:0px 3px 0px 3px;vertical-align:bottom;font-weight:bold;">Triple-walled</td> <td data-sheets-value='{"1":2,"2":"Clear (A/H/H)"}' style="border-right:1px solid #000000;overflow:hidden;padding:0px 3px 0px 3px;vertical-align:bottom;font-weight:bold;">Clear (A/H/H)</td> <td data-sheets-numberformat='{"1":2,"2":"0.00","3":1}' data-sheets-value='{"1":3,"3":1.7}' style="overflow:hidden;padding:0px 3px 0px 3px;vertical-align:bottom;text-align:center;">1.70</td> <td data-sheets-numberformat='{"1":2,"2":"0","3":1}' data-sheets-value='{"1":3,"3":71}' style="overflow:hidden;padding:0px 3px 0px 3px;vertical-align:bottom;text-align:center;">71</td> <td data-sheets-numberformat='{"1":2,"2":"0","3":1}' data-sheets-value='{"1":3,"3":63}' style="overflow:hidden;padding:0px 3px 0px 3px;vertical-align:bottom;text-align:center;">63</td> <td data-sheets-numberformat='{"1":2,"2":"0","3":1}' data-sheets-value='{"1":3,"3":22}' style="border-right:1px solid #000000;overflow:hidden;padding:0px 3px 0px 3px;vertical-align:bottom;text-align:center;">22</td> </tr> <tr style="height:20px;"> <td style="border-left:1px solid #000000;overflow:hidden;padding:0px 3px 0px 3px;vertical-align:bottom;font-weight:bold;"></td> <td data-sheets-value='{"1":2,"2":"Triple-walled"}' style="overflow:hidden;padding:0px 3px 0px 3px;vertical-align:bottom;font-weight:bold;">Triple-walled</td> <td data-sheets-value='{"1":2,"2":"Opal (A/O/O)"}' style="border-right:1px solid #000000;overflow:hidden;padding:0px 3px 0px 3px;vertical-align:bottom;font-weight:bold;">Opal (A/O/O)</td> <td data-sheets-numberformat='{"1":2,"2":"0.00","3":1}' data-sheets-value='{"1":3,"3":1.7}' style="overflow:hidden;padding:0px 3px 0px 3px;vertical-align:bottom;text-align:center;">1.70</td> <td data-sheets-numberformat='{"1":2,"2":"0","3":1}' data-sheets-value='{"1":3,"3":61}' style="overflow:hidden;padding:0px 3px 0px 3px;vertical-align:bottom;text-align:center;">61</td> <td data-sheets-numberformat='{"1":2,"2":"0","3":1}' data-sheets-value='{"1":3,"3":48}' style="overflow:hidden;padding:0px 3px 0px 3px;vertical-align:bottom;text-align:center;">48</td> <td data-sheets-numberformat='{"1":2,"2":"0","3":1}' data-sheets-value='{"1":3,"3":22}' style="border-right:1px solid #000000;overflow:hidden;padding:0px 3px 0px 3px;vertical-align:bottom;text-align:center;">22</td> </tr> <tr style="height:20px;"> <td style="border-left:1px solid #000000;overflow:hidden;padding:0px 3px 0px 3px;vertical-align:bottom;font-weight:bold;"></td> <td data-sheets-value='{"1":2,"2":"Four-walled"}' style="overflow:hidden;padding:0px 3px 0px 3px;vertical-align:bottom;font-weight:bold;">Four-walled</td> <td data-sheets-value='{"1":2,"2":"Clear (A/H/H/H)"}' style="border-right:1px solid #000000;overflow:hidden;padding:0px 3px 0px 3px;vertical-align:bottom;font-weight:bold;">Clear (A/H/H/H)</td> <td data-sheets-numberformat='{"1":2,"2":"0.00","3":1}' data-sheets-value='{"1":3,"3":1.28}' style="overflow:hidden;padding:0px 3px 0px 3px;vertical-align:bottom;text-align:center;">1.28</td> <td data-sheets-numberformat='{"1":2,"2":"0","3":1}' data-sheets-value='{"1":3,"3":64}' style="overflow:hidden;padding:0px 3px 0px 3px;vertical-align:bottom;text-align:center;">64</td> <td data-sheets-numberformat='{"1":2,"2":"0","3":1}' data-sheets-value='{"1":3,"3":52}' style="overflow:hidden;padding:0px 3px 0px 3px;vertical-align:bottom;text-align:center;">52</td> <td data-sheets-numberformat='{"1":2,"2":"0","3":1}' data-sheets-value='{"1":3,"3":23}' style="border-right:1px solid #000000;overflow:hidden;padding:0px 3px 0px 3px;vertical-align:bottom;text-align:center;">23</td> </tr> <tr style="height:20px;"> <td style="border-bottom:1px solid #000000;border-left:1px solid #000000;overflow:hidden;padding:0px 3px 0px 3px;vertical-align:bottom;"></td> <td data-sheets-value='{"1":2,"2":"Four-walled"}' style="border-bottom:1px solid #000000;overflow:hidden;padding:0px 3px 0px 3px;vertical-align:bottom;font-weight:bold;">Four-walled</td> <td data-sheets-value='{"1":2,"2":"Opal (A/H/O/H)"}' style="border-right:1px solid #000000;border-bottom:1px solid #000000;overflow:hidden;padding:0px 3px 0px 3px;vertical-align:bottom;font-weight:bold;">Opal (A/H/O/H)</td> <td data-sheets-numberformat='{"1":2,"2":"0.00","3":1}' data-sheets-value='{"1":3,"3":1.28}' style="border-bottom:1px solid #000000;overflow:hidden;padding:0px 3px 0px 3px;vertical-align:bottom;text-align:center;">1.28</td> <td data-sheets-numberformat='{"1":2,"2":"0","3":1}' data-sheets-value='{"1":3,"3":59}' style="border-bottom:1px solid #000000;overflow:hidden;padding:0px 3px 0px 3px;vertical-align:bottom;text-align:center;">59</td> <td data-sheets-numberformat='{"1":2,"2":"0","3":1}' data-sheets-value='{"1":3,"3":46}' style="border-bottom:1px solid #000000;overflow:hidden;padding:0px 3px 0px 3px;vertical-align:bottom;text-align:center;">46</td> <td data-sheets-numberformat='{"1":2,"2":"0","3":1}' data-sheets-value='{"1":3,"3":23}' style="border-right:1px solid #000000;border-bottom:1px solid #000000;overflow:hidden;padding:0px 3px 0px 3px;vertical-align:bottom;text-align:center;">23</td> </tr> <tr style="height:20px;"> <td data-sheets-value='{"1":2,"2":"Polycarbonate"}' style="border-left:1px solid #000000;overflow:hidden;padding:0px 3px 0px 3px;vertical-align:bottom;font-weight:bold;">Polycarbonate</td> <td data-sheets-value='{"1":2,"2":"Single-walled"}' style="overflow:hidden;padding:0px 3px 0px 3px;vertical-align:bottom;font-weight:bold;">Single-walled</td> <td data-sheets-value='{"1":2,"2":"Heatstop Opal (T)"}' style="border-right:1px solid #000000;overflow:hidden;padding:0px 3px 0px 3px;vertical-align:bottom;font-weight:bold;">Heatstop Opal (T)</td> <td data-sheets-numberformat='{"1":2,"2":"0.00","3":1}' data-sheets-value='{"1":3,"3":5.17}' style="overflow:hidden;padding:0px 3px 0px 3px;vertical-align:bottom;text-align:center;">5.17</td> <td data-sheets-numberformat='{"1":2,"2":"0","3":1}' data-sheets-value='{"1":3,"3":49}' style="overflow:hidden;padding:0px 3px 0px 3px;vertical-align:bottom;text-align:center;">49</td> <td data-sheets-numberformat='{"1":2,"2":"0","3":1}' data-sheets-value='{"1":3,"3":59}' style="overflow:hidden;padding:0px 3px 0px 3px;vertical-align:bottom;text-align:center;">59</td> <td data-sheets-numberformat='{"1":2,"2":"0","3":1}' data-sheets-value='{"1":2,"2":"-"}' style="border-right:1px solid #000000;overflow:hidden;padding:0px 3px 0px 3px;vertical-align:bottom;text-align:center;">-</td> </tr> <tr style="height:20px;"> <td data-sheets-value='{"1":2,"2":"Heatstop PC"}' style="border-left:1px solid #000000;overflow:hidden;padding:0px 3px 0px 3px;vertical-align:bottom;font-weight:bold;">Heatstop PC</td> <td data-sheets-value='{"1":2,"2":"Double-walled"}' style="overflow:hidden;padding:0px 3px 0px 3px;vertical-align:bottom;font-weight:bold;">Double-walled</td> <td data-sheets-value='{"1":2,"2":"Clear (T/H)"}' style="border-right:1px solid #000000;overflow:hidden;padding:0px 3px 0px 3px;vertical-align:bottom;font-weight:bold;">Clear (T/H)</td> <td data-sheets-numberformat='{"1":2,"2":"0.00","3":1}' data-sheets-value='{"1":3,"3":2.9}' style="overflow:hidden;padding:0px 3px 0px 3px;vertical-align:bottom;text-align:center;">2.90</td> <td data-sheets-numberformat='{"1":2,"2":"0","3":1}' data-sheets-value='{"1":3,"3":44}' style="overflow:hidden;padding:0px 3px 0px 3px;vertical-align:bottom;text-align:center;">44</td> <td data-sheets-numberformat='{"1":2,"2":"0","3":1}' data-sheets-value='{"1":3,"3":51}' style="overflow:hidden;padding:0px 3px 0px 3px;vertical-align:bottom;text-align:center;">51</td> <td data-sheets-numberformat='{"1":2,"2":"0","3":1}' data-sheets-value='{"1":3,"3":20}' style="border-right:1px solid #000000;overflow:hidden;padding:0px 3px 0px 3px;vertical-align:bottom;text-align:center;">20</td> </tr> <tr style="height:20px;"> <td style="border-left:1px solid #000000;overflow:hidden;padding:0px 3px 0px 3px;vertical-align:bottom;font-weight:bold;"></td> <td data-sheets-value='{"1":2,"2":"Double-walled"}' style="overflow:hidden;padding:0px 3px 0px 3px;vertical-align:bottom;font-weight:bold;">Double-walled</td> <td data-sheets-value='{"1":2,"2":"Opal (T/O)"}' style="border-right:1px solid #000000;overflow:hidden;padding:0px 3px 0px 3px;vertical-align:bottom;font-weight:bold;">Opal (T/O)</td> <td data-sheets-numberformat='{"1":2,"2":"0.00","3":1}' data-sheets-value='{"1":3,"3":2.9}' style="overflow:hidden;padding:0px 3px 0px 3px;vertical-align:bottom;text-align:center;">2.90</td> <td data-sheets-numberformat='{"1":2,"2":"0","3":1}' data-sheets-value='{"1":3,"3":41}' style="overflow:hidden;padding:0px 3px 0px 3px;vertical-align:bottom;text-align:center;">41</td> <td data-sheets-numberformat='{"1":2,"2":"0","3":1}' data-sheets-value='{"1":3,"3":45}' style="overflow:hidden;padding:0px 3px 0px 3px;vertical-align:bottom;text-align:center;">45</td> <td data-sheets-numberformat='{"1":2,"2":"0","3":1}' data-sheets-value='{"1":3,"3":20}' style="border-right:1px solid #000000;overflow:hidden;padding:0px 3px 0px 3px;vertical-align:bottom;text-align:center;">20</td> </tr> <tr style="height:20px;"> <td style="border-left:1px solid #000000;overflow:hidden;padding:0px 3px 0px 3px;vertical-align:bottom;font-weight:bold;"></td> <td data-sheets-value='{"1":2,"2":"Triple-walled"}' style="overflow:hidden; | skylux-160-ce-met-koepel-en-pvc-opstand-16-00-met-lm-motor-1300-x-2200-mm | 8586022879565 | 46872331583821
Smoke and heat exhaust (SHEV) | SHE system | Skylux | Skylux 160° CE with skylight and PVC curb 16/00 with LM-actuator 1300 x 2300 mm |  | 29794 | 5412970297949 | 5436.55 | Yes | 30-45 | 87.84 | 1300 x 2300 mm | 2300 | 1300 |  | PVC 16/00 (16 cm high & roof opening = daylight size) | Rectangular | 5.17 W/m²K - 1.28 W/m²K | 87% - 32% | 90% - 32% | 20dB - 23dB | 160° CE (for industry) | skylight | without spoiler | E | Single actuator | Maximum four-walled skylight possible for this product | Ut-value LT-value g-value Rw-value EN 1873 : 2014 EN ISO 13468 EN 16153 EN 410 EN 410 EN ISO 140-3 Material Walls Shells (W/m²K) (%) (%) (dB) Acrylic Single-walled Clear (H) 5.17 90 87 - PMMA Single-walled Opal (O) 5.17 83 76 - Double-walled Clear (H/H) 2.90 81 75 20 Double-walled Opal (O/O) 2.90 69 58 20 Triple-walled Clear (H/H/H) 1.70 73 65 22 Triple-walled Opal (O/H/O) 1.70 62 51 22 Four-walled Clear (H/H/H/H) 1.28 64 54 23 Four-walled Opal (H/H/O/H) 1.28 59 48 23 Polycarbonate Single-walled Clear (A) 5.17 88 83 - PC Single-walled Opal (D) 5.17 58 60 - Double-walled Clear (A/H) 2.90 79 72 20 Double-walled Clear (A/A) 2.90 77 69 20 Double-walled Opal (A/O) 2.90 73 63 20 Double-walled Opal (A/D) 2.90 51 50 20 Triple-walled Clear (A/H/H) 1.70 71 63 22 Triple-walled Opal (A/O/O) 1.70 61 48 22 Four-walled Clear (A/H/H/H) 1.28 64 52 23 Four-walled Opal (A/H/O/H) 1.28 59 46 23 Polycarbonate Single-walled Heatstop Opal (T) 5.17 49 59 - Heatstop PC Double-walled Clear (T/H) 2.90 44 51 20 Double-walled Opal (T/O) 2.90 41 45 20 Triple-walled Clear (T/H/H) 1.70 40 <td data-sheets-numberformat='{"1":2,"2":"0","3":1}' data-sheets-value='{"1":3,"3":44}' style="overflow:hidden;paddin | https://skylux.eu/en/products/skylux-160-ce-met-koepel-en-pvc-opstand-16-00-met-lm-motor-1300-x-2300-mm | https://skylux.eu/cdn/shop/files/Skylux-160deg-CE-met-koepel-en-pvc-opstand-1600-met-LM-motor-1300-x-2300-mm-RWA-systeem.jpg?v=1702979474&width=1600 | https://skylux.eu/cdn/shop/files/e5a82811-1bb0-48e4-a776-cacb59c7c092_0789ac58-e2be-4b94-ad66-029a2ceb60b7.jpg?v=1688550904&width=1600 | //skylux.eu/cdn/shop/files/E_MH_Mounting_instructions_Skylux_160_CE_LM.pdf?v=12406716259046007223 | //skylux.eu/cdn/shop/files/E_TD_Technical_File_Skylux_Skylux_160_CE_Electric.pdf?v=3667116872303399239 | <style type="text/css" id="isPasted"> <!--td { border: 1px solid #cccccc; } br { mso-data-placement: same-cell; } --> </style> <table border="1" cellpadding="0" cellspacing="0" dir="ltr" style="table-layout:fixed;font-size:10pt;font-family:Arial;border-collapse:collapse;border:none;"><tbody> <tr style="height:20px;"> <td style="overflow:hidden;padding:0px 3px 0px 3px;vertical-align:bottom;"></td> <td style="overflow:hidden;padding:0px 3px 0px 3px;vertical-align:bottom;"></td> <td style="overflow:hidden;padding:0px 3px 0px 3px;vertical-align:bottom;"></td> <td data-sheets-value='{"1":2,"2":"Ut-value"}' style="overflow:hidden;padding:0px 3px 0px 3px;vertical-align:bottom;font-weight:bold;text-align:center;">Ut-value</td> <td data-sheets-value='{"1":2,"2":"LT-value"}' style="overflow:hidden;padding:0px 3px 0px 3px;vertical-align:bottom;font-weight:bold;text-align:center;">LT-value</td> <td data-sheets-value='{"1":2,"2":"g-value"}' style="overflow:hidden;padding:0px 3px 0px 3px;vertical-align:bottom;font-weight:bold;text-align:center;">g-value</td> <td data-sheets-value='{"1":2,"2":"Rw-value "}' style="overflow:hidden;padding:0px 3px 0px 3px;vertical-align:bottom;font-weight:bold;text-align:center;">Rw-value </td> </tr> <tr style="height:20px;"> <td style="overflow:hidden;padding:0px 3px 0px 3px;vertical-align:bottom;"></td> <td style="overflow:hidden;padding:0px 3px 0px 3px;vertical-align:bottom;"></td> <td style="overflow:hidden;padding:0px 3px 0px 3px;vertical-align:bottom;"></td> <td data-sheets-numberformat='{"1":2,"2":"0.00","3":1}' data-sheets-value='{"1":2,"2":"EN 1873 : 2014"}' style="overflow:hidden;padding:0px 3px 0px 3px;vertical-align:bottom;text-align:center;">EN 1873 : 2014</td> <td data-sheets-numberformat='{"1":2,"2":"0","3":1}' data-sheets-value='{"1":2,"2":"EN ISO 13468 EN 16153 EN 410"}' style="overflow:hidden;padding:0px 3px 0px 3px;vertical-align:bottom;text-align:center;">EN ISO 13468 EN 16153 EN 410</td> <td data-sheets-numberformat='{"1":2,"2":"0","3":1}' data-sheets-value='{"1":2,"2":"EN 410"}' style="overflow:hidden;padding:0px 3px 0px 3px;vertical-align:bottom;text-align:center;">EN 410</td> <td data-sheets-value='{"1":2,"2":"EN ISO 140-3\t\t"}' style="overflow:hidden;padding:0px 3px 0px 3px;vertical-align:bottom;text-align:center;">EN ISO 140-3 </td> </tr> <tr style="height:20px;"> <td data-sheets-value='{"1":2,"2":"Material"}' style="border-bottom:1px solid #000000;overflow:hidden;padding:0px 3px 0px 3px;vertical-align:bottom;background-color:#000000;font-weight:bold;color:#ffffff;">Material</td> <td data-sheets-value='{"1":2,"2":"Walls"}' style="border-bottom:1px solid #000000;overflow:hidden;padding:0px 3px 0px 3px;vertical-align:bottom;background-color:#000000;font-weight:bold;color:#ffffff;">Walls</td> <td data-sheets-value='{"1":2,"2":"Shells"}' style="border-bottom:1px solid #000000;overflow:hidden;padding:0px 3px 0px 3px;vertical-align:bottom;background-color:#000000;font-weight:bold;color:#ffffff;">Shells</td> <td data-sheets-numberformat='{"1":2,"2":"0.00","3":1}' data-sheets-value='{"1":2,"2":"(W/m²K)\t"}' style="border-bottom:1px solid #000000;overflow:hidden;padding:0px 3px 0px 3px;vertical-align:bottom;background-color:#000000;font-weight:bold;color:#ffffff;text-align:center;">(W/m²K) </td> <td data-sheets-numberformat='{"1":2,"2":"0","3":1}' data-sheets-value='{"1":2,"2":"(%)"}' style="border-bottom:1px solid #000000;overflow:hidden;padding:0px 3px 0px 3px;vertical-align:bottom;background-color:#000000;font-weight:bold;color:#ffffff;text-align:center;">(%)</td> <td data-sheets-numberformat='{"1":2,"2":"0","3":1}' data-sheets-value='{"1":2,"2":"(%)"}' style="border-bottom:1px solid #000000;overflow:hidden;padding:0px 3px 0px 3px;vertical-align:bottom;background-color:#000000;font-weight:bold;color:#ffffff;text-align:center;">(%)</td> <td data-sheets-value='{"1":2,"2":"(dB)"}' style="border-bottom:1px solid #000000;overflow:hidden;padding:0px 3px 0px 3px;vertical-align:bottom;background-color:#000000;font-weight:bold;color:#ffffff;text-align:center;">(dB)</td> </tr> <tr style="height:20px;"> <td data-sheets-value='{"1":2,"2":"Acrylic"}' style="border-left:1px solid #000000;overflow:hidden;padding:0px 3px 0px 3px;vertical-align:bottom;font-weight:bold;">Acrylic</td> <td data-sheets-value='{"1":2,"2":"Single-walled"}' style="overflow:hidden;padding:0px 3px 0px 3px;vertical-align:bottom;font-weight:bold;">Single-walled</td> <td data-sheets-value='{"1":2,"2":"Clear (H)"}' style="border-right:1px solid #000000;overflow:hidden;padding:0px 3px 0px 3px;vertical-align:bottom;font-weight:bold;">Clear (H)</td> <td data-sheets-numberformat='{"1":2,"2":"0.00","3":1}' data-sheets-value='{"1":3,"3":5.17}' style="overflow:hidden;padding:0px 3px 0px 3px;vertical-align:bottom;text-align:center;">5.17</td> <td data-sheets-numberformat='{"1":2,"2":"0","3":1}' data-sheets-value='{"1":3,"3":90}' style="overflow:hidden;padding:0px 3px 0px 3px;vertical-align:bottom;text-align:center;">90</td> <td data-sheets-numberformat='{"1":2,"2":"0","3":1}' data-sheets-value='{"1":3,"3":87}' style="overflow:hidden;padding:0px 3px 0px 3px;vertical-align:bottom;text-align:center;">87</td> <td data-sheets-numberformat='{"1":2,"2":"0","3":1}' data-sheets-value='{"1":2,"2":"-"}' style="border-right:1px solid #000000;overflow:hidden;padding:0px 3px 0px 3px;vertical-align:bottom;text-align:center;">-</td> </tr> <tr style="height:20px;"> <td data-sheets-value='{"1":2,"2":"PMMA"}' style="border-left:1px solid #000000;overflow:hidden;padding:0px 3px 0px 3px;vertical-align:bottom;font-weight:bold;">PMMA</td> <td data-sheets-value='{"1":2,"2":"Single-walled"}' style="overflow:hidden;padding:0px 3px 0px 3px;vertical-align:bottom;font-weight:bold;">Single-walled</td> <td data-sheets-value='{"1":2,"2":"Opal (O)"}' style="border-right:1px solid #000000;overflow:hidden;padding:0px 3px 0px 3px;vertical-align:bottom;font-weight:bold;">Opal (O)</td> <td data-sheets-numberformat='{"1":2,"2":"0.00","3":1}' data-sheets-value='{"1":3,"3":5.17}' style="overflow:hidden;padding:0px 3px 0px 3px;vertical-align:bottom;text-align:center;">5.17</td> <td data-sheets-numberformat='{"1":2,"2":"0","3":1}' data-sheets-value='{"1":3,"3":83}' style="overflow:hidden;padding:0px 3px 0px 3px;vertical-align:bottom;text-align:center;">83</td> <td data-sheets-numberformat='{"1":2,"2":"0","3":1}' data-sheets-value='{"1":3,"3":76}' style="overflow:hidden;padding:0px 3px 0px 3px;vertical-align:bottom;text-align:center;">76</td> <td data-sheets-numberformat='{"1":2,"2":"0","3":1}' data-sheets-value='{"1":2,"2":"-"}' style="border-right:1px solid #000000;overflow:hidden;padding:0px 3px 0px 3px;vertical-align:bottom;text-align:center;">-</td> </tr> <tr style="height:20px;"> <td style="border-left:1px solid #000000;overflow:hidden;padding:0px 3px 0px 3px;vertical-align:bottom;font-weight:bold;"></td> <td data-sheets-value='{"1":2,"2":"Double-walled"}' style="overflow:hidden;padding:0px 3px 0px 3px;vertical-align:bottom;font-weight:bold;">Double-walled</td> <td data-sheets-value='{"1":2,"2":"Clear (H/H)"}' style="border-right:1px solid #000000;overflow:hidden;padding:0px 3px 0px 3px;vertical-align:bottom;font-weight:bold;">Clear (H/H)</td> <td data-sheets-numberformat='{"1":2,"2":"0.00","3":1}' data-sheets-value='{"1":3,"3":2.9}' style="overflow:hidden;padding:0px 3px 0px 3px;vertical-align:bottom;text-align:center;">2.90</td> <td data-sheets-numberformat='{"1":2,"2":"0","3":1}' data-sheets-value='{"1":3,"3":81}' style="overflow:hidden;padding:0px 3px 0px 3px;vertical-align:bottom;text-align:center;">81</td> <td data-sheets-numberformat='{"1":2,"2":"0","3":1}' data-sheets-value='{"1":3,"3":75}' style="overflow:hidden;padding:0px 3px 0px 3px;vertical-align:bottom;text-align:center;">75</td> <td data-sheets-numberformat='{"1":2,"2":"0","3":1}' data-sheets-value='{"1":3,"3":20}' style="border-right:1px solid #000000;overflow:hidden;padding:0px 3px 0px 3px;vertical-align:bottom;text-align:center;">20</td> </tr> <tr style="height:20px;"> <td style="border-left:1px solid #000000;overflow:hidden;padding:0px 3px 0px 3px;vertical-align:bottom;font-weight:bold;"></td> <td data-sheets-value='{"1":2,"2":"Double-walled"}' style="overflow:hidden;padding:0px 3px 0px 3px;vertical-align:bottom;font-weight:bold;">Double-walled</td> <td data-sheets-value='{"1":2,"2":"Opal (O/O)"}' style="border-right:1px solid #000000;overflow:hidden;padding:0px 3px 0px 3px;vertical-align:bottom;font-weight:bold;">Opal (O/O)</td> <td data-sheets-numberformat='{"1":2,"2":"0.00","3":1}' data-sheets-value='{"1":3,"3":2.9}' style="overflow:hidden;padding:0px 3px 0px 3px;vertical-align:bottom;text-align:center;">2.90</td> <td data-sheets-numberformat='{"1":2,"2":"0","3":1}' data-sheets-value='{"1":3,"3":69}' style="overflow:hidden;padding:0px 3px 0px 3px;vertical-align:bottom;text-align:center;">69</td> <td data-sheets-numberformat='{"1":2,"2":"0","3":1}' data-sheets-value='{"1":3,"3":58}' style="overflow:hidden;padding:0px 3px 0px 3px;vertical-align:bottom;text-align:center;">58</td> <td data-sheets-numberformat='{"1":2,"2":"0","3":1}' data-sheets-value='{"1":3,"3":20}' style="border-right:1px solid #000000;overflow:hidden;padding:0px 3px 0px 3px;vertical-align:bottom;text-align:center;">20</td> </tr> <tr style="height:20px;"> <td style="border-left:1px solid #000000;overflow:hidden;padding:0px 3px 0px 3px;vertical-align:bottom;font-weight:bold;"></td> <td data-sheets-value='{"1":2,"2":"Triple-walled"}' style="overflow:hidden;padding:0px 3px 0px 3px;vertical-align:bottom;font-weight:bold;">Triple-walled</td> <td data-sheets-value='{"1":2,"2":"Clear (H/H/H)"}' style="border-right:1px solid #000000;overflow:hidden;padding:0px 3px 0px 3px;vertical-align:bottom;font-weight:bold;">Clear (H/H/H)</td> <td data-sheets-numberformat='{"1":2,"2":"0.00","3":1}' data-sheets-value='{"1":3,"3":1.7}' style="overflow:hidden;padding:0px 3px 0px 3px;vertical-align:bottom;text-align:center;">1.70</td> <td data-sheets-numberformat='{"1":2,"2":"0","3":1}' data-sheets-value='{"1":3,"3":73}' style="overflow:hidden;padding:0px 3px 0px 3px;vertical-align:bottom;text-align:center;">73</td> <td data-sheets-numberformat='{"1":2,"2":"0","3":1}' data-sheets-value='{"1":3,"3":65}' style="overflow:hidden;padding:0px 3px 0px 3px;vertical-align:bottom;text-align:center;">65</td> <td data-sheets-numberformat='{"1":2,"2":"0","3":1}' data-sheets-value='{"1":3,"3":22}' style="border-right:1px solid #000000;overflow:hidden;padding:0px 3px 0px 3px;vertical-align:bottom;text-align:center;">22</td> </tr> <tr style="height:20px;"> <td style="border-left:1px solid #000000;overflow:hidden;padding:0px 3px 0px 3px;vertical-align:bottom;font-weight:bold;"></td> <td data-sheets-value='{"1":2,"2":"Triple-walled"}' style="overflow:hidden;padding:0px 3px 0px 3px;vertical-align:bottom;font-weight:bold;">Triple-walled</td> <td data-sheets-value='{"1":2,"2":"Opal (O/H/O)"}' style="border-right:1px solid #000000;overflow:hidden;padding:0px 3px 0px 3px;vertical-align:bottom;font-weight:bold;">Opal (O/H/O)</td> <td data-sheets-numberformat='{"1":2,"2":"0.00","3":1}' data-sheets-value='{"1":3,"3":1.7}' style="overflow:hidden;padding:0px 3px 0px 3px;vertical-align:bottom;text-align:center;">1.70</td> <td data-sheets-numberformat='{"1":2,"2":"0","3":1}' data-sheets-value='{"1":3,"3":62}' style="overflow:hidden;padding:0px 3px 0px 3px;vertical-align:bottom;text-align:center;">62</td> <td data-sheets-numberformat='{"1":2,"2":"0","3":1}' data-sheets-value='{"1":3,"3":51}' style="overflow:hidden;padding:0px 3px 0px 3px;vertical-align:bottom;text-align:center;">51</td> <td data-sheets-numberformat='{"1":2,"2":"0","3":1}' data-sheets-value='{"1":3,"3":22}' style="border-right:1px solid #000000;overflow:hidden;padding:0px 3px 0px 3px;vertical-align:bottom;text-align:center;">22</td> </tr> <tr style="height:20px;"> <td style="border-left:1px solid #000000;overflow:hidden;padding:0px 3px 0px 3px;vertical-align:bottom;font-weight:bold;"></td> <td data-sheets-value='{"1":2,"2":"Four-walled"}' style="overflow:hidden;padding:0px 3px 0px 3px;vertical-align:bottom;font-weight:bold;">Four-walled</td> <td data-sheets-value='{"1":2,"2":"Clear (H/H/H/H)"}' style="border-right:1px solid #000000;overflow:hidden;padding:0px 3px 0px 3px;vertical-align:bottom;font-weight:bold;">Clear (H/H/H/H)</td> <td data-sheets-numberformat='{"1":2,"2":"0.00","3":1}' data-sheets-value='{"1":3,"3":1.28}' style="overflow:hidden;padding:0px 3px 0px 3px;vertical-align:bottom;text-align:center;">1.28</td> <td data-sheets-numberformat='{"1":2,"2":"0","3":1}' data-sheets-value='{"1":3,"3":64}' style="overflow:hidden;padding:0px 3px 0px 3px;vertical-align:bottom;text-align:center;">64</td> <td data-sheets-numberformat='{"1":2,"2":"0","3":1}' data-sheets-value='{"1":3,"3":54}' style="overflow:hidden;padding:0px 3px 0px 3px;vertical-align:bottom;text-align:center;">54</td> <td data-sheets-numberformat='{"1":2,"2":"0","3":1}' data-sheets-value='{"1":3,"3":23}' style="border-right:1px solid #000000;overflow:hidden;padding:0px 3px 0px 3px;vertical-align:bottom;text-align:center;">23</td> </tr> <tr style="height:20px;"> <td style="border-bottom:1px solid #000000;border-left:1px solid #000000;overflow:hidden;padding:0px 3px 0px 3px;vertical-align:bottom;"></td> <td data-sheets-value='{"1":2,"2":"Four-walled"}' style="border-bottom:1px solid #000000;overflow:hidden;padding:0px 3px 0px 3px;vertical-align:bottom;font-weight:bold;">Four-walled</td> <td data-sheets-value='{"1":2,"2":"Opal (H/H/O/H)"}' style="border-right:1px solid #000000;border-bottom:1px solid #000000;overflow:hidden;padding:0px 3px 0px 3px;vertical-align:bottom;font-weight:bold;">Opal (H/H/O/H)</td> <td data-sheets-numberformat='{"1":2,"2":"0.00","3":1}' data-sheets-value='{"1":3,"3":1.28}' style="border-bottom:1px solid #000000;overflow:hidden;padding:0px 3px 0px 3px;vertical-align:bottom;text-align:center;">1.28</td> <td data-sheets-numberformat='{"1":2,"2":"0","3":1}' data-sheets-value='{"1":3,"3":59}' style="border-bottom:1px solid #000000;overflow:hidden;padding:0px 3px 0px 3px;vertical-align:bottom;text-align:center;">59</td> <td data-sheets-numberformat='{"1":2,"2":"0","3":1}' data-sheets-value='{"1":3,"3":48}' style="border-bottom:1px solid #000000;overflow:hidden;padding:0px 3px 0px 3px;vertical-align:bottom;text-align:center;">48</td> <td data-sheets-numberformat='{"1":2,"2":"0","3":1}' data-sheets-value='{"1":3,"3":23}' style="border-right:1px solid #000000;border-bottom:1px solid #000000;overflow:hidden;padding:0px 3px 0px 3px;vertical-align:bottom;text-align:center;">23</td> </tr> <tr style="height:20px;"> <td data-sheets-value='{"1":2,"2":"Polycarbonate "}' style="border-left:1px solid #000000;overflow:hidden;padding:0px 3px 0px 3px;vertical-align:bottom;font-weight:bold;">Polycarbonate </td> <td data-sheets-value='{"1":2,"2":"Single-walled"}' style="overflow:hidden;padding:0px 3px 0px 3px;vertical-align:bottom;font-weight:bold;">Single-walled</td> <td data-sheets-value='{"1":2,"2":"Clear (A)"}' style="border-right:1px solid #000000;overflow:hidden;padding:0px 3px 0px 3px;vertical-align:bottom;font-weight:bold;">Clear (A)</td> <td data-sheets-numberformat='{"1":2,"2":"0.00","3":1}' data-sheets-value='{"1":3,"3":5.17}' style="overflow:hidden;padding:0px 3px 0px 3px;vertical-align:bottom;text-align:center;">5.17</td> <td data-sheets-numberformat='{"1":2,"2":"0","3":1}' data-sheets-value='{"1":3,"3":88}' style="overflow:hidden;padding:0px 3px 0px 3px;vertical-align:bottom;text-align:center;">88</td> <td data-sheets-numberformat='{"1":2,"2":"0","3":1}' data-sheets-value='{"1":3,"3":83}' style="overflow:hidden;padding:0px 3px 0px 3px;vertical-align:bottom;text-align:center;">83</td> <td data-sheets-numberformat='{"1":2,"2":"0","3":1}' data-sheets-value='{"1":2,"2":"-"}' style="border-right:1px solid #000000;overflow:hidden;padding:0px 3px 0px 3px;vertical-align:bottom;text-align:center;">-</td> </tr> <tr style="height:20px;"> <td data-sheets-value='{"1":2,"2":"PC"}' style="border-left:1px solid #000000;overflow:hidden;padding:0px 3px 0px 3px;vertical-align:bottom;font-weight:bold;">PC</td> <td data-sheets-value='{"1":2,"2":"Single-walled"}' style="overflow:hidden;padding:0px 3px 0px 3px;vertical-align:bottom;font-weight:bold;">Single-walled</td> <td data-sheets-value='{"1":2,"2":"Opal (D)"}' style="border-right:1px solid #000000;overflow:hidden;padding:0px 3px 0px 3px;vertical-align:bottom;font-weight:bold;">Opal (D)</td> <td data-sheets-numberformat='{"1":2,"2":"0.00","3":1}' data-sheets-value='{"1":3,"3":5.17}' style="overflow:hidden;padding:0px 3px 0px 3px;vertical-align:bottom;text-align:center;">5.17</td> <td data-sheets-numberformat='{"1":2,"2":"0","3":1}' data-sheets-value='{"1":3,"3":58}' style="overflow:hidden;padding:0px 3px 0px 3px;vertical-align:bottom;text-align:center;">58</td> <td data-sheets-numberformat='{"1":2,"2":"0","3":1}' data-sheets-value='{"1":3,"3":60}' style="overflow:hidden;padding:0px 3px 0px 3px;vertical-align:bottom;text-align:center;">60</td> <td data-sheets-numberformat='{"1":2,"2":"0","3":1}' data-sheets-value='{"1":2,"2":"-"}' style="border-right:1px solid #000000;overflow:hidden;padding:0px 3px 0px 3px;vertical-align:bottom;text-align:center;">-</td> </tr> <tr style="height:20px;"> <td style="border-left:1px solid #000000;overflow:hidden;padding:0px 3px 0px 3px;vertical-align:bottom;font-weight:bold;"></td> <td data-sheets-value='{"1":2,"2":"Double-walled"}' style="overflow:hidden;padding:0px 3px 0px 3px;vertical-align:bottom;font-weight:bold;">Double-walled</td> <td data-sheets-value='{"1":2,"2":"Clear (A/H)"}' style="border-right:1px solid #000000;overflow:hidden;padding:0px 3px 0px 3px;vertical-align:bottom;font-weight:bold;">Clear (A/H)</td> <td data-sheets-numberformat='{"1":2,"2":"0.00","3":1}' data-sheets-value='{"1":3,"3":2.9}' style="overflow:hidden;padding:0px 3px 0px 3px;vertical-align:bottom;text-align:center;">2.90</td> <td data-sheets-numberformat='{"1":2,"2":"0","3":1}' data-sheets-value='{"1":3,"3":79}' style="overflow:hidden;padding:0px 3px 0px 3px;vertical-align:bottom;text-align:center;">79</td> <td data-sheets-numberformat='{"1":2,"2":"0","3":1}' data-sheets-value='{"1":3,"3":72}' style="overflow:hidden;padding:0px 3px 0px 3px;vertical-align:bottom;text-align:center;">72</td> <td data-sheets-numberformat='{"1":2,"2":"0","3":1}' data-sheets-value='{"1":3,"3":20}' style="border-right:1px solid #000000;overflow:hidden;padding:0px 3px 0px 3px;vertical-align:bottom;text-align:center;">20</td> </tr> <tr style="height:20px;"> <td style="border-left:1px solid #000000;overflow:hidden;padding:0px 3px 0px 3px;vertical-align:bottom;font-weight:bold;"></td> <td data-sheets-value='{"1":2,"2":"Double-walled"}' style="overflow:hidden;padding:0px 3px 0px 3px;vertical-align:bottom;font-weight:bold;">Double-walled</td> <td data-sheets-value='{"1":2,"2":"Clear (A/A)"}' style="border-right:1px solid #000000;overflow:hidden;padding:0px 3px 0px 3px;vertical-align:bottom;font-weight:bold;">Clear (A/A)</td> <td data-sheets-numberformat='{"1":2,"2":"0.00","3":1}' data-sheets-value='{"1":3,"3":2.9}' style="overflow:hidden;padding:0px 3px 0px 3px;vertical-align:bottom;text-align:center;">2.90</td> <td data-sheets-numberformat='{"1":2,"2":"0","3":1}' data-sheets-value='{"1":3,"3":77}' style="overflow:hidden;padding:0px 3px 0px 3px;vertical-align:bottom;text-align:center;">77</td> <td data-sheets-numberformat='{"1":2,"2":"0","3":1}' data-sheets-value='{"1":3,"3":69}' style="overflow:hidden;padding:0px 3px 0px 3px;vertical-align:bottom;text-align:center;">69</td> <td data-sheets-numberformat='{"1":2,"2":"0","3":1}' data-sheets-value='{"1":3,"3":20}' style="border-right:1px solid #000000;overflow:hidden;padding:0px 3px 0px 3px;vertical-align:bottom;text-align:center;">20</td> </tr> <tr style="height:20px;"> <td style="border-left:1px solid #000000;overflow:hidden;padding:0px 3px 0px 3px;vertical-align:bottom;font-weight:bold;"></td> <td data-sheets-value='{"1":2,"2":"Double-walled"}' style="overflow:hidden;padding:0px 3px 0px 3px;vertical-align:bottom;font-weight:bold;">Double-walled</td> <td data-sheets-value='{"1":2,"2":"Opal (A/O)"}' style="border-right:1px solid #000000;overflow:hidden;padding:0px 3px 0px 3px;vertical-align:bottom;font-weight:bold;">Opal (A/O)</td> <td data-sheets-numberformat='{"1":2,"2":"0.00","3":1}' data-sheets-value='{"1":3,"3":2.9}' style="overflow:hidden;padding:0px 3px 0px 3px;vertical-align:bottom;text-align:center;">2.90</td> <td data-sheets-numberformat='{"1":2,"2":"0","3":1}' data-sheets-value='{"1":3,"3":73}' style="overflow:hidden;padding:0px 3px 0px 3px;vertical-align:bottom;text-align:center;">73</td> <td data-sheets-numberformat='{"1":2,"2":"0","3":1}' data-sheets-value='{"1":3,"3":63}' style="overflow:hidden;padding:0px 3px 0px 3px;vertical-align:bottom;text-align:center;">63</td> <td data-sheets-numberformat='{"1":2,"2":"0","3":1}' data-sheets-value='{"1":3,"3":20}' style="border-right:1px solid #000000;overflow:hidden;padding:0px 3px 0px 3px;vertical-align:bottom;text-align:center;">20</td> </tr> <tr style="height:20px;"> <td style="border-left:1px solid #000000;overflow:hidden;padding:0px 3px 0px 3px;vertical-align:bottom;font-weight:bold;"></td> <td data-sheets-value='{"1":2,"2":"Double-walled"}' style="overflow:hidden;padding:0px 3px 0px 3px;vertical-align:bottom;font-weight:bold;">Double-walled</td> <td data-sheets-value='{"1":2,"2":"Opal (A/D)"}' style="border-right:1px solid #000000;overflow:hidden;padding:0px 3px 0px 3px;vertical-align:bottom;font-weight:bold;">Opal (A/D)</td> <td data-sheets-numberformat='{"1":2,"2":"0.00","3":1}' data-sheets-value='{"1":3,"3":2.9}' style="overflow:hidden;padding:0px 3px 0px 3px;vertical-align:bottom;text-align:center;">2.90</td> <td data-sheets-numberformat='{"1":2,"2":"0","3":1}' data-sheets-value='{"1":3,"3":51}' style="overflow:hidden;padding:0px 3px 0px 3px;vertical-align:bottom;text-align:center;">51</td> <td data-sheets-numberformat='{"1":2,"2":"0","3":1}' data-sheets-value='{"1":3,"3":50}' style="overflow:hidden;padding:0px 3px 0px 3px;vertical-align:bottom;text-align:center;">50</td> <td data-sheets-numberformat='{"1":2,"2":"0","3":1}' data-sheets-value='{"1":3,"3":20}' style="border-right:1px solid #000000;overflow:hidden;padding:0px 3px 0px 3px;vertical-align:bottom;text-align:center;">20</td> </tr> <tr style="height:20px;"> <td style="border-left:1px solid #000000;overflow:hidden;padding:0px 3px 0px 3px;vertical-align:bottom;font-weight:bold;"></td> <td data-sheets-value='{"1":2,"2":"Triple-walled"}' style="overflow:hidden;padding:0px 3px 0px 3px;vertical-align:bottom;font-weight:bold;">Triple-walled</td> <td data-sheets-value='{"1":2,"2":"Clear (A/H/H)"}' style="border-right:1px solid #000000;overflow:hidden;padding:0px 3px 0px 3px;vertical-align:bottom;font-weight:bold;">Clear (A/H/H)</td> <td data-sheets-numberformat='{"1":2,"2":"0.00","3":1}' data-sheets-value='{"1":3,"3":1.7}' style="overflow:hidden;padding:0px 3px 0px 3px;vertical-align:bottom;text-align:center;">1.70</td> <td data-sheets-numberformat='{"1":2,"2":"0","3":1}' data-sheets-value='{"1":3,"3":71}' style="overflow:hidden;padding:0px 3px 0px 3px;vertical-align:bottom;text-align:center;">71</td> <td data-sheets-numberformat='{"1":2,"2":"0","3":1}' data-sheets-value='{"1":3,"3":63}' style="overflow:hidden;padding:0px 3px 0px 3px;vertical-align:bottom;text-align:center;">63</td> <td data-sheets-numberformat='{"1":2,"2":"0","3":1}' data-sheets-value='{"1":3,"3":22}' style="border-right:1px solid #000000;overflow:hidden;padding:0px 3px 0px 3px;vertical-align:bottom;text-align:center;">22</td> </tr> <tr style="height:20px;"> <td style="border-left:1px solid #000000;overflow:hidden;padding:0px 3px 0px 3px;vertical-align:bottom;font-weight:bold;"></td> <td data-sheets-value='{"1":2,"2":"Triple-walled"}' style="overflow:hidden;padding:0px 3px 0px 3px;vertical-align:bottom;font-weight:bold;">Triple-walled</td> <td data-sheets-value='{"1":2,"2":"Opal (A/O/O)"}' style="border-right:1px solid #000000;overflow:hidden;padding:0px 3px 0px 3px;vertical-align:bottom;font-weight:bold;">Opal (A/O/O)</td> <td data-sheets-numberformat='{"1":2,"2":"0.00","3":1}' data-sheets-value='{"1":3,"3":1.7}' style="overflow:hidden;padding:0px 3px 0px 3px;vertical-align:bottom;text-align:center;">1.70</td> <td data-sheets-numberformat='{"1":2,"2":"0","3":1}' data-sheets-value='{"1":3,"3":61}' style="overflow:hidden;padding:0px 3px 0px 3px;vertical-align:bottom;text-align:center;">61</td> <td data-sheets-numberformat='{"1":2,"2":"0","3":1}' data-sheets-value='{"1":3,"3":48}' style="overflow:hidden;padding:0px 3px 0px 3px;vertical-align:bottom;text-align:center;">48</td> <td data-sheets-numberformat='{"1":2,"2":"0","3":1}' data-sheets-value='{"1":3,"3":22}' style="border-right:1px solid #000000;overflow:hidden;padding:0px 3px 0px 3px;vertical-align:bottom;text-align:center;">22</td> </tr> <tr style="height:20px;"> <td style="border-left:1px solid #000000;overflow:hidden;padding:0px 3px 0px 3px;vertical-align:bottom;font-weight:bold;"></td> <td data-sheets-value='{"1":2,"2":"Four-walled"}' style="overflow:hidden;padding:0px 3px 0px 3px;vertical-align:bottom;font-weight:bold;">Four-walled</td> <td data-sheets-value='{"1":2,"2":"Clear (A/H/H/H)"}' style="border-right:1px solid #000000;overflow:hidden;padding:0px 3px 0px 3px;vertical-align:bottom;font-weight:bold;">Clear (A/H/H/H)</td> <td data-sheets-numberformat='{"1":2,"2":"0.00","3":1}' data-sheets-value='{"1":3,"3":1.28}' style="overflow:hidden;padding:0px 3px 0px 3px;vertical-align:bottom;text-align:center;">1.28</td> <td data-sheets-numberformat='{"1":2,"2":"0","3":1}' data-sheets-value='{"1":3,"3":64}' style="overflow:hidden;padding:0px 3px 0px 3px;vertical-align:bottom;text-align:center;">64</td> <td data-sheets-numberformat='{"1":2,"2":"0","3":1}' data-sheets-value='{"1":3,"3":52}' style="overflow:hidden;padding:0px 3px 0px 3px;vertical-align:bottom;text-align:center;">52</td> <td data-sheets-numberformat='{"1":2,"2":"0","3":1}' data-sheets-value='{"1":3,"3":23}' style="border-right:1px solid #000000;overflow:hidden;padding:0px 3px 0px 3px;vertical-align:bottom;text-align:center;">23</td> </tr> <tr style="height:20px;"> <td style="border-bottom:1px solid #000000;border-left:1px solid #000000;overflow:hidden;padding:0px 3px 0px 3px;vertical-align:bottom;"></td> <td data-sheets-value='{"1":2,"2":"Four-walled"}' style="border-bottom:1px solid #000000;overflow:hidden;padding:0px 3px 0px 3px;vertical-align:bottom;font-weight:bold;">Four-walled</td> <td data-sheets-value='{"1":2,"2":"Opal (A/H/O/H)"}' style="border-right:1px solid #000000;border-bottom:1px solid #000000;overflow:hidden;padding:0px 3px 0px 3px;vertical-align:bottom;font-weight:bold;">Opal (A/H/O/H)</td> <td data-sheets-numberformat='{"1":2,"2":"0.00","3":1}' data-sheets-value='{"1":3,"3":1.28}' style="border-bottom:1px solid #000000;overflow:hidden;padding:0px 3px 0px 3px;vertical-align:bottom;text-align:center;">1.28</td> <td data-sheets-numberformat='{"1":2,"2":"0","3":1}' data-sheets-value='{"1":3,"3":59}' style="border-bottom:1px solid #000000;overflow:hidden;padding:0px 3px 0px 3px;vertical-align:bottom;text-align:center;">59</td> <td data-sheets-numberformat='{"1":2,"2":"0","3":1}' data-sheets-value='{"1":3,"3":46}' style="border-bottom:1px solid #000000;overflow:hidden;padding:0px 3px 0px 3px;vertical-align:bottom;text-align:center;">46</td> <td data-sheets-numberformat='{"1":2,"2":"0","3":1}' data-sheets-value='{"1":3,"3":23}' style="border-right:1px solid #000000;border-bottom:1px solid #000000;overflow:hidden;padding:0px 3px 0px 3px;vertical-align:bottom;text-align:center;">23</td> </tr> <tr style="height:20px;"> <td data-sheets-value='{"1":2,"2":"Polycarbonate"}' style="border-left:1px solid #000000;overflow:hidden;padding:0px 3px 0px 3px;vertical-align:bottom;font-weight:bold;">Polycarbonate</td> <td data-sheets-value='{"1":2,"2":"Single-walled"}' style="overflow:hidden;padding:0px 3px 0px 3px;vertical-align:bottom;font-weight:bold;">Single-walled</td> <td data-sheets-value='{"1":2,"2":"Heatstop Opal (T)"}' style="border-right:1px solid #000000;overflow:hidden;padding:0px 3px 0px 3px;vertical-align:bottom;font-weight:bold;">Heatstop Opal (T)</td> <td data-sheets-numberformat='{"1":2,"2":"0.00","3":1}' data-sheets-value='{"1":3,"3":5.17}' style="overflow:hidden;padding:0px 3px 0px 3px;vertical-align:bottom;text-align:center;">5.17</td> <td data-sheets-numberformat='{"1":2,"2":"0","3":1}' data-sheets-value='{"1":3,"3":49}' style="overflow:hidden;padding:0px 3px 0px 3px;vertical-align:bottom;text-align:center;">49</td> <td data-sheets-numberformat='{"1":2,"2":"0","3":1}' data-sheets-value='{"1":3,"3":59}' style="overflow:hidden;padding:0px 3px 0px 3px;vertical-align:bottom;text-align:center;">59</td> <td data-sheets-numberformat='{"1":2,"2":"0","3":1}' data-sheets-value='{"1":2,"2":"-"}' style="border-right:1px solid #000000;overflow:hidden;padding:0px 3px 0px 3px;vertical-align:bottom;text-align:center;">-</td> </tr> <tr style="height:20px;"> <td data-sheets-value='{"1":2,"2":"Heatstop PC"}' style="border-left:1px solid #000000;overflow:hidden;padding:0px 3px 0px 3px;vertical-align:bottom;font-weight:bold;">Heatstop PC</td> <td data-sheets-value='{"1":2,"2":"Double-walled"}' style="overflow:hidden;padding:0px 3px 0px 3px;vertical-align:bottom;font-weight:bold;">Double-walled</td> <td data-sheets-value='{"1":2,"2":"Clear (T/H)"}' style="border-right:1px solid #000000;overflow:hidden;padding:0px 3px 0px 3px;vertical-align:bottom;font-weight:bold;">Clear (T/H)</td> <td data-sheets-numberformat='{"1":2,"2":"0.00","3":1}' data-sheets-value='{"1":3,"3":2.9}' style="overflow:hidden;padding:0px 3px 0px 3px;vertical-align:bottom;text-align:center;">2.90</td> <td data-sheets-numberformat='{"1":2,"2":"0","3":1}' data-sheets-value='{"1":3,"3":44}' style="overflow:hidden;padding:0px 3px 0px 3px;vertical-align:bottom;text-align:center;">44</td> <td data-sheets-numberformat='{"1":2,"2":"0","3":1}' data-sheets-value='{"1":3,"3":51}' style="overflow:hidden;padding:0px 3px 0px 3px;vertical-align:bottom;text-align:center;">51</td> <td data-sheets-numberformat='{"1":2,"2":"0","3":1}' data-sheets-value='{"1":3,"3":20}' style="border-right:1px solid #000000;overflow:hidden;padding:0px 3px 0px 3px;vertical-align:bottom;text-align:center;">20</td> </tr> <tr style="height:20px;"> <td style="border-left:1px solid #000000;overflow:hidden;padding:0px 3px 0px 3px;vertical-align:bottom;font-weight:bold;"></td> <td data-sheets-value='{"1":2,"2":"Double-walled"}' style="overflow:hidden;padding:0px 3px 0px 3px;vertical-align:bottom;font-weight:bold;">Double-walled</td> <td data-sheets-value='{"1":2,"2":"Opal (T/O)"}' style="border-right:1px solid #000000;overflow:hidden;padding:0px 3px 0px 3px;vertical-align:bottom;font-weight:bold;">Opal (T/O)</td> <td data-sheets-numberformat='{"1":2,"2":"0.00","3":1}' data-sheets-value='{"1":3,"3":2.9}' style="overflow:hidden;padding:0px 3px 0px 3px;vertical-align:bottom;text-align:center;">2.90</td> <td data-sheets-numberformat='{"1":2,"2":"0","3":1}' data-sheets-value='{"1":3,"3":41}' style="overflow:hidden;padding:0px 3px 0px 3px;vertical-align:bottom;text-align:center;">41</td> <td data-sheets-numberformat='{"1":2,"2":"0","3":1}' data-sheets-value='{"1":3,"3":45}' style="overflow:hidden;padding:0px 3px 0px 3px;vertical-align:bottom;text-align:center;">45</td> <td data-sheets-numberformat='{"1":2,"2":"0","3":1}' data-sheets-value='{"1":3,"3":20}' style="border-right:1px solid #000000;overflow:hidden;padding:0px 3px 0px 3px;vertical-align:bottom;text-align:center;">20</td> </tr> <tr style="height:20px;"> <td style="border-left:1px solid #000000;overflow:hidden;padding:0px 3px 0px 3px;vertical-align:bottom;font-weight:bold;"></td> <td data-sheets-value='{"1":2,"2":"Triple-walled"}' style="overflow:hidden; | skylux-160-ce-met-koepel-en-pvc-opstand-16-00-met-lm-motor-1300-x-2300-mm | 8586022912333 | 46872331616589
Smoke and heat exhaust (SHEV) | SHE system | Skylux | Skylux 160° CE with skylight and PVC curb 16/00 with LM-actuator 1400 x 1400 mm |  | 33838 | 5412970338383 | 4241.05 | Yes | 30-45 | 65.39 | 1400 x 1400 mm | 1400 | 1400 |  | PVC 16/00 (16 cm high & roof opening = daylight size) | Square | 5.17 W/m²K - 1.28 W/m²K | 87% - 32% | 90% - 32% | 20dB - 23dB | 160° CE (for industry) | skylight | without spoiler | E | Single actuator | Maximum four-walled skylight possible for this product | Ut-value LT-value g-value Rw-value EN 1873 : 2014 EN ISO 13468 EN 16153 EN 410 EN 410 EN ISO 140-3 Material Walls Shells (W/m²K) (%) (%) (dB) Acrylic Single-walled Clear (H) 5.17 90 87 - PMMA Single-walled Opal (O) 5.17 83 76 - Double-walled Clear (H/H) 2.90 81 75 20 Double-walled Opal (O/O) 2.90 69 58 20 Triple-walled Clear (H/H/H) 1.70 73 65 22 Triple-walled Opal (O/H/O) 1.70 62 51 22 Four-walled Clear (H/H/H/H) 1.28 64 54 23 Four-walled Opal (H/H/O/H) 1.28 59 48 23 Polycarbonate Single-walled Clear (A) 5.17 88 83 - PC Single-walled Opal (D) 5.17 58 60 - Double-walled Clear (A/H) 2.90 79 72 20 Double-walled Clear (A/A) 2.90 77 69 20 Double-walled Opal (A/O) 2.90 73 63 20 Double-walled Opal (A/D) 2.90 51 50 20 Triple-walled Clear (A/H/H) 1.70 71 63 22 Triple-walled Opal (A/O/O) 1.70 61 48 22 Four-walled Clear (A/H/H/H) 1.28 64 52 23 Four-walled Opal (A/H/O/H) 1.28 59 46 23 Polycarbonate Single-walled Heatstop Opal (T) 5.17 49 59 - Heatstop PC Double-walled Clear (T/H) 2.90 44 51 20 Double-walled Opal (T/O) 2.90 41 45 20 Triple-walled Clear (T/H/H) 1.70 40 <td data-sheets-numberformat='{"1":2,"2":"0","3":1}' data-sheets-value='{"1":3,"3":44}' style="overflow:hidden;paddin | https://skylux.eu/en/products/skylux-160-ce-met-koepel-en-pvc-opstand-16-00-met-lm-motor-1400-x-1400-mm | https://skylux.eu/cdn/shop/files/Skylux-160deg-CE-met-koepel-en-pvc-opstand-1600-met-LM-motor-1400-x-1400-mm-RWA-systeem.jpg?v=1702979490&width=1600 | https://skylux.eu/cdn/shop/files/e5a82811-1bb0-48e4-a776-cacb59c7c092_cce1fcfe-dfdc-4673-995e-1b4cd96eb5d3.jpg?v=1688550910&width=1600 | //skylux.eu/cdn/shop/files/E_MH_Mounting_instructions_Skylux_160_CE_LM.pdf?v=12406716259046007223 | //skylux.eu/cdn/shop/files/E_TD_Technical_File_Skylux_Skylux_160_CE_Electric.pdf?v=3667116872303399239 | <style type="text/css" id="isPasted"> <!--td { border: 1px solid #cccccc; } br { mso-data-placement: same-cell; } --> </style> <table border="1" cellpadding="0" cellspacing="0" dir="ltr" style="table-layout:fixed;font-size:10pt;font-family:Arial;border-collapse:collapse;border:none;"><tbody> <tr style="height:20px;"> <td style="overflow:hidden;padding:0px 3px 0px 3px;vertical-align:bottom;"></td> <td style="overflow:hidden;padding:0px 3px 0px 3px;vertical-align:bottom;"></td> <td style="overflow:hidden;padding:0px 3px 0px 3px;vertical-align:bottom;"></td> <td data-sheets-value='{"1":2,"2":"Ut-value"}' style="overflow:hidden;padding:0px 3px 0px 3px;vertical-align:bottom;font-weight:bold;text-align:center;">Ut-value</td> <td data-sheets-value='{"1":2,"2":"LT-value"}' style="overflow:hidden;padding:0px 3px 0px 3px;vertical-align:bottom;font-weight:bold;text-align:center;">LT-value</td> <td data-sheets-value='{"1":2,"2":"g-value"}' style="overflow:hidden;padding:0px 3px 0px 3px;vertical-align:bottom;font-weight:bold;text-align:center;">g-value</td> <td data-sheets-value='{"1":2,"2":"Rw-value "}' style="overflow:hidden;padding:0px 3px 0px 3px;vertical-align:bottom;font-weight:bold;text-align:center;">Rw-value </td> </tr> <tr style="height:20px;"> <td style="overflow:hidden;padding:0px 3px 0px 3px;vertical-align:bottom;"></td> <td style="overflow:hidden;padding:0px 3px 0px 3px;vertical-align:bottom;"></td> <td style="overflow:hidden;padding:0px 3px 0px 3px;vertical-align:bottom;"></td> <td data-sheets-numberformat='{"1":2,"2":"0.00","3":1}' data-sheets-value='{"1":2,"2":"EN 1873 : 2014"}' style="overflow:hidden;padding:0px 3px 0px 3px;vertical-align:bottom;text-align:center;">EN 1873 : 2014</td> <td data-sheets-numberformat='{"1":2,"2":"0","3":1}' data-sheets-value='{"1":2,"2":"EN ISO 13468 EN 16153 EN 410"}' style="overflow:hidden;padding:0px 3px 0px 3px;vertical-align:bottom;text-align:center;">EN ISO 13468 EN 16153 EN 410</td> <td data-sheets-numberformat='{"1":2,"2":"0","3":1}' data-sheets-value='{"1":2,"2":"EN 410"}' style="overflow:hidden;padding:0px 3px 0px 3px;vertical-align:bottom;text-align:center;">EN 410</td> <td data-sheets-value='{"1":2,"2":"EN ISO 140-3\t\t"}' style="overflow:hidden;padding:0px 3px 0px 3px;vertical-align:bottom;text-align:center;">EN ISO 140-3 </td> </tr> <tr style="height:20px;"> <td data-sheets-value='{"1":2,"2":"Material"}' style="border-bottom:1px solid #000000;overflow:hidden;padding:0px 3px 0px 3px;vertical-align:bottom;background-color:#000000;font-weight:bold;color:#ffffff;">Material</td> <td data-sheets-value='{"1":2,"2":"Walls"}' style="border-bottom:1px solid #000000;overflow:hidden;padding:0px 3px 0px 3px;vertical-align:bottom;background-color:#000000;font-weight:bold;color:#ffffff;">Walls</td> <td data-sheets-value='{"1":2,"2":"Shells"}' style="border-bottom:1px solid #000000;overflow:hidden;padding:0px 3px 0px 3px;vertical-align:bottom;background-color:#000000;font-weight:bold;color:#ffffff;">Shells</td> <td data-sheets-numberformat='{"1":2,"2":"0.00","3":1}' data-sheets-value='{"1":2,"2":"(W/m²K)\t"}' style="border-bottom:1px solid #000000;overflow:hidden;padding:0px 3px 0px 3px;vertical-align:bottom;background-color:#000000;font-weight:bold;color:#ffffff;text-align:center;">(W/m²K) </td> <td data-sheets-numberformat='{"1":2,"2":"0","3":1}' data-sheets-value='{"1":2,"2":"(%)"}' style="border-bottom:1px solid #000000;overflow:hidden;padding:0px 3px 0px 3px;vertical-align:bottom;background-color:#000000;font-weight:bold;color:#ffffff;text-align:center;">(%)</td> <td data-sheets-numberformat='{"1":2,"2":"0","3":1}' data-sheets-value='{"1":2,"2":"(%)"}' style="border-bottom:1px solid #000000;overflow:hidden;padding:0px 3px 0px 3px;vertical-align:bottom;background-color:#000000;font-weight:bold;color:#ffffff;text-align:center;">(%)</td> <td data-sheets-value='{"1":2,"2":"(dB)"}' style="border-bottom:1px solid #000000;overflow:hidden;padding:0px 3px 0px 3px;vertical-align:bottom;background-color:#000000;font-weight:bold;color:#ffffff;text-align:center;">(dB)</td> </tr> <tr style="height:20px;"> <td data-sheets-value='{"1":2,"2":"Acrylic"}' style="border-left:1px solid #000000;overflow:hidden;padding:0px 3px 0px 3px;vertical-align:bottom;font-weight:bold;">Acrylic</td> <td data-sheets-value='{"1":2,"2":"Single-walled"}' style="overflow:hidden;padding:0px 3px 0px 3px;vertical-align:bottom;font-weight:bold;">Single-walled</td> <td data-sheets-value='{"1":2,"2":"Clear (H)"}' style="border-right:1px solid #000000;overflow:hidden;padding:0px 3px 0px 3px;vertical-align:bottom;font-weight:bold;">Clear (H)</td> <td data-sheets-numberformat='{"1":2,"2":"0.00","3":1}' data-sheets-value='{"1":3,"3":5.17}' style="overflow:hidden;padding:0px 3px 0px 3px;vertical-align:bottom;text-align:center;">5.17</td> <td data-sheets-numberformat='{"1":2,"2":"0","3":1}' data-sheets-value='{"1":3,"3":90}' style="overflow:hidden;padding:0px 3px 0px 3px;vertical-align:bottom;text-align:center;">90</td> <td data-sheets-numberformat='{"1":2,"2":"0","3":1}' data-sheets-value='{"1":3,"3":87}' style="overflow:hidden;padding:0px 3px 0px 3px;vertical-align:bottom;text-align:center;">87</td> <td data-sheets-numberformat='{"1":2,"2":"0","3":1}' data-sheets-value='{"1":2,"2":"-"}' style="border-right:1px solid #000000;overflow:hidden;padding:0px 3px 0px 3px;vertical-align:bottom;text-align:center;">-</td> </tr> <tr style="height:20px;"> <td data-sheets-value='{"1":2,"2":"PMMA"}' style="border-left:1px solid #000000;overflow:hidden;padding:0px 3px 0px 3px;vertical-align:bottom;font-weight:bold;">PMMA</td> <td data-sheets-value='{"1":2,"2":"Single-walled"}' style="overflow:hidden;padding:0px 3px 0px 3px;vertical-align:bottom;font-weight:bold;">Single-walled</td> <td data-sheets-value='{"1":2,"2":"Opal (O)"}' style="border-right:1px solid #000000;overflow:hidden;padding:0px 3px 0px 3px;vertical-align:bottom;font-weight:bold;">Opal (O)</td> <td data-sheets-numberformat='{"1":2,"2":"0.00","3":1}' data-sheets-value='{"1":3,"3":5.17}' style="overflow:hidden;padding:0px 3px 0px 3px;vertical-align:bottom;text-align:center;">5.17</td> <td data-sheets-numberformat='{"1":2,"2":"0","3":1}' data-sheets-value='{"1":3,"3":83}' style="overflow:hidden;padding:0px 3px 0px 3px;vertical-align:bottom;text-align:center;">83</td> <td data-sheets-numberformat='{"1":2,"2":"0","3":1}' data-sheets-value='{"1":3,"3":76}' style="overflow:hidden;padding:0px 3px 0px 3px;vertical-align:bottom;text-align:center;">76</td> <td data-sheets-numberformat='{"1":2,"2":"0","3":1}' data-sheets-value='{"1":2,"2":"-"}' style="border-right:1px solid #000000;overflow:hidden;padding:0px 3px 0px 3px;vertical-align:bottom;text-align:center;">-</td> </tr> <tr style="height:20px;"> <td style="border-left:1px solid #000000;overflow:hidden;padding:0px 3px 0px 3px;vertical-align:bottom;font-weight:bold;"></td> <td data-sheets-value='{"1":2,"2":"Double-walled"}' style="overflow:hidden;padding:0px 3px 0px 3px;vertical-align:bottom;font-weight:bold;">Double-walled</td> <td data-sheets-value='{"1":2,"2":"Clear (H/H)"}' style="border-right:1px solid #000000;overflow:hidden;padding:0px 3px 0px 3px;vertical-align:bottom;font-weight:bold;">Clear (H/H)</td> <td data-sheets-numberformat='{"1":2,"2":"0.00","3":1}' data-sheets-value='{"1":3,"3":2.9}' style="overflow:hidden;padding:0px 3px 0px 3px;vertical-align:bottom;text-align:center;">2.90</td> <td data-sheets-numberformat='{"1":2,"2":"0","3":1}' data-sheets-value='{"1":3,"3":81}' style="overflow:hidden;padding:0px 3px 0px 3px;vertical-align:bottom;text-align:center;">81</td> <td data-sheets-numberformat='{"1":2,"2":"0","3":1}' data-sheets-value='{"1":3,"3":75}' style="overflow:hidden;padding:0px 3px 0px 3px;vertical-align:bottom;text-align:center;">75</td> <td data-sheets-numberformat='{"1":2,"2":"0","3":1}' data-sheets-value='{"1":3,"3":20}' style="border-right:1px solid #000000;overflow:hidden;padding:0px 3px 0px 3px;vertical-align:bottom;text-align:center;">20</td> </tr> <tr style="height:20px;"> <td style="border-left:1px solid #000000;overflow:hidden;padding:0px 3px 0px 3px;vertical-align:bottom;font-weight:bold;"></td> <td data-sheets-value='{"1":2,"2":"Double-walled"}' style="overflow:hidden;padding:0px 3px 0px 3px;vertical-align:bottom;font-weight:bold;">Double-walled</td> <td data-sheets-value='{"1":2,"2":"Opal (O/O)"}' style="border-right:1px solid #000000;overflow:hidden;padding:0px 3px 0px 3px;vertical-align:bottom;font-weight:bold;">Opal (O/O)</td> <td data-sheets-numberformat='{"1":2,"2":"0.00","3":1}' data-sheets-value='{"1":3,"3":2.9}' style="overflow:hidden;padding:0px 3px 0px 3px;vertical-align:bottom;text-align:center;">2.90</td> <td data-sheets-numberformat='{"1":2,"2":"0","3":1}' data-sheets-value='{"1":3,"3":69}' style="overflow:hidden;padding:0px 3px 0px 3px;vertical-align:bottom;text-align:center;">69</td> <td data-sheets-numberformat='{"1":2,"2":"0","3":1}' data-sheets-value='{"1":3,"3":58}' style="overflow:hidden;padding:0px 3px 0px 3px;vertical-align:bottom;text-align:center;">58</td> <td data-sheets-numberformat='{"1":2,"2":"0","3":1}' data-sheets-value='{"1":3,"3":20}' style="border-right:1px solid #000000;overflow:hidden;padding:0px 3px 0px 3px;vertical-align:bottom;text-align:center;">20</td> </tr> <tr style="height:20px;"> <td style="border-left:1px solid #000000;overflow:hidden;padding:0px 3px 0px 3px;vertical-align:bottom;font-weight:bold;"></td> <td data-sheets-value='{"1":2,"2":"Triple-walled"}' style="overflow:hidden;padding:0px 3px 0px 3px;vertical-align:bottom;font-weight:bold;">Triple-walled</td> <td data-sheets-value='{"1":2,"2":"Clear (H/H/H)"}' style="border-right:1px solid #000000;overflow:hidden;padding:0px 3px 0px 3px;vertical-align:bottom;font-weight:bold;">Clear (H/H/H)</td> <td data-sheets-numberformat='{"1":2,"2":"0.00","3":1}' data-sheets-value='{"1":3,"3":1.7}' style="overflow:hidden;padding:0px 3px 0px 3px;vertical-align:bottom;text-align:center;">1.70</td> <td data-sheets-numberformat='{"1":2,"2":"0","3":1}' data-sheets-value='{"1":3,"3":73}' style="overflow:hidden;padding:0px 3px 0px 3px;vertical-align:bottom;text-align:center;">73</td> <td data-sheets-numberformat='{"1":2,"2":"0","3":1}' data-sheets-value='{"1":3,"3":65}' style="overflow:hidden;padding:0px 3px 0px 3px;vertical-align:bottom;text-align:center;">65</td> <td data-sheets-numberformat='{"1":2,"2":"0","3":1}' data-sheets-value='{"1":3,"3":22}' style="border-right:1px solid #000000;overflow:hidden;padding:0px 3px 0px 3px;vertical-align:bottom;text-align:center;">22</td> </tr> <tr style="height:20px;"> <td style="border-left:1px solid #000000;overflow:hidden;padding:0px 3px 0px 3px;vertical-align:bottom;font-weight:bold;"></td> <td data-sheets-value='{"1":2,"2":"Triple-walled"}' style="overflow:hidden;padding:0px 3px 0px 3px;vertical-align:bottom;font-weight:bold;">Triple-walled</td> <td data-sheets-value='{"1":2,"2":"Opal (O/H/O)"}' style="border-right:1px solid #000000;overflow:hidden;padding:0px 3px 0px 3px;vertical-align:bottom;font-weight:bold;">Opal (O/H/O)</td> <td data-sheets-numberformat='{"1":2,"2":"0.00","3":1}' data-sheets-value='{"1":3,"3":1.7}' style="overflow:hidden;padding:0px 3px 0px 3px;vertical-align:bottom;text-align:center;">1.70</td> <td data-sheets-numberformat='{"1":2,"2":"0","3":1}' data-sheets-value='{"1":3,"3":62}' style="overflow:hidden;padding:0px 3px 0px 3px;vertical-align:bottom;text-align:center;">62</td> <td data-sheets-numberformat='{"1":2,"2":"0","3":1}' data-sheets-value='{"1":3,"3":51}' style="overflow:hidden;padding:0px 3px 0px 3px;vertical-align:bottom;text-align:center;">51</td> <td data-sheets-numberformat='{"1":2,"2":"0","3":1}' data-sheets-value='{"1":3,"3":22}' style="border-right:1px solid #000000;overflow:hidden;padding:0px 3px 0px 3px;vertical-align:bottom;text-align:center;">22</td> </tr> <tr style="height:20px;"> <td style="border-left:1px solid #000000;overflow:hidden;padding:0px 3px 0px 3px;vertical-align:bottom;font-weight:bold;"></td> <td data-sheets-value='{"1":2,"2":"Four-walled"}' style="overflow:hidden;padding:0px 3px 0px 3px;vertical-align:bottom;font-weight:bold;">Four-walled</td> <td data-sheets-value='{"1":2,"2":"Clear (H/H/H/H)"}' style="border-right:1px solid #000000;overflow:hidden;padding:0px 3px 0px 3px;vertical-align:bottom;font-weight:bold;">Clear (H/H/H/H)</td> <td data-sheets-numberformat='{"1":2,"2":"0.00","3":1}' data-sheets-value='{"1":3,"3":1.28}' style="overflow:hidden;padding:0px 3px 0px 3px;vertical-align:bottom;text-align:center;">1.28</td> <td data-sheets-numberformat='{"1":2,"2":"0","3":1}' data-sheets-value='{"1":3,"3":64}' style="overflow:hidden;padding:0px 3px 0px 3px;vertical-align:bottom;text-align:center;">64</td> <td data-sheets-numberformat='{"1":2,"2":"0","3":1}' data-sheets-value='{"1":3,"3":54}' style="overflow:hidden;padding:0px 3px 0px 3px;vertical-align:bottom;text-align:center;">54</td> <td data-sheets-numberformat='{"1":2,"2":"0","3":1}' data-sheets-value='{"1":3,"3":23}' style="border-right:1px solid #000000;overflow:hidden;padding:0px 3px 0px 3px;vertical-align:bottom;text-align:center;">23</td> </tr> <tr style="height:20px;"> <td style="border-bottom:1px solid #000000;border-left:1px solid #000000;overflow:hidden;padding:0px 3px 0px 3px;vertical-align:bottom;"></td> <td data-sheets-value='{"1":2,"2":"Four-walled"}' style="border-bottom:1px solid #000000;overflow:hidden;padding:0px 3px 0px 3px;vertical-align:bottom;font-weight:bold;">Four-walled</td> <td data-sheets-value='{"1":2,"2":"Opal (H/H/O/H)"}' style="border-right:1px solid #000000;border-bottom:1px solid #000000;overflow:hidden;padding:0px 3px 0px 3px;vertical-align:bottom;font-weight:bold;">Opal (H/H/O/H)</td> <td data-sheets-numberformat='{"1":2,"2":"0.00","3":1}' data-sheets-value='{"1":3,"3":1.28}' style="border-bottom:1px solid #000000;overflow:hidden;padding:0px 3px 0px 3px;vertical-align:bottom;text-align:center;">1.28</td> <td data-sheets-numberformat='{"1":2,"2":"0","3":1}' data-sheets-value='{"1":3,"3":59}' style="border-bottom:1px solid #000000;overflow:hidden;padding:0px 3px 0px 3px;vertical-align:bottom;text-align:center;">59</td> <td data-sheets-numberformat='{"1":2,"2":"0","3":1}' data-sheets-value='{"1":3,"3":48}' style="border-bottom:1px solid #000000;overflow:hidden;padding:0px 3px 0px 3px;vertical-align:bottom;text-align:center;">48</td> <td data-sheets-numberformat='{"1":2,"2":"0","3":1}' data-sheets-value='{"1":3,"3":23}' style="border-right:1px solid #000000;border-bottom:1px solid #000000;overflow:hidden;padding:0px 3px 0px 3px;vertical-align:bottom;text-align:center;">23</td> </tr> <tr style="height:20px;"> <td data-sheets-value='{"1":2,"2":"Polycarbonate "}' style="border-left:1px solid #000000;overflow:hidden;padding:0px 3px 0px 3px;vertical-align:bottom;font-weight:bold;">Polycarbonate </td> <td data-sheets-value='{"1":2,"2":"Single-walled"}' style="overflow:hidden;padding:0px 3px 0px 3px;vertical-align:bottom;font-weight:bold;">Single-walled</td> <td data-sheets-value='{"1":2,"2":"Clear (A)"}' style="border-right:1px solid #000000;overflow:hidden;padding:0px 3px 0px 3px;vertical-align:bottom;font-weight:bold;">Clear (A)</td> <td data-sheets-numberformat='{"1":2,"2":"0.00","3":1}' data-sheets-value='{"1":3,"3":5.17}' style="overflow:hidden;padding:0px 3px 0px 3px;vertical-align:bottom;text-align:center;">5.17</td> <td data-sheets-numberformat='{"1":2,"2":"0","3":1}' data-sheets-value='{"1":3,"3":88}' style="overflow:hidden;padding:0px 3px 0px 3px;vertical-align:bottom;text-align:center;">88</td> <td data-sheets-numberformat='{"1":2,"2":"0","3":1}' data-sheets-value='{"1":3,"3":83}' style="overflow:hidden;padding:0px 3px 0px 3px;vertical-align:bottom;text-align:center;">83</td> <td data-sheets-numberformat='{"1":2,"2":"0","3":1}' data-sheets-value='{"1":2,"2":"-"}' style="border-right:1px solid #000000;overflow:hidden;padding:0px 3px 0px 3px;vertical-align:bottom;text-align:center;">-</td> </tr> <tr style="height:20px;"> <td data-sheets-value='{"1":2,"2":"PC"}' style="border-left:1px solid #000000;overflow:hidden;padding:0px 3px 0px 3px;vertical-align:bottom;font-weight:bold;">PC</td> <td data-sheets-value='{"1":2,"2":"Single-walled"}' style="overflow:hidden;padding:0px 3px 0px 3px;vertical-align:bottom;font-weight:bold;">Single-walled</td> <td data-sheets-value='{"1":2,"2":"Opal (D)"}' style="border-right:1px solid #000000;overflow:hidden;padding:0px 3px 0px 3px;vertical-align:bottom;font-weight:bold;">Opal (D)</td> <td data-sheets-numberformat='{"1":2,"2":"0.00","3":1}' data-sheets-value='{"1":3,"3":5.17}' style="overflow:hidden;padding:0px 3px 0px 3px;vertical-align:bottom;text-align:center;">5.17</td> <td data-sheets-numberformat='{"1":2,"2":"0","3":1}' data-sheets-value='{"1":3,"3":58}' style="overflow:hidden;padding:0px 3px 0px 3px;vertical-align:bottom;text-align:center;">58</td> <td data-sheets-numberformat='{"1":2,"2":"0","3":1}' data-sheets-value='{"1":3,"3":60}' style="overflow:hidden;padding:0px 3px 0px 3px;vertical-align:bottom;text-align:center;">60</td> <td data-sheets-numberformat='{"1":2,"2":"0","3":1}' data-sheets-value='{"1":2,"2":"-"}' style="border-right:1px solid #000000;overflow:hidden;padding:0px 3px 0px 3px;vertical-align:bottom;text-align:center;">-</td> </tr> <tr style="height:20px;"> <td style="border-left:1px solid #000000;overflow:hidden;padding:0px 3px 0px 3px;vertical-align:bottom;font-weight:bold;"></td> <td data-sheets-value='{"1":2,"2":"Double-walled"}' style="overflow:hidden;padding:0px 3px 0px 3px;vertical-align:bottom;font-weight:bold;">Double-walled</td> <td data-sheets-value='{"1":2,"2":"Clear (A/H)"}' style="border-right:1px solid #000000;overflow:hidden;padding:0px 3px 0px 3px;vertical-align:bottom;font-weight:bold;">Clear (A/H)</td> <td data-sheets-numberformat='{"1":2,"2":"0.00","3":1}' data-sheets-value='{"1":3,"3":2.9}' style="overflow:hidden;padding:0px 3px 0px 3px;vertical-align:bottom;text-align:center;">2.90</td> <td data-sheets-numberformat='{"1":2,"2":"0","3":1}' data-sheets-value='{"1":3,"3":79}' style="overflow:hidden;padding:0px 3px 0px 3px;vertical-align:bottom;text-align:center;">79</td> <td data-sheets-numberformat='{"1":2,"2":"0","3":1}' data-sheets-value='{"1":3,"3":72}' style="overflow:hidden;padding:0px 3px 0px 3px;vertical-align:bottom;text-align:center;">72</td> <td data-sheets-numberformat='{"1":2,"2":"0","3":1}' data-sheets-value='{"1":3,"3":20}' style="border-right:1px solid #000000;overflow:hidden;padding:0px 3px 0px 3px;vertical-align:bottom;text-align:center;">20</td> </tr> <tr style="height:20px;"> <td style="border-left:1px solid #000000;overflow:hidden;padding:0px 3px 0px 3px;vertical-align:bottom;font-weight:bold;"></td> <td data-sheets-value='{"1":2,"2":"Double-walled"}' style="overflow:hidden;padding:0px 3px 0px 3px;vertical-align:bottom;font-weight:bold;">Double-walled</td> <td data-sheets-value='{"1":2,"2":"Clear (A/A)"}' style="border-right:1px solid #000000;overflow:hidden;padding:0px 3px 0px 3px;vertical-align:bottom;font-weight:bold;">Clear (A/A)</td> <td data-sheets-numberformat='{"1":2,"2":"0.00","3":1}' data-sheets-value='{"1":3,"3":2.9}' style="overflow:hidden;padding:0px 3px 0px 3px;vertical-align:bottom;text-align:center;">2.90</td> <td data-sheets-numberformat='{"1":2,"2":"0","3":1}' data-sheets-value='{"1":3,"3":77}' style="overflow:hidden;padding:0px 3px 0px 3px;vertical-align:bottom;text-align:center;">77</td> <td data-sheets-numberformat='{"1":2,"2":"0","3":1}' data-sheets-value='{"1":3,"3":69}' style="overflow:hidden;padding:0px 3px 0px 3px;vertical-align:bottom;text-align:center;">69</td> <td data-sheets-numberformat='{"1":2,"2":"0","3":1}' data-sheets-value='{"1":3,"3":20}' style="border-right:1px solid #000000;overflow:hidden;padding:0px 3px 0px 3px;vertical-align:bottom;text-align:center;">20</td> </tr> <tr style="height:20px;"> <td style="border-left:1px solid #000000;overflow:hidden;padding:0px 3px 0px 3px;vertical-align:bottom;font-weight:bold;"></td> <td data-sheets-value='{"1":2,"2":"Double-walled"}' style="overflow:hidden;padding:0px 3px 0px 3px;vertical-align:bottom;font-weight:bold;">Double-walled</td> <td data-sheets-value='{"1":2,"2":"Opal (A/O)"}' style="border-right:1px solid #000000;overflow:hidden;padding:0px 3px 0px 3px;vertical-align:bottom;font-weight:bold;">Opal (A/O)</td> <td data-sheets-numberformat='{"1":2,"2":"0.00","3":1}' data-sheets-value='{"1":3,"3":2.9}' style="overflow:hidden;padding:0px 3px 0px 3px;vertical-align:bottom;text-align:center;">2.90</td> <td data-sheets-numberformat='{"1":2,"2":"0","3":1}' data-sheets-value='{"1":3,"3":73}' style="overflow:hidden;padding:0px 3px 0px 3px;vertical-align:bottom;text-align:center;">73</td> <td data-sheets-numberformat='{"1":2,"2":"0","3":1}' data-sheets-value='{"1":3,"3":63}' style="overflow:hidden;padding:0px 3px 0px 3px;vertical-align:bottom;text-align:center;">63</td> <td data-sheets-numberformat='{"1":2,"2":"0","3":1}' data-sheets-value='{"1":3,"3":20}' style="border-right:1px solid #000000;overflow:hidden;padding:0px 3px 0px 3px;vertical-align:bottom;text-align:center;">20</td> </tr> <tr style="height:20px;"> <td style="border-left:1px solid #000000;overflow:hidden;padding:0px 3px 0px 3px;vertical-align:bottom;font-weight:bold;"></td> <td data-sheets-value='{"1":2,"2":"Double-walled"}' style="overflow:hidden;padding:0px 3px 0px 3px;vertical-align:bottom;font-weight:bold;">Double-walled</td> <td data-sheets-value='{"1":2,"2":"Opal (A/D)"}' style="border-right:1px solid #000000;overflow:hidden;padding:0px 3px 0px 3px;vertical-align:bottom;font-weight:bold;">Opal (A/D)</td> <td data-sheets-numberformat='{"1":2,"2":"0.00","3":1}' data-sheets-value='{"1":3,"3":2.9}' style="overflow:hidden;padding:0px 3px 0px 3px;vertical-align:bottom;text-align:center;">2.90</td> <td data-sheets-numberformat='{"1":2,"2":"0","3":1}' data-sheets-value='{"1":3,"3":51}' style="overflow:hidden;padding:0px 3px 0px 3px;vertical-align:bottom;text-align:center;">51</td> <td data-sheets-numberformat='{"1":2,"2":"0","3":1}' data-sheets-value='{"1":3,"3":50}' style="overflow:hidden;padding:0px 3px 0px 3px;vertical-align:bottom;text-align:center;">50</td> <td data-sheets-numberformat='{"1":2,"2":"0","3":1}' data-sheets-value='{"1":3,"3":20}' style="border-right:1px solid #000000;overflow:hidden;padding:0px 3px 0px 3px;vertical-align:bottom;text-align:center;">20</td> </tr> <tr style="height:20px;"> <td style="border-left:1px solid #000000;overflow:hidden;padding:0px 3px 0px 3px;vertical-align:bottom;font-weight:bold;"></td> <td data-sheets-value='{"1":2,"2":"Triple-walled"}' style="overflow:hidden;padding:0px 3px 0px 3px;vertical-align:bottom;font-weight:bold;">Triple-walled</td> <td data-sheets-value='{"1":2,"2":"Clear (A/H/H)"}' style="border-right:1px solid #000000;overflow:hidden;padding:0px 3px 0px 3px;vertical-align:bottom;font-weight:bold;">Clear (A/H/H)</td> <td data-sheets-numberformat='{"1":2,"2":"0.00","3":1}' data-sheets-value='{"1":3,"3":1.7}' style="overflow:hidden;padding:0px 3px 0px 3px;vertical-align:bottom;text-align:center;">1.70</td> <td data-sheets-numberformat='{"1":2,"2":"0","3":1}' data-sheets-value='{"1":3,"3":71}' style="overflow:hidden;padding:0px 3px 0px 3px;vertical-align:bottom;text-align:center;">71</td> <td data-sheets-numberformat='{"1":2,"2":"0","3":1}' data-sheets-value='{"1":3,"3":63}' style="overflow:hidden;padding:0px 3px 0px 3px;vertical-align:bottom;text-align:center;">63</td> <td data-sheets-numberformat='{"1":2,"2":"0","3":1}' data-sheets-value='{"1":3,"3":22}' style="border-right:1px solid #000000;overflow:hidden;padding:0px 3px 0px 3px;vertical-align:bottom;text-align:center;">22</td> </tr> <tr style="height:20px;"> <td style="border-left:1px solid #000000;overflow:hidden;padding:0px 3px 0px 3px;vertical-align:bottom;font-weight:bold;"></td> <td data-sheets-value='{"1":2,"2":"Triple-walled"}' style="overflow:hidden;padding:0px 3px 0px 3px;vertical-align:bottom;font-weight:bold;">Triple-walled</td> <td data-sheets-value='{"1":2,"2":"Opal (A/O/O)"}' style="border-right:1px solid #000000;overflow:hidden;padding:0px 3px 0px 3px;vertical-align:bottom;font-weight:bold;">Opal (A/O/O)</td> <td data-sheets-numberformat='{"1":2,"2":"0.00","3":1}' data-sheets-value='{"1":3,"3":1.7}' style="overflow:hidden;padding:0px 3px 0px 3px;vertical-align:bottom;text-align:center;">1.70</td> <td data-sheets-numberformat='{"1":2,"2":"0","3":1}' data-sheets-value='{"1":3,"3":61}' style="overflow:hidden;padding:0px 3px 0px 3px;vertical-align:bottom;text-align:center;">61</td> <td data-sheets-numberformat='{"1":2,"2":"0","3":1}' data-sheets-value='{"1":3,"3":48}' style="overflow:hidden;padding:0px 3px 0px 3px;vertical-align:bottom;text-align:center;">48</td> <td data-sheets-numberformat='{"1":2,"2":"0","3":1}' data-sheets-value='{"1":3,"3":22}' style="border-right:1px solid #000000;overflow:hidden;padding:0px 3px 0px 3px;vertical-align:bottom;text-align:center;">22</td> </tr> <tr style="height:20px;"> <td style="border-left:1px solid #000000;overflow:hidden;padding:0px 3px 0px 3px;vertical-align:bottom;font-weight:bold;"></td> <td data-sheets-value='{"1":2,"2":"Four-walled"}' style="overflow:hidden;padding:0px 3px 0px 3px;vertical-align:bottom;font-weight:bold;">Four-walled</td> <td data-sheets-value='{"1":2,"2":"Clear (A/H/H/H)"}' style="border-right:1px solid #000000;overflow:hidden;padding:0px 3px 0px 3px;vertical-align:bottom;font-weight:bold;">Clear (A/H/H/H)</td> <td data-sheets-numberformat='{"1":2,"2":"0.00","3":1}' data-sheets-value='{"1":3,"3":1.28}' style="overflow:hidden;padding:0px 3px 0px 3px;vertical-align:bottom;text-align:center;">1.28</td> <td data-sheets-numberformat='{"1":2,"2":"0","3":1}' data-sheets-value='{"1":3,"3":64}' style="overflow:hidden;padding:0px 3px 0px 3px;vertical-align:bottom;text-align:center;">64</td> <td data-sheets-numberformat='{"1":2,"2":"0","3":1}' data-sheets-value='{"1":3,"3":52}' style="overflow:hidden;padding:0px 3px 0px 3px;vertical-align:bottom;text-align:center;">52</td> <td data-sheets-numberformat='{"1":2,"2":"0","3":1}' data-sheets-value='{"1":3,"3":23}' style="border-right:1px solid #000000;overflow:hidden;padding:0px 3px 0px 3px;vertical-align:bottom;text-align:center;">23</td> </tr> <tr style="height:20px;"> <td style="border-bottom:1px solid #000000;border-left:1px solid #000000;overflow:hidden;padding:0px 3px 0px 3px;vertical-align:bottom;"></td> <td data-sheets-value='{"1":2,"2":"Four-walled"}' style="border-bottom:1px solid #000000;overflow:hidden;padding:0px 3px 0px 3px;vertical-align:bottom;font-weight:bold;">Four-walled</td> <td data-sheets-value='{"1":2,"2":"Opal (A/H/O/H)"}' style="border-right:1px solid #000000;border-bottom:1px solid #000000;overflow:hidden;padding:0px 3px 0px 3px;vertical-align:bottom;font-weight:bold;">Opal (A/H/O/H)</td> <td data-sheets-numberformat='{"1":2,"2":"0.00","3":1}' data-sheets-value='{"1":3,"3":1.28}' style="border-bottom:1px solid #000000;overflow:hidden;padding:0px 3px 0px 3px;vertical-align:bottom;text-align:center;">1.28</td> <td data-sheets-numberformat='{"1":2,"2":"0","3":1}' data-sheets-value='{"1":3,"3":59}' style="border-bottom:1px solid #000000;overflow:hidden;padding:0px 3px 0px 3px;vertical-align:bottom;text-align:center;">59</td> <td data-sheets-numberformat='{"1":2,"2":"0","3":1}' data-sheets-value='{"1":3,"3":46}' style="border-bottom:1px solid #000000;overflow:hidden;padding:0px 3px 0px 3px;vertical-align:bottom;text-align:center;">46</td> <td data-sheets-numberformat='{"1":2,"2":"0","3":1}' data-sheets-value='{"1":3,"3":23}' style="border-right:1px solid #000000;border-bottom:1px solid #000000;overflow:hidden;padding:0px 3px 0px 3px;vertical-align:bottom;text-align:center;">23</td> </tr> <tr style="height:20px;"> <td data-sheets-value='{"1":2,"2":"Polycarbonate"}' style="border-left:1px solid #000000;overflow:hidden;padding:0px 3px 0px 3px;vertical-align:bottom;font-weight:bold;">Polycarbonate</td> <td data-sheets-value='{"1":2,"2":"Single-walled"}' style="overflow:hidden;padding:0px 3px 0px 3px;vertical-align:bottom;font-weight:bold;">Single-walled</td> <td data-sheets-value='{"1":2,"2":"Heatstop Opal (T)"}' style="border-right:1px solid #000000;overflow:hidden;padding:0px 3px 0px 3px;vertical-align:bottom;font-weight:bold;">Heatstop Opal (T)</td> <td data-sheets-numberformat='{"1":2,"2":"0.00","3":1}' data-sheets-value='{"1":3,"3":5.17}' style="overflow:hidden;padding:0px 3px 0px 3px;vertical-align:bottom;text-align:center;">5.17</td> <td data-sheets-numberformat='{"1":2,"2":"0","3":1}' data-sheets-value='{"1":3,"3":49}' style="overflow:hidden;padding:0px 3px 0px 3px;vertical-align:bottom;text-align:center;">49</td> <td data-sheets-numberformat='{"1":2,"2":"0","3":1}' data-sheets-value='{"1":3,"3":59}' style="overflow:hidden;padding:0px 3px 0px 3px;vertical-align:bottom;text-align:center;">59</td> <td data-sheets-numberformat='{"1":2,"2":"0","3":1}' data-sheets-value='{"1":2,"2":"-"}' style="border-right:1px solid #000000;overflow:hidden;padding:0px 3px 0px 3px;vertical-align:bottom;text-align:center;">-</td> </tr> <tr style="height:20px;"> <td data-sheets-value='{"1":2,"2":"Heatstop PC"}' style="border-left:1px solid #000000;overflow:hidden;padding:0px 3px 0px 3px;vertical-align:bottom;font-weight:bold;">Heatstop PC</td> <td data-sheets-value='{"1":2,"2":"Double-walled"}' style="overflow:hidden;padding:0px 3px 0px 3px;vertical-align:bottom;font-weight:bold;">Double-walled</td> <td data-sheets-value='{"1":2,"2":"Clear (T/H)"}' style="border-right:1px solid #000000;overflow:hidden;padding:0px 3px 0px 3px;vertical-align:bottom;font-weight:bold;">Clear (T/H)</td> <td data-sheets-numberformat='{"1":2,"2":"0.00","3":1}' data-sheets-value='{"1":3,"3":2.9}' style="overflow:hidden;padding:0px 3px 0px 3px;vertical-align:bottom;text-align:center;">2.90</td> <td data-sheets-numberformat='{"1":2,"2":"0","3":1}' data-sheets-value='{"1":3,"3":44}' style="overflow:hidden;padding:0px 3px 0px 3px;vertical-align:bottom;text-align:center;">44</td> <td data-sheets-numberformat='{"1":2,"2":"0","3":1}' data-sheets-value='{"1":3,"3":51}' style="overflow:hidden;padding:0px 3px 0px 3px;vertical-align:bottom;text-align:center;">51</td> <td data-sheets-numberformat='{"1":2,"2":"0","3":1}' data-sheets-value='{"1":3,"3":20}' style="border-right:1px solid #000000;overflow:hidden;padding:0px 3px 0px 3px;vertical-align:bottom;text-align:center;">20</td> </tr> <tr style="height:20px;"> <td style="border-left:1px solid #000000;overflow:hidden;padding:0px 3px 0px 3px;vertical-align:bottom;font-weight:bold;"></td> <td data-sheets-value='{"1":2,"2":"Double-walled"}' style="overflow:hidden;padding:0px 3px 0px 3px;vertical-align:bottom;font-weight:bold;">Double-walled</td> <td data-sheets-value='{"1":2,"2":"Opal (T/O)"}' style="border-right:1px solid #000000;overflow:hidden;padding:0px 3px 0px 3px;vertical-align:bottom;font-weight:bold;">Opal (T/O)</td> <td data-sheets-numberformat='{"1":2,"2":"0.00","3":1}' data-sheets-value='{"1":3,"3":2.9}' style="overflow:hidden;padding:0px 3px 0px 3px;vertical-align:bottom;text-align:center;">2.90</td> <td data-sheets-numberformat='{"1":2,"2":"0","3":1}' data-sheets-value='{"1":3,"3":41}' style="overflow:hidden;padding:0px 3px 0px 3px;vertical-align:bottom;text-align:center;">41</td> <td data-sheets-numberformat='{"1":2,"2":"0","3":1}' data-sheets-value='{"1":3,"3":45}' style="overflow:hidden;padding:0px 3px 0px 3px;vertical-align:bottom;text-align:center;">45</td> <td data-sheets-numberformat='{"1":2,"2":"0","3":1}' data-sheets-value='{"1":3,"3":20}' style="border-right:1px solid #000000;overflow:hidden;padding:0px 3px 0px 3px;vertical-align:bottom;text-align:center;">20</td> </tr> <tr style="height:20px;"> <td style="border-left:1px solid #000000;overflow:hidden;padding:0px 3px 0px 3px;vertical-align:bottom;font-weight:bold;"></td> <td data-sheets-value='{"1":2,"2":"Triple-walled"}' style="overflow:hidden; | skylux-160-ce-met-koepel-en-pvc-opstand-16-00-met-lm-motor-1400-x-1400-mm | 8586023010637 | 46872331780429
Smoke and heat exhaust (SHEV) | SHE system | Skylux | Skylux 160° CE with skylight and PVC curb 16/00 with LM-actuator 1450 x 1700 mm |  | 50258 | 5412970502586 | 5291.35 | Yes | 30-45 | 76.44 | 1450 x 1700 mm | 1700 | 1450 |  | PVC 16/00 (16 cm high & roof opening = daylight size) | Rectangular | 5.17 W/m²K - 1.28 W/m²K | 87% - 32% | 90% - 32% | 20dB - 23dB | 160° CE (for industry) | skylight | without spoiler | E | Single actuator | Maximum four-walled skylight possible for this product | Ut-value LT-value g-value Rw-value EN 1873 : 2014 EN ISO 13468 EN 16153 EN 410 EN 410 EN ISO 140-3 Material Walls Shells (W/m²K) (%) (%) (dB) Acrylic Single-walled Clear (H) 5.17 90 87 - PMMA Single-walled Opal (O) 5.17 83 76 - Double-walled Clear (H/H) 2.90 81 75 20 Double-walled Opal (O/O) 2.90 69 58 20 Triple-walled Clear (H/H/H) 1.70 73 65 22 Triple-walled Opal (O/H/O) 1.70 62 51 22 Four-walled Clear (H/H/H/H) 1.28 64 54 23 Four-walled Opal (H/H/O/H) 1.28 59 48 23 Polycarbonate Single-walled Clear (A) 5.17 88 83 - PC Single-walled Opal (D) 5.17 58 60 - Double-walled Clear (A/H) 2.90 79 72 20 Double-walled Clear (A/A) 2.90 77 69 20 Double-walled Opal (A/O) 2.90 73 63 20 Double-walled Opal (A/D) 2.90 51 50 20 Triple-walled Clear (A/H/H) 1.70 71 63 22 Triple-walled Opal (A/O/O) 1.70 61 48 22 Four-walled Clear (A/H/H/H) 1.28 64 52 23 Four-walled Opal (A/H/O/H) 1.28 59 46 23 Polycarbonate Single-walled Heatstop Opal (T) 5.17 49 59 - Heatstop PC Double-walled Clear (T/H) 2.90 44 51 20 Double-walled Opal (T/O) 2.90 41 45 20 Triple-walled Clear (T/H/H) 1.70 40 <td data-sheets-numberformat='{"1":2,"2":"0","3":1}' data-sheets-value='{"1":3,"3":44}' style="overflow:hidden;paddin | https://skylux.eu/en/products/skylux-160-ce-met-koepel-en-pvc-opstand-16-00-met-lm-motor-1450-x-1700-mm | https://skylux.eu/cdn/shop/files/Skylux-160deg-CE-met-koepel-en-pvc-opstand-1600-met-LM-motor-1450-x-1700-mm-RWA-systeem.jpg?v=1702979495&width=1600 | https://skylux.eu/cdn/shop/files/e5a82811-1bb0-48e4-a776-cacb59c7c092_b9cd5731-cd91-453d-865d-62edb8650b5a.jpg?v=1688550911&width=1600 | //skylux.eu/cdn/shop/files/E_MH_Mounting_instructions_Skylux_160_CE_LM.pdf?v=12406716259046007223 | //skylux.eu/cdn/shop/files/E_TD_Technical_File_Skylux_Skylux_160_CE_Electric.pdf?v=3667116872303399239 | <style type="text/css" id="isPasted"> <!--td { border: 1px solid #cccccc; } br { mso-data-placement: same-cell; } --> </style> <table border="1" cellpadding="0" cellspacing="0" dir="ltr" style="table-layout:fixed;font-size:10pt;font-family:Arial;border-collapse:collapse;border:none;"><tbody> <tr style="height:20px;"> <td style="overflow:hidden;padding:0px 3px 0px 3px;vertical-align:bottom;"></td> <td style="overflow:hidden;padding:0px 3px 0px 3px;vertical-align:bottom;"></td> <td style="overflow:hidden;padding:0px 3px 0px 3px;vertical-align:bottom;"></td> <td data-sheets-value='{"1":2,"2":"Ut-value"}' style="overflow:hidden;padding:0px 3px 0px 3px;vertical-align:bottom;font-weight:bold;text-align:center;">Ut-value</td> <td data-sheets-value='{"1":2,"2":"LT-value"}' style="overflow:hidden;padding:0px 3px 0px 3px;vertical-align:bottom;font-weight:bold;text-align:center;">LT-value</td> <td data-sheets-value='{"1":2,"2":"g-value"}' style="overflow:hidden;padding:0px 3px 0px 3px;vertical-align:bottom;font-weight:bold;text-align:center;">g-value</td> <td data-sheets-value='{"1":2,"2":"Rw-value "}' style="overflow:hidden;padding:0px 3px 0px 3px;vertical-align:bottom;font-weight:bold;text-align:center;">Rw-value </td> </tr> <tr style="height:20px;"> <td style="overflow:hidden;padding:0px 3px 0px 3px;vertical-align:bottom;"></td> <td style="overflow:hidden;padding:0px 3px 0px 3px;vertical-align:bottom;"></td> <td style="overflow:hidden;padding:0px 3px 0px 3px;vertical-align:bottom;"></td> <td data-sheets-numberformat='{"1":2,"2":"0.00","3":1}' data-sheets-value='{"1":2,"2":"EN 1873 : 2014"}' style="overflow:hidden;padding:0px 3px 0px 3px;vertical-align:bottom;text-align:center;">EN 1873 : 2014</td> <td data-sheets-numberformat='{"1":2,"2":"0","3":1}' data-sheets-value='{"1":2,"2":"EN ISO 13468 EN 16153 EN 410"}' style="overflow:hidden;padding:0px 3px 0px 3px;vertical-align:bottom;text-align:center;">EN ISO 13468 EN 16153 EN 410</td> <td data-sheets-numberformat='{"1":2,"2":"0","3":1}' data-sheets-value='{"1":2,"2":"EN 410"}' style="overflow:hidden;padding:0px 3px 0px 3px;vertical-align:bottom;text-align:center;">EN 410</td> <td data-sheets-value='{"1":2,"2":"EN ISO 140-3\t\t"}' style="overflow:hidden;padding:0px 3px 0px 3px;vertical-align:bottom;text-align:center;">EN ISO 140-3 </td> </tr> <tr style="height:20px;"> <td data-sheets-value='{"1":2,"2":"Material"}' style="border-bottom:1px solid #000000;overflow:hidden;padding:0px 3px 0px 3px;vertical-align:bottom;background-color:#000000;font-weight:bold;color:#ffffff;">Material</td> <td data-sheets-value='{"1":2,"2":"Walls"}' style="border-bottom:1px solid #000000;overflow:hidden;padding:0px 3px 0px 3px;vertical-align:bottom;background-color:#000000;font-weight:bold;color:#ffffff;">Walls</td> <td data-sheets-value='{"1":2,"2":"Shells"}' style="border-bottom:1px solid #000000;overflow:hidden;padding:0px 3px 0px 3px;vertical-align:bottom;background-color:#000000;font-weight:bold;color:#ffffff;">Shells</td> <td data-sheets-numberformat='{"1":2,"2":"0.00","3":1}' data-sheets-value='{"1":2,"2":"(W/m²K)\t"}' style="border-bottom:1px solid #000000;overflow:hidden;padding:0px 3px 0px 3px;vertical-align:bottom;background-color:#000000;font-weight:bold;color:#ffffff;text-align:center;">(W/m²K) </td> <td data-sheets-numberformat='{"1":2,"2":"0","3":1}' data-sheets-value='{"1":2,"2":"(%)"}' style="border-bottom:1px solid #000000;overflow:hidden;padding:0px 3px 0px 3px;vertical-align:bottom;background-color:#000000;font-weight:bold;color:#ffffff;text-align:center;">(%)</td> <td data-sheets-numberformat='{"1":2,"2":"0","3":1}' data-sheets-value='{"1":2,"2":"(%)"}' style="border-bottom:1px solid #000000;overflow:hidden;padding:0px 3px 0px 3px;vertical-align:bottom;background-color:#000000;font-weight:bold;color:#ffffff;text-align:center;">(%)</td> <td data-sheets-value='{"1":2,"2":"(dB)"}' style="border-bottom:1px solid #000000;overflow:hidden;padding:0px 3px 0px 3px;vertical-align:bottom;background-color:#000000;font-weight:bold;color:#ffffff;text-align:center;">(dB)</td> </tr> <tr style="height:20px;"> <td data-sheets-value='{"1":2,"2":"Acrylic"}' style="border-left:1px solid #000000;overflow:hidden;padding:0px 3px 0px 3px;vertical-align:bottom;font-weight:bold;">Acrylic</td> <td data-sheets-value='{"1":2,"2":"Single-walled"}' style="overflow:hidden;padding:0px 3px 0px 3px;vertical-align:bottom;font-weight:bold;">Single-walled</td> <td data-sheets-value='{"1":2,"2":"Clear (H)"}' style="border-right:1px solid #000000;overflow:hidden;padding:0px 3px 0px 3px;vertical-align:bottom;font-weight:bold;">Clear (H)</td> <td data-sheets-numberformat='{"1":2,"2":"0.00","3":1}' data-sheets-value='{"1":3,"3":5.17}' style="overflow:hidden;padding:0px 3px 0px 3px;vertical-align:bottom;text-align:center;">5.17</td> <td data-sheets-numberformat='{"1":2,"2":"0","3":1}' data-sheets-value='{"1":3,"3":90}' style="overflow:hidden;padding:0px 3px 0px 3px;vertical-align:bottom;text-align:center;">90</td> <td data-sheets-numberformat='{"1":2,"2":"0","3":1}' data-sheets-value='{"1":3,"3":87}' style="overflow:hidden;padding:0px 3px 0px 3px;vertical-align:bottom;text-align:center;">87</td> <td data-sheets-numberformat='{"1":2,"2":"0","3":1}' data-sheets-value='{"1":2,"2":"-"}' style="border-right:1px solid #000000;overflow:hidden;padding:0px 3px 0px 3px;vertical-align:bottom;text-align:center;">-</td> </tr> <tr style="height:20px;"> <td data-sheets-value='{"1":2,"2":"PMMA"}' style="border-left:1px solid #000000;overflow:hidden;padding:0px 3px 0px 3px;vertical-align:bottom;font-weight:bold;">PMMA</td> <td data-sheets-value='{"1":2,"2":"Single-walled"}' style="overflow:hidden;padding:0px 3px 0px 3px;vertical-align:bottom;font-weight:bold;">Single-walled</td> <td data-sheets-value='{"1":2,"2":"Opal (O)"}' style="border-right:1px solid #000000;overflow:hidden;padding:0px 3px 0px 3px;vertical-align:bottom;font-weight:bold;">Opal (O)</td> <td data-sheets-numberformat='{"1":2,"2":"0.00","3":1}' data-sheets-value='{"1":3,"3":5.17}' style="overflow:hidden;padding:0px 3px 0px 3px;vertical-align:bottom;text-align:center;">5.17</td> <td data-sheets-numberformat='{"1":2,"2":"0","3":1}' data-sheets-value='{"1":3,"3":83}' style="overflow:hidden;padding:0px 3px 0px 3px;vertical-align:bottom;text-align:center;">83</td> <td data-sheets-numberformat='{"1":2,"2":"0","3":1}' data-sheets-value='{"1":3,"3":76}' style="overflow:hidden;padding:0px 3px 0px 3px;vertical-align:bottom;text-align:center;">76</td> <td data-sheets-numberformat='{"1":2,"2":"0","3":1}' data-sheets-value='{"1":2,"2":"-"}' style="border-right:1px solid #000000;overflow:hidden;padding:0px 3px 0px 3px;vertical-align:bottom;text-align:center;">-</td> </tr> <tr style="height:20px;"> <td style="border-left:1px solid #000000;overflow:hidden;padding:0px 3px 0px 3px;vertical-align:bottom;font-weight:bold;"></td> <td data-sheets-value='{"1":2,"2":"Double-walled"}' style="overflow:hidden;padding:0px 3px 0px 3px;vertical-align:bottom;font-weight:bold;">Double-walled</td> <td data-sheets-value='{"1":2,"2":"Clear (H/H)"}' style="border-right:1px solid #000000;overflow:hidden;padding:0px 3px 0px 3px;vertical-align:bottom;font-weight:bold;">Clear (H/H)</td> <td data-sheets-numberformat='{"1":2,"2":"0.00","3":1}' data-sheets-value='{"1":3,"3":2.9}' style="overflow:hidden;padding:0px 3px 0px 3px;vertical-align:bottom;text-align:center;">2.90</td> <td data-sheets-numberformat='{"1":2,"2":"0","3":1}' data-sheets-value='{"1":3,"3":81}' style="overflow:hidden;padding:0px 3px 0px 3px;vertical-align:bottom;text-align:center;">81</td> <td data-sheets-numberformat='{"1":2,"2":"0","3":1}' data-sheets-value='{"1":3,"3":75}' style="overflow:hidden;padding:0px 3px 0px 3px;vertical-align:bottom;text-align:center;">75</td> <td data-sheets-numberformat='{"1":2,"2":"0","3":1}' data-sheets-value='{"1":3,"3":20}' style="border-right:1px solid #000000;overflow:hidden;padding:0px 3px 0px 3px;vertical-align:bottom;text-align:center;">20</td> </tr> <tr style="height:20px;"> <td style="border-left:1px solid #000000;overflow:hidden;padding:0px 3px 0px 3px;vertical-align:bottom;font-weight:bold;"></td> <td data-sheets-value='{"1":2,"2":"Double-walled"}' style="overflow:hidden;padding:0px 3px 0px 3px;vertical-align:bottom;font-weight:bold;">Double-walled</td> <td data-sheets-value='{"1":2,"2":"Opal (O/O)"}' style="border-right:1px solid #000000;overflow:hidden;padding:0px 3px 0px 3px;vertical-align:bottom;font-weight:bold;">Opal (O/O)</td> <td data-sheets-numberformat='{"1":2,"2":"0.00","3":1}' data-sheets-value='{"1":3,"3":2.9}' style="overflow:hidden;padding:0px 3px 0px 3px;vertical-align:bottom;text-align:center;">2.90</td> <td data-sheets-numberformat='{"1":2,"2":"0","3":1}' data-sheets-value='{"1":3,"3":69}' style="overflow:hidden;padding:0px 3px 0px 3px;vertical-align:bottom;text-align:center;">69</td> <td data-sheets-numberformat='{"1":2,"2":"0","3":1}' data-sheets-value='{"1":3,"3":58}' style="overflow:hidden;padding:0px 3px 0px 3px;vertical-align:bottom;text-align:center;">58</td> <td data-sheets-numberformat='{"1":2,"2":"0","3":1}' data-sheets-value='{"1":3,"3":20}' style="border-right:1px solid #000000;overflow:hidden;padding:0px 3px 0px 3px;vertical-align:bottom;text-align:center;">20</td> </tr> <tr style="height:20px;"> <td style="border-left:1px solid #000000;overflow:hidden;padding:0px 3px 0px 3px;vertical-align:bottom;font-weight:bold;"></td> <td data-sheets-value='{"1":2,"2":"Triple-walled"}' style="overflow:hidden;padding:0px 3px 0px 3px;vertical-align:bottom;font-weight:bold;">Triple-walled</td> <td data-sheets-value='{"1":2,"2":"Clear (H/H/H)"}' style="border-right:1px solid #000000;overflow:hidden;padding:0px 3px 0px 3px;vertical-align:bottom;font-weight:bold;">Clear (H/H/H)</td> <td data-sheets-numberformat='{"1":2,"2":"0.00","3":1}' data-sheets-value='{"1":3,"3":1.7}' style="overflow:hidden;padding:0px 3px 0px 3px;vertical-align:bottom;text-align:center;">1.70</td> <td data-sheets-numberformat='{"1":2,"2":"0","3":1}' data-sheets-value='{"1":3,"3":73}' style="overflow:hidden;padding:0px 3px 0px 3px;vertical-align:bottom;text-align:center;">73</td> <td data-sheets-numberformat='{"1":2,"2":"0","3":1}' data-sheets-value='{"1":3,"3":65}' style="overflow:hidden;padding:0px 3px 0px 3px;vertical-align:bottom;text-align:center;">65</td> <td data-sheets-numberformat='{"1":2,"2":"0","3":1}' data-sheets-value='{"1":3,"3":22}' style="border-right:1px solid #000000;overflow:hidden;padding:0px 3px 0px 3px;vertical-align:bottom;text-align:center;">22</td> </tr> <tr style="height:20px;"> <td style="border-left:1px solid #000000;overflow:hidden;padding:0px 3px 0px 3px;vertical-align:bottom;font-weight:bold;"></td> <td data-sheets-value='{"1":2,"2":"Triple-walled"}' style="overflow:hidden;padding:0px 3px 0px 3px;vertical-align:bottom;font-weight:bold;">Triple-walled</td> <td data-sheets-value='{"1":2,"2":"Opal (O/H/O)"}' style="border-right:1px solid #000000;overflow:hidden;padding:0px 3px 0px 3px;vertical-align:bottom;font-weight:bold;">Opal (O/H/O)</td> <td data-sheets-numberformat='{"1":2,"2":"0.00","3":1}' data-sheets-value='{"1":3,"3":1.7}' style="overflow:hidden;padding:0px 3px 0px 3px;vertical-align:bottom;text-align:center;">1.70</td> <td data-sheets-numberformat='{"1":2,"2":"0","3":1}' data-sheets-value='{"1":3,"3":62}' style="overflow:hidden;padding:0px 3px 0px 3px;vertical-align:bottom;text-align:center;">62</td> <td data-sheets-numberformat='{"1":2,"2":"0","3":1}' data-sheets-value='{"1":3,"3":51}' style="overflow:hidden;padding:0px 3px 0px 3px;vertical-align:bottom;text-align:center;">51</td> <td data-sheets-numberformat='{"1":2,"2":"0","3":1}' data-sheets-value='{"1":3,"3":22}' style="border-right:1px solid #000000;overflow:hidden;padding:0px 3px 0px 3px;vertical-align:bottom;text-align:center;">22</td> </tr> <tr style="height:20px;"> <td style="border-left:1px solid #000000;overflow:hidden;padding:0px 3px 0px 3px;vertical-align:bottom;font-weight:bold;"></td> <td data-sheets-value='{"1":2,"2":"Four-walled"}' style="overflow:hidden;padding:0px 3px 0px 3px;vertical-align:bottom;font-weight:bold;">Four-walled</td> <td data-sheets-value='{"1":2,"2":"Clear (H/H/H/H)"}' style="border-right:1px solid #000000;overflow:hidden;padding:0px 3px 0px 3px;vertical-align:bottom;font-weight:bold;">Clear (H/H/H/H)</td> <td data-sheets-numberformat='{"1":2,"2":"0.00","3":1}' data-sheets-value='{"1":3,"3":1.28}' style="overflow:hidden;padding:0px 3px 0px 3px;vertical-align:bottom;text-align:center;">1.28</td> <td data-sheets-numberformat='{"1":2,"2":"0","3":1}' data-sheets-value='{"1":3,"3":64}' style="overflow:hidden;padding:0px 3px 0px 3px;vertical-align:bottom;text-align:center;">64</td> <td data-sheets-numberformat='{"1":2,"2":"0","3":1}' data-sheets-value='{"1":3,"3":54}' style="overflow:hidden;padding:0px 3px 0px 3px;vertical-align:bottom;text-align:center;">54</td> <td data-sheets-numberformat='{"1":2,"2":"0","3":1}' data-sheets-value='{"1":3,"3":23}' style="border-right:1px solid #000000;overflow:hidden;padding:0px 3px 0px 3px;vertical-align:bottom;text-align:center;">23</td> </tr> <tr style="height:20px;"> <td style="border-bottom:1px solid #000000;border-left:1px solid #000000;overflow:hidden;padding:0px 3px 0px 3px;vertical-align:bottom;"></td> <td data-sheets-value='{"1":2,"2":"Four-walled"}' style="border-bottom:1px solid #000000;overflow:hidden;padding:0px 3px 0px 3px;vertical-align:bottom;font-weight:bold;">Four-walled</td> <td data-sheets-value='{"1":2,"2":"Opal (H/H/O/H)"}' style="border-right:1px solid #000000;border-bottom:1px solid #000000;overflow:hidden;padding:0px 3px 0px 3px;vertical-align:bottom;font-weight:bold;">Opal (H/H/O/H)</td> <td data-sheets-numberformat='{"1":2,"2":"0.00","3":1}' data-sheets-value='{"1":3,"3":1.28}' style="border-bottom:1px solid #000000;overflow:hidden;padding:0px 3px 0px 3px;vertical-align:bottom;text-align:center;">1.28</td> <td data-sheets-numberformat='{"1":2,"2":"0","3":1}' data-sheets-value='{"1":3,"3":59}' style="border-bottom:1px solid #000000;overflow:hidden;padding:0px 3px 0px 3px;vertical-align:bottom;text-align:center;">59</td> <td data-sheets-numberformat='{"1":2,"2":"0","3":1}' data-sheets-value='{"1":3,"3":48}' style="border-bottom:1px solid #000000;overflow:hidden;padding:0px 3px 0px 3px;vertical-align:bottom;text-align:center;">48</td> <td data-sheets-numberformat='{"1":2,"2":"0","3":1}' data-sheets-value='{"1":3,"3":23}' style="border-right:1px solid #000000;border-bottom:1px solid #000000;overflow:hidden;padding:0px 3px 0px 3px;vertical-align:bottom;text-align:center;">23</td> </tr> <tr style="height:20px;"> <td data-sheets-value='{"1":2,"2":"Polycarbonate "}' style="border-left:1px solid #000000;overflow:hidden;padding:0px 3px 0px 3px;vertical-align:bottom;font-weight:bold;">Polycarbonate </td> <td data-sheets-value='{"1":2,"2":"Single-walled"}' style="overflow:hidden;padding:0px 3px 0px 3px;vertical-align:bottom;font-weight:bold;">Single-walled</td> <td data-sheets-value='{"1":2,"2":"Clear (A)"}' style="border-right:1px solid #000000;overflow:hidden;padding:0px 3px 0px 3px;vertical-align:bottom;font-weight:bold;">Clear (A)</td> <td data-sheets-numberformat='{"1":2,"2":"0.00","3":1}' data-sheets-value='{"1":3,"3":5.17}' style="overflow:hidden;padding:0px 3px 0px 3px;vertical-align:bottom;text-align:center;">5.17</td> <td data-sheets-numberformat='{"1":2,"2":"0","3":1}' data-sheets-value='{"1":3,"3":88}' style="overflow:hidden;padding:0px 3px 0px 3px;vertical-align:bottom;text-align:center;">88</td> <td data-sheets-numberformat='{"1":2,"2":"0","3":1}' data-sheets-value='{"1":3,"3":83}' style="overflow:hidden;padding:0px 3px 0px 3px;vertical-align:bottom;text-align:center;">83</td> <td data-sheets-numberformat='{"1":2,"2":"0","3":1}' data-sheets-value='{"1":2,"2":"-"}' style="border-right:1px solid #000000;overflow:hidden;padding:0px 3px 0px 3px;vertical-align:bottom;text-align:center;">-</td> </tr> <tr style="height:20px;"> <td data-sheets-value='{"1":2,"2":"PC"}' style="border-left:1px solid #000000;overflow:hidden;padding:0px 3px 0px 3px;vertical-align:bottom;font-weight:bold;">PC</td> <td data-sheets-value='{"1":2,"2":"Single-walled"}' style="overflow:hidden;padding:0px 3px 0px 3px;vertical-align:bottom;font-weight:bold;">Single-walled</td> <td data-sheets-value='{"1":2,"2":"Opal (D)"}' style="border-right:1px solid #000000;overflow:hidden;padding:0px 3px 0px 3px;vertical-align:bottom;font-weight:bold;">Opal (D)</td> <td data-sheets-numberformat='{"1":2,"2":"0.00","3":1}' data-sheets-value='{"1":3,"3":5.17}' style="overflow:hidden;padding:0px 3px 0px 3px;vertical-align:bottom;text-align:center;">5.17</td> <td data-sheets-numberformat='{"1":2,"2":"0","3":1}' data-sheets-value='{"1":3,"3":58}' style="overflow:hidden;padding:0px 3px 0px 3px;vertical-align:bottom;text-align:center;">58</td> <td data-sheets-numberformat='{"1":2,"2":"0","3":1}' data-sheets-value='{"1":3,"3":60}' style="overflow:hidden;padding:0px 3px 0px 3px;vertical-align:bottom;text-align:center;">60</td> <td data-sheets-numberformat='{"1":2,"2":"0","3":1}' data-sheets-value='{"1":2,"2":"-"}' style="border-right:1px solid #000000;overflow:hidden;padding:0px 3px 0px 3px;vertical-align:bottom;text-align:center;">-</td> </tr> <tr style="height:20px;"> <td style="border-left:1px solid #000000;overflow:hidden;padding:0px 3px 0px 3px;vertical-align:bottom;font-weight:bold;"></td> <td data-sheets-value='{"1":2,"2":"Double-walled"}' style="overflow:hidden;padding:0px 3px 0px 3px;vertical-align:bottom;font-weight:bold;">Double-walled</td> <td data-sheets-value='{"1":2,"2":"Clear (A/H)"}' style="border-right:1px solid #000000;overflow:hidden;padding:0px 3px 0px 3px;vertical-align:bottom;font-weight:bold;">Clear (A/H)</td> <td data-sheets-numberformat='{"1":2,"2":"0.00","3":1}' data-sheets-value='{"1":3,"3":2.9}' style="overflow:hidden;padding:0px 3px 0px 3px;vertical-align:bottom;text-align:center;">2.90</td> <td data-sheets-numberformat='{"1":2,"2":"0","3":1}' data-sheets-value='{"1":3,"3":79}' style="overflow:hidden;padding:0px 3px 0px 3px;vertical-align:bottom;text-align:center;">79</td> <td data-sheets-numberformat='{"1":2,"2":"0","3":1}' data-sheets-value='{"1":3,"3":72}' style="overflow:hidden;padding:0px 3px 0px 3px;vertical-align:bottom;text-align:center;">72</td> <td data-sheets-numberformat='{"1":2,"2":"0","3":1}' data-sheets-value='{"1":3,"3":20}' style="border-right:1px solid #000000;overflow:hidden;padding:0px 3px 0px 3px;vertical-align:bottom;text-align:center;">20</td> </tr> <tr style="height:20px;"> <td style="border-left:1px solid #000000;overflow:hidden;padding:0px 3px 0px 3px;vertical-align:bottom;font-weight:bold;"></td> <td data-sheets-value='{"1":2,"2":"Double-walled"}' style="overflow:hidden;padding:0px 3px 0px 3px;vertical-align:bottom;font-weight:bold;">Double-walled</td> <td data-sheets-value='{"1":2,"2":"Clear (A/A)"}' style="border-right:1px solid #000000;overflow:hidden;padding:0px 3px 0px 3px;vertical-align:bottom;font-weight:bold;">Clear (A/A)</td> <td data-sheets-numberformat='{"1":2,"2":"0.00","3":1}' data-sheets-value='{"1":3,"3":2.9}' style="overflow:hidden;padding:0px 3px 0px 3px;vertical-align:bottom;text-align:center;">2.90</td> <td data-sheets-numberformat='{"1":2,"2":"0","3":1}' data-sheets-value='{"1":3,"3":77}' style="overflow:hidden;padding:0px 3px 0px 3px;vertical-align:bottom;text-align:center;">77</td> <td data-sheets-numberformat='{"1":2,"2":"0","3":1}' data-sheets-value='{"1":3,"3":69}' style="overflow:hidden;padding:0px 3px 0px 3px;vertical-align:bottom;text-align:center;">69</td> <td data-sheets-numberformat='{"1":2,"2":"0","3":1}' data-sheets-value='{"1":3,"3":20}' style="border-right:1px solid #000000;overflow:hidden;padding:0px 3px 0px 3px;vertical-align:bottom;text-align:center;">20</td> </tr> <tr style="height:20px;"> <td style="border-left:1px solid #000000;overflow:hidden;padding:0px 3px 0px 3px;vertical-align:bottom;font-weight:bold;"></td> <td data-sheets-value='{"1":2,"2":"Double-walled"}' style="overflow:hidden;padding:0px 3px 0px 3px;vertical-align:bottom;font-weight:bold;">Double-walled</td> <td data-sheets-value='{"1":2,"2":"Opal (A/O)"}' style="border-right:1px solid #000000;overflow:hidden;padding:0px 3px 0px 3px;vertical-align:bottom;font-weight:bold;">Opal (A/O)</td> <td data-sheets-numberformat='{"1":2,"2":"0.00","3":1}' data-sheets-value='{"1":3,"3":2.9}' style="overflow:hidden;padding:0px 3px 0px 3px;vertical-align:bottom;text-align:center;">2.90</td> <td data-sheets-numberformat='{"1":2,"2":"0","3":1}' data-sheets-value='{"1":3,"3":73}' style="overflow:hidden;padding:0px 3px 0px 3px;vertical-align:bottom;text-align:center;">73</td> <td data-sheets-numberformat='{"1":2,"2":"0","3":1}' data-sheets-value='{"1":3,"3":63}' style="overflow:hidden;padding:0px 3px 0px 3px;vertical-align:bottom;text-align:center;">63</td> <td data-sheets-numberformat='{"1":2,"2":"0","3":1}' data-sheets-value='{"1":3,"3":20}' style="border-right:1px solid #000000;overflow:hidden;padding:0px 3px 0px 3px;vertical-align:bottom;text-align:center;">20</td> </tr> <tr style="height:20px;"> <td style="border-left:1px solid #000000;overflow:hidden;padding:0px 3px 0px 3px;vertical-align:bottom;font-weight:bold;"></td> <td data-sheets-value='{"1":2,"2":"Double-walled"}' style="overflow:hidden;padding:0px 3px 0px 3px;vertical-align:bottom;font-weight:bold;">Double-walled</td> <td data-sheets-value='{"1":2,"2":"Opal (A/D)"}' style="border-right:1px solid #000000;overflow:hidden;padding:0px 3px 0px 3px;vertical-align:bottom;font-weight:bold;">Opal (A/D)</td> <td data-sheets-numberformat='{"1":2,"2":"0.00","3":1}' data-sheets-value='{"1":3,"3":2.9}' style="overflow:hidden;padding:0px 3px 0px 3px;vertical-align:bottom;text-align:center;">2.90</td> <td data-sheets-numberformat='{"1":2,"2":"0","3":1}' data-sheets-value='{"1":3,"3":51}' style="overflow:hidden;padding:0px 3px 0px 3px;vertical-align:bottom;text-align:center;">51</td> <td data-sheets-numberformat='{"1":2,"2":"0","3":1}' data-sheets-value='{"1":3,"3":50}' style="overflow:hidden;padding:0px 3px 0px 3px;vertical-align:bottom;text-align:center;">50</td> <td data-sheets-numberformat='{"1":2,"2":"0","3":1}' data-sheets-value='{"1":3,"3":20}' style="border-right:1px solid #000000;overflow:hidden;padding:0px 3px 0px 3px;vertical-align:bottom;text-align:center;">20</td> </tr> <tr style="height:20px;"> <td style="border-left:1px solid #000000;overflow:hidden;padding:0px 3px 0px 3px;vertical-align:bottom;font-weight:bold;"></td> <td data-sheets-value='{"1":2,"2":"Triple-walled"}' style="overflow:hidden;padding:0px 3px 0px 3px;vertical-align:bottom;font-weight:bold;">Triple-walled</td> <td data-sheets-value='{"1":2,"2":"Clear (A/H/H)"}' style="border-right:1px solid #000000;overflow:hidden;padding:0px 3px 0px 3px;vertical-align:bottom;font-weight:bold;">Clear (A/H/H)</td> <td data-sheets-numberformat='{"1":2,"2":"0.00","3":1}' data-sheets-value='{"1":3,"3":1.7}' style="overflow:hidden;padding:0px 3px 0px 3px;vertical-align:bottom;text-align:center;">1.70</td> <td data-sheets-numberformat='{"1":2,"2":"0","3":1}' data-sheets-value='{"1":3,"3":71}' style="overflow:hidden;padding:0px 3px 0px 3px;vertical-align:bottom;text-align:center;">71</td> <td data-sheets-numberformat='{"1":2,"2":"0","3":1}' data-sheets-value='{"1":3,"3":63}' style="overflow:hidden;padding:0px 3px 0px 3px;vertical-align:bottom;text-align:center;">63</td> <td data-sheets-numberformat='{"1":2,"2":"0","3":1}' data-sheets-value='{"1":3,"3":22}' style="border-right:1px solid #000000;overflow:hidden;padding:0px 3px 0px 3px;vertical-align:bottom;text-align:center;">22</td> </tr> <tr style="height:20px;"> <td style="border-left:1px solid #000000;overflow:hidden;padding:0px 3px 0px 3px;vertical-align:bottom;font-weight:bold;"></td> <td data-sheets-value='{"1":2,"2":"Triple-walled"}' style="overflow:hidden;padding:0px 3px 0px 3px;vertical-align:bottom;font-weight:bold;">Triple-walled</td> <td data-sheets-value='{"1":2,"2":"Opal (A/O/O)"}' style="border-right:1px solid #000000;overflow:hidden;padding:0px 3px 0px 3px;vertical-align:bottom;font-weight:bold;">Opal (A/O/O)</td> <td data-sheets-numberformat='{"1":2,"2":"0.00","3":1}' data-sheets-value='{"1":3,"3":1.7}' style="overflow:hidden;padding:0px 3px 0px 3px;vertical-align:bottom;text-align:center;">1.70</td> <td data-sheets-numberformat='{"1":2,"2":"0","3":1}' data-sheets-value='{"1":3,"3":61}' style="overflow:hidden;padding:0px 3px 0px 3px;vertical-align:bottom;text-align:center;">61</td> <td data-sheets-numberformat='{"1":2,"2":"0","3":1}' data-sheets-value='{"1":3,"3":48}' style="overflow:hidden;padding:0px 3px 0px 3px;vertical-align:bottom;text-align:center;">48</td> <td data-sheets-numberformat='{"1":2,"2":"0","3":1}' data-sheets-value='{"1":3,"3":22}' style="border-right:1px solid #000000;overflow:hidden;padding:0px 3px 0px 3px;vertical-align:bottom;text-align:center;">22</td> </tr> <tr style="height:20px;"> <td style="border-left:1px solid #000000;overflow:hidden;padding:0px 3px 0px 3px;vertical-align:bottom;font-weight:bold;"></td> <td data-sheets-value='{"1":2,"2":"Four-walled"}' style="overflow:hidden;padding:0px 3px 0px 3px;vertical-align:bottom;font-weight:bold;">Four-walled</td> <td data-sheets-value='{"1":2,"2":"Clear (A/H/H/H)"}' style="border-right:1px solid #000000;overflow:hidden;padding:0px 3px 0px 3px;vertical-align:bottom;font-weight:bold;">Clear (A/H/H/H)</td> <td data-sheets-numberformat='{"1":2,"2":"0.00","3":1}' data-sheets-value='{"1":3,"3":1.28}' style="overflow:hidden;padding:0px 3px 0px 3px;vertical-align:bottom;text-align:center;">1.28</td> <td data-sheets-numberformat='{"1":2,"2":"0","3":1}' data-sheets-value='{"1":3,"3":64}' style="overflow:hidden;padding:0px 3px 0px 3px;vertical-align:bottom;text-align:center;">64</td> <td data-sheets-numberformat='{"1":2,"2":"0","3":1}' data-sheets-value='{"1":3,"3":52}' style="overflow:hidden;padding:0px 3px 0px 3px;vertical-align:bottom;text-align:center;">52</td> <td data-sheets-numberformat='{"1":2,"2":"0","3":1}' data-sheets-value='{"1":3,"3":23}' style="border-right:1px solid #000000;overflow:hidden;padding:0px 3px 0px 3px;vertical-align:bottom;text-align:center;">23</td> </tr> <tr style="height:20px;"> <td style="border-bottom:1px solid #000000;border-left:1px solid #000000;overflow:hidden;padding:0px 3px 0px 3px;vertical-align:bottom;"></td> <td data-sheets-value='{"1":2,"2":"Four-walled"}' style="border-bottom:1px solid #000000;overflow:hidden;padding:0px 3px 0px 3px;vertical-align:bottom;font-weight:bold;">Four-walled</td> <td data-sheets-value='{"1":2,"2":"Opal (A/H/O/H)"}' style="border-right:1px solid #000000;border-bottom:1px solid #000000;overflow:hidden;padding:0px 3px 0px 3px;vertical-align:bottom;font-weight:bold;">Opal (A/H/O/H)</td> <td data-sheets-numberformat='{"1":2,"2":"0.00","3":1}' data-sheets-value='{"1":3,"3":1.28}' style="border-bottom:1px solid #000000;overflow:hidden;padding:0px 3px 0px 3px;vertical-align:bottom;text-align:center;">1.28</td> <td data-sheets-numberformat='{"1":2,"2":"0","3":1}' data-sheets-value='{"1":3,"3":59}' style="border-bottom:1px solid #000000;overflow:hidden;padding:0px 3px 0px 3px;vertical-align:bottom;text-align:center;">59</td> <td data-sheets-numberformat='{"1":2,"2":"0","3":1}' data-sheets-value='{"1":3,"3":46}' style="border-bottom:1px solid #000000;overflow:hidden;padding:0px 3px 0px 3px;vertical-align:bottom;text-align:center;">46</td> <td data-sheets-numberformat='{"1":2,"2":"0","3":1}' data-sheets-value='{"1":3,"3":23}' style="border-right:1px solid #000000;border-bottom:1px solid #000000;overflow:hidden;padding:0px 3px 0px 3px;vertical-align:bottom;text-align:center;">23</td> </tr> <tr style="height:20px;"> <td data-sheets-value='{"1":2,"2":"Polycarbonate"}' style="border-left:1px solid #000000;overflow:hidden;padding:0px 3px 0px 3px;vertical-align:bottom;font-weight:bold;">Polycarbonate</td> <td data-sheets-value='{"1":2,"2":"Single-walled"}' style="overflow:hidden;padding:0px 3px 0px 3px;vertical-align:bottom;font-weight:bold;">Single-walled</td> <td data-sheets-value='{"1":2,"2":"Heatstop Opal (T)"}' style="border-right:1px solid #000000;overflow:hidden;padding:0px 3px 0px 3px;vertical-align:bottom;font-weight:bold;">Heatstop Opal (T)</td> <td data-sheets-numberformat='{"1":2,"2":"0.00","3":1}' data-sheets-value='{"1":3,"3":5.17}' style="overflow:hidden;padding:0px 3px 0px 3px;vertical-align:bottom;text-align:center;">5.17</td> <td data-sheets-numberformat='{"1":2,"2":"0","3":1}' data-sheets-value='{"1":3,"3":49}' style="overflow:hidden;padding:0px 3px 0px 3px;vertical-align:bottom;text-align:center;">49</td> <td data-sheets-numberformat='{"1":2,"2":"0","3":1}' data-sheets-value='{"1":3,"3":59}' style="overflow:hidden;padding:0px 3px 0px 3px;vertical-align:bottom;text-align:center;">59</td> <td data-sheets-numberformat='{"1":2,"2":"0","3":1}' data-sheets-value='{"1":2,"2":"-"}' style="border-right:1px solid #000000;overflow:hidden;padding:0px 3px 0px 3px;vertical-align:bottom;text-align:center;">-</td> </tr> <tr style="height:20px;"> <td data-sheets-value='{"1":2,"2":"Heatstop PC"}' style="border-left:1px solid #000000;overflow:hidden;padding:0px 3px 0px 3px;vertical-align:bottom;font-weight:bold;">Heatstop PC</td> <td data-sheets-value='{"1":2,"2":"Double-walled"}' style="overflow:hidden;padding:0px 3px 0px 3px;vertical-align:bottom;font-weight:bold;">Double-walled</td> <td data-sheets-value='{"1":2,"2":"Clear (T/H)"}' style="border-right:1px solid #000000;overflow:hidden;padding:0px 3px 0px 3px;vertical-align:bottom;font-weight:bold;">Clear (T/H)</td> <td data-sheets-numberformat='{"1":2,"2":"0.00","3":1}' data-sheets-value='{"1":3,"3":2.9}' style="overflow:hidden;padding:0px 3px 0px 3px;vertical-align:bottom;text-align:center;">2.90</td> <td data-sheets-numberformat='{"1":2,"2":"0","3":1}' data-sheets-value='{"1":3,"3":44}' style="overflow:hidden;padding:0px 3px 0px 3px;vertical-align:bottom;text-align:center;">44</td> <td data-sheets-numberformat='{"1":2,"2":"0","3":1}' data-sheets-value='{"1":3,"3":51}' style="overflow:hidden;padding:0px 3px 0px 3px;vertical-align:bottom;text-align:center;">51</td> <td data-sheets-numberformat='{"1":2,"2":"0","3":1}' data-sheets-value='{"1":3,"3":20}' style="border-right:1px solid #000000;overflow:hidden;padding:0px 3px 0px 3px;vertical-align:bottom;text-align:center;">20</td> </tr> <tr style="height:20px;"> <td style="border-left:1px solid #000000;overflow:hidden;padding:0px 3px 0px 3px;vertical-align:bottom;font-weight:bold;"></td> <td data-sheets-value='{"1":2,"2":"Double-walled"}' style="overflow:hidden;padding:0px 3px 0px 3px;vertical-align:bottom;font-weight:bold;">Double-walled</td> <td data-sheets-value='{"1":2,"2":"Opal (T/O)"}' style="border-right:1px solid #000000;overflow:hidden;padding:0px 3px 0px 3px;vertical-align:bottom;font-weight:bold;">Opal (T/O)</td> <td data-sheets-numberformat='{"1":2,"2":"0.00","3":1}' data-sheets-value='{"1":3,"3":2.9}' style="overflow:hidden;padding:0px 3px 0px 3px;vertical-align:bottom;text-align:center;">2.90</td> <td data-sheets-numberformat='{"1":2,"2":"0","3":1}' data-sheets-value='{"1":3,"3":41}' style="overflow:hidden;padding:0px 3px 0px 3px;vertical-align:bottom;text-align:center;">41</td> <td data-sheets-numberformat='{"1":2,"2":"0","3":1}' data-sheets-value='{"1":3,"3":45}' style="overflow:hidden;padding:0px 3px 0px 3px;vertical-align:bottom;text-align:center;">45</td> <td data-sheets-numberformat='{"1":2,"2":"0","3":1}' data-sheets-value='{"1":3,"3":20}' style="border-right:1px solid #000000;overflow:hidden;padding:0px 3px 0px 3px;vertical-align:bottom;text-align:center;">20</td> </tr> <tr style="height:20px;"> <td style="border-left:1px solid #000000;overflow:hidden;padding:0px 3px 0px 3px;vertical-align:bottom;font-weight:bold;"></td> <td data-sheets-value='{"1":2,"2":"Triple-walled"}' style="overflow:hidden; | skylux-160-ce-met-koepel-en-pvc-opstand-16-00-met-lm-motor-1450-x-1700-mm | 8586023043405 | 46872331845965
Smoke and heat exhaust (SHEV) | SHE system | Skylux | Skylux 160° CE with skylight and PVC curb 16/00 with LM-actuator 1500 x 1500 mm |  | 34240 | 5412970342403 | 4910.2 | Yes | 30-45 | 73.44 | 1500 x 1500 mm | 1500 | 1500 |  | PVC 16/00 (16 cm high & roof opening = daylight size) | Square | 5.17 W/m²K - 1.28 W/m²K | 87% - 32% | 90% - 32% | 20dB - 23dB | 160° CE (for industry) | skylight | without spoiler | E | Single actuator | Maximum four-walled skylight possible for this product | Ut-value LT-value g-value Rw-value EN 1873 : 2014 EN ISO 13468 EN 16153 EN 410 EN 410 EN ISO 140-3 Material Walls Shells (W/m²K) (%) (%) (dB) Acrylic Single-walled Clear (H) 5.17 90 87 - PMMA Single-walled Opal (O) 5.17 83 76 - Double-walled Clear (H/H) 2.90 81 75 20 Double-walled Opal (O/O) 2.90 69 58 20 Triple-walled Clear (H/H/H) 1.70 73 65 22 Triple-walled Opal (O/H/O) 1.70 62 51 22 Four-walled Clear (H/H/H/H) 1.28 64 54 23 Four-walled Opal (H/H/O/H) 1.28 59 48 23 Polycarbonate Single-walled Clear (A) 5.17 88 83 - PC Single-walled Opal (D) 5.17 58 60 - Double-walled Clear (A/H) 2.90 79 72 20 Double-walled Clear (A/A) 2.90 77 69 20 Double-walled Opal (A/O) 2.90 73 63 20 Double-walled Opal (A/D) 2.90 51 50 20 Triple-walled Clear (A/H/H) 1.70 71 63 22 Triple-walled Opal (A/O/O) 1.70 61 48 22 Four-walled Clear (A/H/H/H) 1.28 64 52 23 Four-walled Opal (A/H/O/H) 1.28 59 46 23 Polycarbonate Single-walled Heatstop Opal (T) 5.17 49 59 - Heatstop PC Double-walled Clear (T/H) 2.90 44 51 20 Double-walled Opal (T/O) 2.90 41 45 20 Triple-walled Clear (T/H/H) 1.70 40 <td data-sheets-numberformat='{"1":2,"2":"0","3":1}' data-sheets-value='{"1":3,"3":44}' style="overflow:hidden;paddin | https://skylux.eu/en/products/skylux-160-ce-met-koepel-en-pvc-opstand-16-00-met-lm-motor-1500-x-1500-mm | https://skylux.eu/cdn/shop/files/Skylux-160deg-CE-met-koepel-en-pvc-opstand-1600-met-LM-motor-1500-x-1500-mm-RWA-systeem.jpg?v=1702979500&width=1600 | https://skylux.eu/cdn/shop/files/e5a82811-1bb0-48e4-a776-cacb59c7c092_f2873bec-b356-461c-bebf-702445d397bb.jpg?v=1688550912&width=1600 | //skylux.eu/cdn/shop/files/E_MH_Mounting_instructions_Skylux_160_CE_LM.pdf?v=12406716259046007223 | //skylux.eu/cdn/shop/files/E_TD_Technical_File_Skylux_Skylux_160_CE_Electric.pdf?v=3667116872303399239 | <style type="text/css" id="isPasted"> <!--td { border: 1px solid #cccccc; } br { mso-data-placement: same-cell; } --> </style> <table border="1" cellpadding="0" cellspacing="0" dir="ltr" style="table-layout:fixed;font-size:10pt;font-family:Arial;border-collapse:collapse;border:none;"><tbody> <tr style="height:20px;"> <td style="overflow:hidden;padding:0px 3px 0px 3px;vertical-align:bottom;"></td> <td style="overflow:hidden;padding:0px 3px 0px 3px;vertical-align:bottom;"></td> <td style="overflow:hidden;padding:0px 3px 0px 3px;vertical-align:bottom;"></td> <td data-sheets-value='{"1":2,"2":"Ut-value"}' style="overflow:hidden;padding:0px 3px 0px 3px;vertical-align:bottom;font-weight:bold;text-align:center;">Ut-value</td> <td data-sheets-value='{"1":2,"2":"LT-value"}' style="overflow:hidden;padding:0px 3px 0px 3px;vertical-align:bottom;font-weight:bold;text-align:center;">LT-value</td> <td data-sheets-value='{"1":2,"2":"g-value"}' style="overflow:hidden;padding:0px 3px 0px 3px;vertical-align:bottom;font-weight:bold;text-align:center;">g-value</td> <td data-sheets-value='{"1":2,"2":"Rw-value "}' style="overflow:hidden;padding:0px 3px 0px 3px;vertical-align:bottom;font-weight:bold;text-align:center;">Rw-value </td> </tr> <tr style="height:20px;"> <td style="overflow:hidden;padding:0px 3px 0px 3px;vertical-align:bottom;"></td> <td style="overflow:hidden;padding:0px 3px 0px 3px;vertical-align:bottom;"></td> <td style="overflow:hidden;padding:0px 3px 0px 3px;vertical-align:bottom;"></td> <td data-sheets-numberformat='{"1":2,"2":"0.00","3":1}' data-sheets-value='{"1":2,"2":"EN 1873 : 2014"}' style="overflow:hidden;padding:0px 3px 0px 3px;vertical-align:bottom;text-align:center;">EN 1873 : 2014</td> <td data-sheets-numberformat='{"1":2,"2":"0","3":1}' data-sheets-value='{"1":2,"2":"EN ISO 13468 EN 16153 EN 410"}' style="overflow:hidden;padding:0px 3px 0px 3px;vertical-align:bottom;text-align:center;">EN ISO 13468 EN 16153 EN 410</td> <td data-sheets-numberformat='{"1":2,"2":"0","3":1}' data-sheets-value='{"1":2,"2":"EN 410"}' style="overflow:hidden;padding:0px 3px 0px 3px;vertical-align:bottom;text-align:center;">EN 410</td> <td data-sheets-value='{"1":2,"2":"EN ISO 140-3\t\t"}' style="overflow:hidden;padding:0px 3px 0px 3px;vertical-align:bottom;text-align:center;">EN ISO 140-3 </td> </tr> <tr style="height:20px;"> <td data-sheets-value='{"1":2,"2":"Material"}' style="border-bottom:1px solid #000000;overflow:hidden;padding:0px 3px 0px 3px;vertical-align:bottom;background-color:#000000;font-weight:bold;color:#ffffff;">Material</td> <td data-sheets-value='{"1":2,"2":"Walls"}' style="border-bottom:1px solid #000000;overflow:hidden;padding:0px 3px 0px 3px;vertical-align:bottom;background-color:#000000;font-weight:bold;color:#ffffff;">Walls</td> <td data-sheets-value='{"1":2,"2":"Shells"}' style="border-bottom:1px solid #000000;overflow:hidden;padding:0px 3px 0px 3px;vertical-align:bottom;background-color:#000000;font-weight:bold;color:#ffffff;">Shells</td> <td data-sheets-numberformat='{"1":2,"2":"0.00","3":1}' data-sheets-value='{"1":2,"2":"(W/m²K)\t"}' style="border-bottom:1px solid #000000;overflow:hidden;padding:0px 3px 0px 3px;vertical-align:bottom;background-color:#000000;font-weight:bold;color:#ffffff;text-align:center;">(W/m²K) </td> <td data-sheets-numberformat='{"1":2,"2":"0","3":1}' data-sheets-value='{"1":2,"2":"(%)"}' style="border-bottom:1px solid #000000;overflow:hidden;padding:0px 3px 0px 3px;vertical-align:bottom;background-color:#000000;font-weight:bold;color:#ffffff;text-align:center;">(%)</td> <td data-sheets-numberformat='{"1":2,"2":"0","3":1}' data-sheets-value='{"1":2,"2":"(%)"}' style="border-bottom:1px solid #000000;overflow:hidden;padding:0px 3px 0px 3px;vertical-align:bottom;background-color:#000000;font-weight:bold;color:#ffffff;text-align:center;">(%)</td> <td data-sheets-value='{"1":2,"2":"(dB)"}' style="border-bottom:1px solid #000000;overflow:hidden;padding:0px 3px 0px 3px;vertical-align:bottom;background-color:#000000;font-weight:bold;color:#ffffff;text-align:center;">(dB)</td> </tr> <tr style="height:20px;"> <td data-sheets-value='{"1":2,"2":"Acrylic"}' style="border-left:1px solid #000000;overflow:hidden;padding:0px 3px 0px 3px;vertical-align:bottom;font-weight:bold;">Acrylic</td> <td data-sheets-value='{"1":2,"2":"Single-walled"}' style="overflow:hidden;padding:0px 3px 0px 3px;vertical-align:bottom;font-weight:bold;">Single-walled</td> <td data-sheets-value='{"1":2,"2":"Clear (H)"}' style="border-right:1px solid #000000;overflow:hidden;padding:0px 3px 0px 3px;vertical-align:bottom;font-weight:bold;">Clear (H)</td> <td data-sheets-numberformat='{"1":2,"2":"0.00","3":1}' data-sheets-value='{"1":3,"3":5.17}' style="overflow:hidden;padding:0px 3px 0px 3px;vertical-align:bottom;text-align:center;">5.17</td> <td data-sheets-numberformat='{"1":2,"2":"0","3":1}' data-sheets-value='{"1":3,"3":90}' style="overflow:hidden;padding:0px 3px 0px 3px;vertical-align:bottom;text-align:center;">90</td> <td data-sheets-numberformat='{"1":2,"2":"0","3":1}' data-sheets-value='{"1":3,"3":87}' style="overflow:hidden;padding:0px 3px 0px 3px;vertical-align:bottom;text-align:center;">87</td> <td data-sheets-numberformat='{"1":2,"2":"0","3":1}' data-sheets-value='{"1":2,"2":"-"}' style="border-right:1px solid #000000;overflow:hidden;padding:0px 3px 0px 3px;vertical-align:bottom;text-align:center;">-</td> </tr> <tr style="height:20px;"> <td data-sheets-value='{"1":2,"2":"PMMA"}' style="border-left:1px solid #000000;overflow:hidden;padding:0px 3px 0px 3px;vertical-align:bottom;font-weight:bold;">PMMA</td> <td data-sheets-value='{"1":2,"2":"Single-walled"}' style="overflow:hidden;padding:0px 3px 0px 3px;vertical-align:bottom;font-weight:bold;">Single-walled</td> <td data-sheets-value='{"1":2,"2":"Opal (O)"}' style="border-right:1px solid #000000;overflow:hidden;padding:0px 3px 0px 3px;vertical-align:bottom;font-weight:bold;">Opal (O)</td> <td data-sheets-numberformat='{"1":2,"2":"0.00","3":1}' data-sheets-value='{"1":3,"3":5.17}' style="overflow:hidden;padding:0px 3px 0px 3px;vertical-align:bottom;text-align:center;">5.17</td> <td data-sheets-numberformat='{"1":2,"2":"0","3":1}' data-sheets-value='{"1":3,"3":83}' style="overflow:hidden;padding:0px 3px 0px 3px;vertical-align:bottom;text-align:center;">83</td> <td data-sheets-numberformat='{"1":2,"2":"0","3":1}' data-sheets-value='{"1":3,"3":76}' style="overflow:hidden;padding:0px 3px 0px 3px;vertical-align:bottom;text-align:center;">76</td> <td data-sheets-numberformat='{"1":2,"2":"0","3":1}' data-sheets-value='{"1":2,"2":"-"}' style="border-right:1px solid #000000;overflow:hidden;padding:0px 3px 0px 3px;vertical-align:bottom;text-align:center;">-</td> </tr> <tr style="height:20px;"> <td style="border-left:1px solid #000000;overflow:hidden;padding:0px 3px 0px 3px;vertical-align:bottom;font-weight:bold;"></td> <td data-sheets-value='{"1":2,"2":"Double-walled"}' style="overflow:hidden;padding:0px 3px 0px 3px;vertical-align:bottom;font-weight:bold;">Double-walled</td> <td data-sheets-value='{"1":2,"2":"Clear (H/H)"}' style="border-right:1px solid #000000;overflow:hidden;padding:0px 3px 0px 3px;vertical-align:bottom;font-weight:bold;">Clear (H/H)</td> <td data-sheets-numberformat='{"1":2,"2":"0.00","3":1}' data-sheets-value='{"1":3,"3":2.9}' style="overflow:hidden;padding:0px 3px 0px 3px;vertical-align:bottom;text-align:center;">2.90</td> <td data-sheets-numberformat='{"1":2,"2":"0","3":1}' data-sheets-value='{"1":3,"3":81}' style="overflow:hidden;padding:0px 3px 0px 3px;vertical-align:bottom;text-align:center;">81</td> <td data-sheets-numberformat='{"1":2,"2":"0","3":1}' data-sheets-value='{"1":3,"3":75}' style="overflow:hidden;padding:0px 3px 0px 3px;vertical-align:bottom;text-align:center;">75</td> <td data-sheets-numberformat='{"1":2,"2":"0","3":1}' data-sheets-value='{"1":3,"3":20}' style="border-right:1px solid #000000;overflow:hidden;padding:0px 3px 0px 3px;vertical-align:bottom;text-align:center;">20</td> </tr> <tr style="height:20px;"> <td style="border-left:1px solid #000000;overflow:hidden;padding:0px 3px 0px 3px;vertical-align:bottom;font-weight:bold;"></td> <td data-sheets-value='{"1":2,"2":"Double-walled"}' style="overflow:hidden;padding:0px 3px 0px 3px;vertical-align:bottom;font-weight:bold;">Double-walled</td> <td data-sheets-value='{"1":2,"2":"Opal (O/O)"}' style="border-right:1px solid #000000;overflow:hidden;padding:0px 3px 0px 3px;vertical-align:bottom;font-weight:bold;">Opal (O/O)</td> <td data-sheets-numberformat='{"1":2,"2":"0.00","3":1}' data-sheets-value='{"1":3,"3":2.9}' style="overflow:hidden;padding:0px 3px 0px 3px;vertical-align:bottom;text-align:center;">2.90</td> <td data-sheets-numberformat='{"1":2,"2":"0","3":1}' data-sheets-value='{"1":3,"3":69}' style="overflow:hidden;padding:0px 3px 0px 3px;vertical-align:bottom;text-align:center;">69</td> <td data-sheets-numberformat='{"1":2,"2":"0","3":1}' data-sheets-value='{"1":3,"3":58}' style="overflow:hidden;padding:0px 3px 0px 3px;vertical-align:bottom;text-align:center;">58</td> <td data-sheets-numberformat='{"1":2,"2":"0","3":1}' data-sheets-value='{"1":3,"3":20}' style="border-right:1px solid #000000;overflow:hidden;padding:0px 3px 0px 3px;vertical-align:bottom;text-align:center;">20</td> </tr> <tr style="height:20px;"> <td style="border-left:1px solid #000000;overflow:hidden;padding:0px 3px 0px 3px;vertical-align:bottom;font-weight:bold;"></td> <td data-sheets-value='{"1":2,"2":"Triple-walled"}' style="overflow:hidden;padding:0px 3px 0px 3px;vertical-align:bottom;font-weight:bold;">Triple-walled</td> <td data-sheets-value='{"1":2,"2":"Clear (H/H/H)"}' style="border-right:1px solid #000000;overflow:hidden;padding:0px 3px 0px 3px;vertical-align:bottom;font-weight:bold;">Clear (H/H/H)</td> <td data-sheets-numberformat='{"1":2,"2":"0.00","3":1}' data-sheets-value='{"1":3,"3":1.7}' style="overflow:hidden;padding:0px 3px 0px 3px;vertical-align:bottom;text-align:center;">1.70</td> <td data-sheets-numberformat='{"1":2,"2":"0","3":1}' data-sheets-value='{"1":3,"3":73}' style="overflow:hidden;padding:0px 3px 0px 3px;vertical-align:bottom;text-align:center;">73</td> <td data-sheets-numberformat='{"1":2,"2":"0","3":1}' data-sheets-value='{"1":3,"3":65}' style="overflow:hidden;padding:0px 3px 0px 3px;vertical-align:bottom;text-align:center;">65</td> <td data-sheets-numberformat='{"1":2,"2":"0","3":1}' data-sheets-value='{"1":3,"3":22}' style="border-right:1px solid #000000;overflow:hidden;padding:0px 3px 0px 3px;vertical-align:bottom;text-align:center;">22</td> </tr> <tr style="height:20px;"> <td style="border-left:1px solid #000000;overflow:hidden;padding:0px 3px 0px 3px;vertical-align:bottom;font-weight:bold;"></td> <td data-sheets-value='{"1":2,"2":"Triple-walled"}' style="overflow:hidden;padding:0px 3px 0px 3px;vertical-align:bottom;font-weight:bold;">Triple-walled</td> <td data-sheets-value='{"1":2,"2":"Opal (O/H/O)"}' style="border-right:1px solid #000000;overflow:hidden;padding:0px 3px 0px 3px;vertical-align:bottom;font-weight:bold;">Opal (O/H/O)</td> <td data-sheets-numberformat='{"1":2,"2":"0.00","3":1}' data-sheets-value='{"1":3,"3":1.7}' style="overflow:hidden;padding:0px 3px 0px 3px;vertical-align:bottom;text-align:center;">1.70</td> <td data-sheets-numberformat='{"1":2,"2":"0","3":1}' data-sheets-value='{"1":3,"3":62}' style="overflow:hidden;padding:0px 3px 0px 3px;vertical-align:bottom;text-align:center;">62</td> <td data-sheets-numberformat='{"1":2,"2":"0","3":1}' data-sheets-value='{"1":3,"3":51}' style="overflow:hidden;padding:0px 3px 0px 3px;vertical-align:bottom;text-align:center;">51</td> <td data-sheets-numberformat='{"1":2,"2":"0","3":1}' data-sheets-value='{"1":3,"3":22}' style="border-right:1px solid #000000;overflow:hidden;padding:0px 3px 0px 3px;vertical-align:bottom;text-align:center;">22</td> </tr> <tr style="height:20px;"> <td style="border-left:1px solid #000000;overflow:hidden;padding:0px 3px 0px 3px;vertical-align:bottom;font-weight:bold;"></td> <td data-sheets-value='{"1":2,"2":"Four-walled"}' style="overflow:hidden;padding:0px 3px 0px 3px;vertical-align:bottom;font-weight:bold;">Four-walled</td> <td data-sheets-value='{"1":2,"2":"Clear (H/H/H/H)"}' style="border-right:1px solid #000000;overflow:hidden;padding:0px 3px 0px 3px;vertical-align:bottom;font-weight:bold;">Clear (H/H/H/H)</td> <td data-sheets-numberformat='{"1":2,"2":"0.00","3":1}' data-sheets-value='{"1":3,"3":1.28}' style="overflow:hidden;padding:0px 3px 0px 3px;vertical-align:bottom;text-align:center;">1.28</td> <td data-sheets-numberformat='{"1":2,"2":"0","3":1}' data-sheets-value='{"1":3,"3":64}' style="overflow:hidden;padding:0px 3px 0px 3px;vertical-align:bottom;text-align:center;">64</td> <td data-sheets-numberformat='{"1":2,"2":"0","3":1}' data-sheets-value='{"1":3,"3":54}' style="overflow:hidden;padding:0px 3px 0px 3px;vertical-align:bottom;text-align:center;">54</td> <td data-sheets-numberformat='{"1":2,"2":"0","3":1}' data-sheets-value='{"1":3,"3":23}' style="border-right:1px solid #000000;overflow:hidden;padding:0px 3px 0px 3px;vertical-align:bottom;text-align:center;">23</td> </tr> <tr style="height:20px;"> <td style="border-bottom:1px solid #000000;border-left:1px solid #000000;overflow:hidden;padding:0px 3px 0px 3px;vertical-align:bottom;"></td> <td data-sheets-value='{"1":2,"2":"Four-walled"}' style="border-bottom:1px solid #000000;overflow:hidden;padding:0px 3px 0px 3px;vertical-align:bottom;font-weight:bold;">Four-walled</td> <td data-sheets-value='{"1":2,"2":"Opal (H/H/O/H)"}' style="border-right:1px solid #000000;border-bottom:1px solid #000000;overflow:hidden;padding:0px 3px 0px 3px;vertical-align:bottom;font-weight:bold;">Opal (H/H/O/H)</td> <td data-sheets-numberformat='{"1":2,"2":"0.00","3":1}' data-sheets-value='{"1":3,"3":1.28}' style="border-bottom:1px solid #000000;overflow:hidden;padding:0px 3px 0px 3px;vertical-align:bottom;text-align:center;">1.28</td> <td data-sheets-numberformat='{"1":2,"2":"0","3":1}' data-sheets-value='{"1":3,"3":59}' style="border-bottom:1px solid #000000;overflow:hidden;padding:0px 3px 0px 3px;vertical-align:bottom;text-align:center;">59</td> <td data-sheets-numberformat='{"1":2,"2":"0","3":1}' data-sheets-value='{"1":3,"3":48}' style="border-bottom:1px solid #000000;overflow:hidden;padding:0px 3px 0px 3px;vertical-align:bottom;text-align:center;">48</td> <td data-sheets-numberformat='{"1":2,"2":"0","3":1}' data-sheets-value='{"1":3,"3":23}' style="border-right:1px solid #000000;border-bottom:1px solid #000000;overflow:hidden;padding:0px 3px 0px 3px;vertical-align:bottom;text-align:center;">23</td> </tr> <tr style="height:20px;"> <td data-sheets-value='{"1":2,"2":"Polycarbonate "}' style="border-left:1px solid #000000;overflow:hidden;padding:0px 3px 0px 3px;vertical-align:bottom;font-weight:bold;">Polycarbonate </td> <td data-sheets-value='{"1":2,"2":"Single-walled"}' style="overflow:hidden;padding:0px 3px 0px 3px;vertical-align:bottom;font-weight:bold;">Single-walled</td> <td data-sheets-value='{"1":2,"2":"Clear (A)"}' style="border-right:1px solid #000000;overflow:hidden;padding:0px 3px 0px 3px;vertical-align:bottom;font-weight:bold;">Clear (A)</td> <td data-sheets-numberformat='{"1":2,"2":"0.00","3":1}' data-sheets-value='{"1":3,"3":5.17}' style="overflow:hidden;padding:0px 3px 0px 3px;vertical-align:bottom;text-align:center;">5.17</td> <td data-sheets-numberformat='{"1":2,"2":"0","3":1}' data-sheets-value='{"1":3,"3":88}' style="overflow:hidden;padding:0px 3px 0px 3px;vertical-align:bottom;text-align:center;">88</td> <td data-sheets-numberformat='{"1":2,"2":"0","3":1}' data-sheets-value='{"1":3,"3":83}' style="overflow:hidden;padding:0px 3px 0px 3px;vertical-align:bottom;text-align:center;">83</td> <td data-sheets-numberformat='{"1":2,"2":"0","3":1}' data-sheets-value='{"1":2,"2":"-"}' style="border-right:1px solid #000000;overflow:hidden;padding:0px 3px 0px 3px;vertical-align:bottom;text-align:center;">-</td> </tr> <tr style="height:20px;"> <td data-sheets-value='{"1":2,"2":"PC"}' style="border-left:1px solid #000000;overflow:hidden;padding:0px 3px 0px 3px;vertical-align:bottom;font-weight:bold;">PC</td> <td data-sheets-value='{"1":2,"2":"Single-walled"}' style="overflow:hidden;padding:0px 3px 0px 3px;vertical-align:bottom;font-weight:bold;">Single-walled</td> <td data-sheets-value='{"1":2,"2":"Opal (D)"}' style="border-right:1px solid #000000;overflow:hidden;padding:0px 3px 0px 3px;vertical-align:bottom;font-weight:bold;">Opal (D)</td> <td data-sheets-numberformat='{"1":2,"2":"0.00","3":1}' data-sheets-value='{"1":3,"3":5.17}' style="overflow:hidden;padding:0px 3px 0px 3px;vertical-align:bottom;text-align:center;">5.17</td> <td data-sheets-numberformat='{"1":2,"2":"0","3":1}' data-sheets-value='{"1":3,"3":58}' style="overflow:hidden;padding:0px 3px 0px 3px;vertical-align:bottom;text-align:center;">58</td> <td data-sheets-numberformat='{"1":2,"2":"0","3":1}' data-sheets-value='{"1":3,"3":60}' style="overflow:hidden;padding:0px 3px 0px 3px;vertical-align:bottom;text-align:center;">60</td> <td data-sheets-numberformat='{"1":2,"2":"0","3":1}' data-sheets-value='{"1":2,"2":"-"}' style="border-right:1px solid #000000;overflow:hidden;padding:0px 3px 0px 3px;vertical-align:bottom;text-align:center;">-</td> </tr> <tr style="height:20px;"> <td style="border-left:1px solid #000000;overflow:hidden;padding:0px 3px 0px 3px;vertical-align:bottom;font-weight:bold;"></td> <td data-sheets-value='{"1":2,"2":"Double-walled"}' style="overflow:hidden;padding:0px 3px 0px 3px;vertical-align:bottom;font-weight:bold;">Double-walled</td> <td data-sheets-value='{"1":2,"2":"Clear (A/H)"}' style="border-right:1px solid #000000;overflow:hidden;padding:0px 3px 0px 3px;vertical-align:bottom;font-weight:bold;">Clear (A/H)</td> <td data-sheets-numberformat='{"1":2,"2":"0.00","3":1}' data-sheets-value='{"1":3,"3":2.9}' style="overflow:hidden;padding:0px 3px 0px 3px;vertical-align:bottom;text-align:center;">2.90</td> <td data-sheets-numberformat='{"1":2,"2":"0","3":1}' data-sheets-value='{"1":3,"3":79}' style="overflow:hidden;padding:0px 3px 0px 3px;vertical-align:bottom;text-align:center;">79</td> <td data-sheets-numberformat='{"1":2,"2":"0","3":1}' data-sheets-value='{"1":3,"3":72}' style="overflow:hidden;padding:0px 3px 0px 3px;vertical-align:bottom;text-align:center;">72</td> <td data-sheets-numberformat='{"1":2,"2":"0","3":1}' data-sheets-value='{"1":3,"3":20}' style="border-right:1px solid #000000;overflow:hidden;padding:0px 3px 0px 3px;vertical-align:bottom;text-align:center;">20</td> </tr> <tr style="height:20px;"> <td style="border-left:1px solid #000000;overflow:hidden;padding:0px 3px 0px 3px;vertical-align:bottom;font-weight:bold;"></td> <td data-sheets-value='{"1":2,"2":"Double-walled"}' style="overflow:hidden;padding:0px 3px 0px 3px;vertical-align:bottom;font-weight:bold;">Double-walled</td> <td data-sheets-value='{"1":2,"2":"Clear (A/A)"}' style="border-right:1px solid #000000;overflow:hidden;padding:0px 3px 0px 3px;vertical-align:bottom;font-weight:bold;">Clear (A/A)</td> <td data-sheets-numberformat='{"1":2,"2":"0.00","3":1}' data-sheets-value='{"1":3,"3":2.9}' style="overflow:hidden;padding:0px 3px 0px 3px;vertical-align:bottom;text-align:center;">2.90</td> <td data-sheets-numberformat='{"1":2,"2":"0","3":1}' data-sheets-value='{"1":3,"3":77}' style="overflow:hidden;padding:0px 3px 0px 3px;vertical-align:bottom;text-align:center;">77</td> <td data-sheets-numberformat='{"1":2,"2":"0","3":1}' data-sheets-value='{"1":3,"3":69}' style="overflow:hidden;padding:0px 3px 0px 3px;vertical-align:bottom;text-align:center;">69</td> <td data-sheets-numberformat='{"1":2,"2":"0","3":1}' data-sheets-value='{"1":3,"3":20}' style="border-right:1px solid #000000;overflow:hidden;padding:0px 3px 0px 3px;vertical-align:bottom;text-align:center;">20</td> </tr> <tr style="height:20px;"> <td style="border-left:1px solid #000000;overflow:hidden;padding:0px 3px 0px 3px;vertical-align:bottom;font-weight:bold;"></td> <td data-sheets-value='{"1":2,"2":"Double-walled"}' style="overflow:hidden;padding:0px 3px 0px 3px;vertical-align:bottom;font-weight:bold;">Double-walled</td> <td data-sheets-value='{"1":2,"2":"Opal (A/O)"}' style="border-right:1px solid #000000;overflow:hidden;padding:0px 3px 0px 3px;vertical-align:bottom;font-weight:bold;">Opal (A/O)</td> <td data-sheets-numberformat='{"1":2,"2":"0.00","3":1}' data-sheets-value='{"1":3,"3":2.9}' style="overflow:hidden;padding:0px 3px 0px 3px;vertical-align:bottom;text-align:center;">2.90</td> <td data-sheets-numberformat='{"1":2,"2":"0","3":1}' data-sheets-value='{"1":3,"3":73}' style="overflow:hidden;padding:0px 3px 0px 3px;vertical-align:bottom;text-align:center;">73</td> <td data-sheets-numberformat='{"1":2,"2":"0","3":1}' data-sheets-value='{"1":3,"3":63}' style="overflow:hidden;padding:0px 3px 0px 3px;vertical-align:bottom;text-align:center;">63</td> <td data-sheets-numberformat='{"1":2,"2":"0","3":1}' data-sheets-value='{"1":3,"3":20}' style="border-right:1px solid #000000;overflow:hidden;padding:0px 3px 0px 3px;vertical-align:bottom;text-align:center;">20</td> </tr> <tr style="height:20px;"> <td style="border-left:1px solid #000000;overflow:hidden;padding:0px 3px 0px 3px;vertical-align:bottom;font-weight:bold;"></td> <td data-sheets-value='{"1":2,"2":"Double-walled"}' style="overflow:hidden;padding:0px 3px 0px 3px;vertical-align:bottom;font-weight:bold;">Double-walled</td> <td data-sheets-value='{"1":2,"2":"Opal (A/D)"}' style="border-right:1px solid #000000;overflow:hidden;padding:0px 3px 0px 3px;vertical-align:bottom;font-weight:bold;">Opal (A/D)</td> <td data-sheets-numberformat='{"1":2,"2":"0.00","3":1}' data-sheets-value='{"1":3,"3":2.9}' style="overflow:hidden;padding:0px 3px 0px 3px;vertical-align:bottom;text-align:center;">2.90</td> <td data-sheets-numberformat='{"1":2,"2":"0","3":1}' data-sheets-value='{"1":3,"3":51}' style="overflow:hidden;padding:0px 3px 0px 3px;vertical-align:bottom;text-align:center;">51</td> <td data-sheets-numberformat='{"1":2,"2":"0","3":1}' data-sheets-value='{"1":3,"3":50}' style="overflow:hidden;padding:0px 3px 0px 3px;vertical-align:bottom;text-align:center;">50</td> <td data-sheets-numberformat='{"1":2,"2":"0","3":1}' data-sheets-value='{"1":3,"3":20}' style="border-right:1px solid #000000;overflow:hidden;padding:0px 3px 0px 3px;vertical-align:bottom;text-align:center;">20</td> </tr> <tr style="height:20px;"> <td style="border-left:1px solid #000000;overflow:hidden;padding:0px 3px 0px 3px;vertical-align:bottom;font-weight:bold;"></td> <td data-sheets-value='{"1":2,"2":"Triple-walled"}' style="overflow:hidden;padding:0px 3px 0px 3px;vertical-align:bottom;font-weight:bold;">Triple-walled</td> <td data-sheets-value='{"1":2,"2":"Clear (A/H/H)"}' style="border-right:1px solid #000000;overflow:hidden;padding:0px 3px 0px 3px;vertical-align:bottom;font-weight:bold;">Clear (A/H/H)</td> <td data-sheets-numberformat='{"1":2,"2":"0.00","3":1}' data-sheets-value='{"1":3,"3":1.7}' style="overflow:hidden;padding:0px 3px 0px 3px;vertical-align:bottom;text-align:center;">1.70</td> <td data-sheets-numberformat='{"1":2,"2":"0","3":1}' data-sheets-value='{"1":3,"3":71}' style="overflow:hidden;padding:0px 3px 0px 3px;vertical-align:bottom;text-align:center;">71</td> <td data-sheets-numberformat='{"1":2,"2":"0","3":1}' data-sheets-value='{"1":3,"3":63}' style="overflow:hidden;padding:0px 3px 0px 3px;vertical-align:bottom;text-align:center;">63</td> <td data-sheets-numberformat='{"1":2,"2":"0","3":1}' data-sheets-value='{"1":3,"3":22}' style="border-right:1px solid #000000;overflow:hidden;padding:0px 3px 0px 3px;vertical-align:bottom;text-align:center;">22</td> </tr> <tr style="height:20px;"> <td style="border-left:1px solid #000000;overflow:hidden;padding:0px 3px 0px 3px;vertical-align:bottom;font-weight:bold;"></td> <td data-sheets-value='{"1":2,"2":"Triple-walled"}' style="overflow:hidden;padding:0px 3px 0px 3px;vertical-align:bottom;font-weight:bold;">Triple-walled</td> <td data-sheets-value='{"1":2,"2":"Opal (A/O/O)"}' style="border-right:1px solid #000000;overflow:hidden;padding:0px 3px 0px 3px;vertical-align:bottom;font-weight:bold;">Opal (A/O/O)</td> <td data-sheets-numberformat='{"1":2,"2":"0.00","3":1}' data-sheets-value='{"1":3,"3":1.7}' style="overflow:hidden;padding:0px 3px 0px 3px;vertical-align:bottom;text-align:center;">1.70</td> <td data-sheets-numberformat='{"1":2,"2":"0","3":1}' data-sheets-value='{"1":3,"3":61}' style="overflow:hidden;padding:0px 3px 0px 3px;vertical-align:bottom;text-align:center;">61</td> <td data-sheets-numberformat='{"1":2,"2":"0","3":1}' data-sheets-value='{"1":3,"3":48}' style="overflow:hidden;padding:0px 3px 0px 3px;vertical-align:bottom;text-align:center;">48</td> <td data-sheets-numberformat='{"1":2,"2":"0","3":1}' data-sheets-value='{"1":3,"3":22}' style="border-right:1px solid #000000;overflow:hidden;padding:0px 3px 0px 3px;vertical-align:bottom;text-align:center;">22</td> </tr> <tr style="height:20px;"> <td style="border-left:1px solid #000000;overflow:hidden;padding:0px 3px 0px 3px;vertical-align:bottom;font-weight:bold;"></td> <td data-sheets-value='{"1":2,"2":"Four-walled"}' style="overflow:hidden;padding:0px 3px 0px 3px;vertical-align:bottom;font-weight:bold;">Four-walled</td> <td data-sheets-value='{"1":2,"2":"Clear (A/H/H/H)"}' style="border-right:1px solid #000000;overflow:hidden;padding:0px 3px 0px 3px;vertical-align:bottom;font-weight:bold;">Clear (A/H/H/H)</td> <td data-sheets-numberformat='{"1":2,"2":"0.00","3":1}' data-sheets-value='{"1":3,"3":1.28}' style="overflow:hidden;padding:0px 3px 0px 3px;vertical-align:bottom;text-align:center;">1.28</td> <td data-sheets-numberformat='{"1":2,"2":"0","3":1}' data-sheets-value='{"1":3,"3":64}' style="overflow:hidden;padding:0px 3px 0px 3px;vertical-align:bottom;text-align:center;">64</td> <td data-sheets-numberformat='{"1":2,"2":"0","3":1}' data-sheets-value='{"1":3,"3":52}' style="overflow:hidden;padding:0px 3px 0px 3px;vertical-align:bottom;text-align:center;">52</td> <td data-sheets-numberformat='{"1":2,"2":"0","3":1}' data-sheets-value='{"1":3,"3":23}' style="border-right:1px solid #000000;overflow:hidden;padding:0px 3px 0px 3px;vertical-align:bottom;text-align:center;">23</td> </tr> <tr style="height:20px;"> <td style="border-bottom:1px solid #000000;border-left:1px solid #000000;overflow:hidden;padding:0px 3px 0px 3px;vertical-align:bottom;"></td> <td data-sheets-value='{"1":2,"2":"Four-walled"}' style="border-bottom:1px solid #000000;overflow:hidden;padding:0px 3px 0px 3px;vertical-align:bottom;font-weight:bold;">Four-walled</td> <td data-sheets-value='{"1":2,"2":"Opal (A/H/O/H)"}' style="border-right:1px solid #000000;border-bottom:1px solid #000000;overflow:hidden;padding:0px 3px 0px 3px;vertical-align:bottom;font-weight:bold;">Opal (A/H/O/H)</td> <td data-sheets-numberformat='{"1":2,"2":"0.00","3":1}' data-sheets-value='{"1":3,"3":1.28}' style="border-bottom:1px solid #000000;overflow:hidden;padding:0px 3px 0px 3px;vertical-align:bottom;text-align:center;">1.28</td> <td data-sheets-numberformat='{"1":2,"2":"0","3":1}' data-sheets-value='{"1":3,"3":59}' style="border-bottom:1px solid #000000;overflow:hidden;padding:0px 3px 0px 3px;vertical-align:bottom;text-align:center;">59</td> <td data-sheets-numberformat='{"1":2,"2":"0","3":1}' data-sheets-value='{"1":3,"3":46}' style="border-bottom:1px solid #000000;overflow:hidden;padding:0px 3px 0px 3px;vertical-align:bottom;text-align:center;">46</td> <td data-sheets-numberformat='{"1":2,"2":"0","3":1}' data-sheets-value='{"1":3,"3":23}' style="border-right:1px solid #000000;border-bottom:1px solid #000000;overflow:hidden;padding:0px 3px 0px 3px;vertical-align:bottom;text-align:center;">23</td> </tr> <tr style="height:20px;"> <td data-sheets-value='{"1":2,"2":"Polycarbonate"}' style="border-left:1px solid #000000;overflow:hidden;padding:0px 3px 0px 3px;vertical-align:bottom;font-weight:bold;">Polycarbonate</td> <td data-sheets-value='{"1":2,"2":"Single-walled"}' style="overflow:hidden;padding:0px 3px 0px 3px;vertical-align:bottom;font-weight:bold;">Single-walled</td> <td data-sheets-value='{"1":2,"2":"Heatstop Opal (T)"}' style="border-right:1px solid #000000;overflow:hidden;padding:0px 3px 0px 3px;vertical-align:bottom;font-weight:bold;">Heatstop Opal (T)</td> <td data-sheets-numberformat='{"1":2,"2":"0.00","3":1}' data-sheets-value='{"1":3,"3":5.17}' style="overflow:hidden;padding:0px 3px 0px 3px;vertical-align:bottom;text-align:center;">5.17</td> <td data-sheets-numberformat='{"1":2,"2":"0","3":1}' data-sheets-value='{"1":3,"3":49}' style="overflow:hidden;padding:0px 3px 0px 3px;vertical-align:bottom;text-align:center;">49</td> <td data-sheets-numberformat='{"1":2,"2":"0","3":1}' data-sheets-value='{"1":3,"3":59}' style="overflow:hidden;padding:0px 3px 0px 3px;vertical-align:bottom;text-align:center;">59</td> <td data-sheets-numberformat='{"1":2,"2":"0","3":1}' data-sheets-value='{"1":2,"2":"-"}' style="border-right:1px solid #000000;overflow:hidden;padding:0px 3px 0px 3px;vertical-align:bottom;text-align:center;">-</td> </tr> <tr style="height:20px;"> <td data-sheets-value='{"1":2,"2":"Heatstop PC"}' style="border-left:1px solid #000000;overflow:hidden;padding:0px 3px 0px 3px;vertical-align:bottom;font-weight:bold;">Heatstop PC</td> <td data-sheets-value='{"1":2,"2":"Double-walled"}' style="overflow:hidden;padding:0px 3px 0px 3px;vertical-align:bottom;font-weight:bold;">Double-walled</td> <td data-sheets-value='{"1":2,"2":"Clear (T/H)"}' style="border-right:1px solid #000000;overflow:hidden;padding:0px 3px 0px 3px;vertical-align:bottom;font-weight:bold;">Clear (T/H)</td> <td data-sheets-numberformat='{"1":2,"2":"0.00","3":1}' data-sheets-value='{"1":3,"3":2.9}' style="overflow:hidden;padding:0px 3px 0px 3px;vertical-align:bottom;text-align:center;">2.90</td> <td data-sheets-numberformat='{"1":2,"2":"0","3":1}' data-sheets-value='{"1":3,"3":44}' style="overflow:hidden;padding:0px 3px 0px 3px;vertical-align:bottom;text-align:center;">44</td> <td data-sheets-numberformat='{"1":2,"2":"0","3":1}' data-sheets-value='{"1":3,"3":51}' style="overflow:hidden;padding:0px 3px 0px 3px;vertical-align:bottom;text-align:center;">51</td> <td data-sheets-numberformat='{"1":2,"2":"0","3":1}' data-sheets-value='{"1":3,"3":20}' style="border-right:1px solid #000000;overflow:hidden;padding:0px 3px 0px 3px;vertical-align:bottom;text-align:center;">20</td> </tr> <tr style="height:20px;"> <td style="border-left:1px solid #000000;overflow:hidden;padding:0px 3px 0px 3px;vertical-align:bottom;font-weight:bold;"></td> <td data-sheets-value='{"1":2,"2":"Double-walled"}' style="overflow:hidden;padding:0px 3px 0px 3px;vertical-align:bottom;font-weight:bold;">Double-walled</td> <td data-sheets-value='{"1":2,"2":"Opal (T/O)"}' style="border-right:1px solid #000000;overflow:hidden;padding:0px 3px 0px 3px;vertical-align:bottom;font-weight:bold;">Opal (T/O)</td> <td data-sheets-numberformat='{"1":2,"2":"0.00","3":1}' data-sheets-value='{"1":3,"3":2.9}' style="overflow:hidden;padding:0px 3px 0px 3px;vertical-align:bottom;text-align:center;">2.90</td> <td data-sheets-numberformat='{"1":2,"2":"0","3":1}' data-sheets-value='{"1":3,"3":41}' style="overflow:hidden;padding:0px 3px 0px 3px;vertical-align:bottom;text-align:center;">41</td> <td data-sheets-numberformat='{"1":2,"2":"0","3":1}' data-sheets-value='{"1":3,"3":45}' style="overflow:hidden;padding:0px 3px 0px 3px;vertical-align:bottom;text-align:center;">45</td> <td data-sheets-numberformat='{"1":2,"2":"0","3":1}' data-sheets-value='{"1":3,"3":20}' style="border-right:1px solid #000000;overflow:hidden;padding:0px 3px 0px 3px;vertical-align:bottom;text-align:center;">20</td> </tr> <tr style="height:20px;"> <td style="border-left:1px solid #000000;overflow:hidden;padding:0px 3px 0px 3px;vertical-align:bottom;font-weight:bold;"></td> <td data-sheets-value='{"1":2,"2":"Triple-walled"}' style="overflow:hidden; | skylux-160-ce-met-koepel-en-pvc-opstand-16-00-met-lm-motor-1500-x-1500-mm | 8586023108941 | 46872331944269
Smoke and heat exhaust (SHEV) | SHE system | Skylux | Skylux 160° CE with skylight and PVC curb 16/00 with LM-actuator 1550 x 1550 mm |  | 50259 | 5412970502593 | 5140.1 | Yes | 30-45 | 79.6 | 1550 x 1550 mm | 1550 | 1550 |  | PVC 16/00 (16 cm high & roof opening = daylight size) | Square | 5.17 W/m²K - 1.28 W/m²K | 87% - 32% | 90% - 32% | 20dB - 23dB | 160° CE (for industry) | skylight | without spoiler | E | Single actuator | Maximum four-walled skylight possible for this product | Ut-value LT-value g-value Rw-value EN 1873 : 2014 EN ISO 13468 EN 16153 EN 410 EN 410 EN ISO 140-3 Material Walls Shells (W/m²K) (%) (%) (dB) Acrylic Single-walled Clear (H) 5.17 90 87 - PMMA Single-walled Opal (O) 5.17 83 76 - Double-walled Clear (H/H) 2.90 81 75 20 Double-walled Opal (O/O) 2.90 69 58 20 Triple-walled Clear (H/H/H) 1.70 73 65 22 Triple-walled Opal (O/H/O) 1.70 62 51 22 Four-walled Clear (H/H/H/H) 1.28 64 54 23 Four-walled Opal (H/H/O/H) 1.28 59 48 23 Polycarbonate Single-walled Clear (A) 5.17 88 83 - PC Single-walled Opal (D) 5.17 58 60 - Double-walled Clear (A/H) 2.90 79 72 20 Double-walled Clear (A/A) 2.90 77 69 20 Double-walled Opal (A/O) 2.90 73 63 20 Double-walled Opal (A/D) 2.90 51 50 20 Triple-walled Clear (A/H/H) 1.70 71 63 22 Triple-walled Opal (A/O/O) 1.70 61 48 22 Four-walled Clear (A/H/H/H) 1.28 64 52 23 Four-walled Opal (A/H/O/H) 1.28 59 46 23 Polycarbonate Single-walled Heatstop Opal (T) 5.17 49 59 - Heatstop PC Double-walled Clear (T/H) 2.90 44 51 20 Double-walled Opal (T/O) 2.90 41 45 20 Triple-walled Clear (T/H/H) 1.70 40 <td data-sheets-numberformat='{"1":2,"2":"0","3":1}' data-sheets-value='{"1":3,"3":44}' style="overflow:hidden;paddin | https://skylux.eu/en/products/skylux-160-ce-met-koepel-en-pvc-opstand-16-00-met-lm-motor-1550-x-1550-mm | https://skylux.eu/cdn/shop/files/Skylux-160deg-CE-met-koepel-en-pvc-opstand-1600-met-LM-motor-1550-x-1550-mm-RWA-systeem.jpg?v=1702979506&width=1600 | https://skylux.eu/cdn/shop/files/e5a82811-1bb0-48e4-a776-cacb59c7c092_873194fb-1236-4f9b-a3f5-7eca6ab2b3b2.jpg?v=1688550913&width=1600 | //skylux.eu/cdn/shop/files/E_MH_Mounting_instructions_Skylux_160_CE_LM.pdf?v=12406716259046007223 | //skylux.eu/cdn/shop/files/E_TD_Technical_File_Skylux_Skylux_160_CE_Electric.pdf?v=3667116872303399239 | <style type="text/css" id="isPasted"> <!--td { border: 1px solid #cccccc; } br { mso-data-placement: same-cell; } --> </style> <table border="1" cellpadding="0" cellspacing="0" dir="ltr" style="table-layout:fixed;font-size:10pt;font-family:Arial;border-collapse:collapse;border:none;"><tbody> <tr style="height:20px;"> <td style="overflow:hidden;padding:0px 3px 0px 3px;vertical-align:bottom;"></td> <td style="overflow:hidden;padding:0px 3px 0px 3px;vertical-align:bottom;"></td> <td style="overflow:hidden;padding:0px 3px 0px 3px;vertical-align:bottom;"></td> <td data-sheets-value='{"1":2,"2":"Ut-value"}' style="overflow:hidden;padding:0px 3px 0px 3px;vertical-align:bottom;font-weight:bold;text-align:center;">Ut-value</td> <td data-sheets-value='{"1":2,"2":"LT-value"}' style="overflow:hidden;padding:0px 3px 0px 3px;vertical-align:bottom;font-weight:bold;text-align:center;">LT-value</td> <td data-sheets-value='{"1":2,"2":"g-value"}' style="overflow:hidden;padding:0px 3px 0px 3px;vertical-align:bottom;font-weight:bold;text-align:center;">g-value</td> <td data-sheets-value='{"1":2,"2":"Rw-value "}' style="overflow:hidden;padding:0px 3px 0px 3px;vertical-align:bottom;font-weight:bold;text-align:center;">Rw-value </td> </tr> <tr style="height:20px;"> <td style="overflow:hidden;padding:0px 3px 0px 3px;vertical-align:bottom;"></td> <td style="overflow:hidden;padding:0px 3px 0px 3px;vertical-align:bottom;"></td> <td style="overflow:hidden;padding:0px 3px 0px 3px;vertical-align:bottom;"></td> <td data-sheets-numberformat='{"1":2,"2":"0.00","3":1}' data-sheets-value='{"1":2,"2":"EN 1873 : 2014"}' style="overflow:hidden;padding:0px 3px 0px 3px;vertical-align:bottom;text-align:center;">EN 1873 : 2014</td> <td data-sheets-numberformat='{"1":2,"2":"0","3":1}' data-sheets-value='{"1":2,"2":"EN ISO 13468 EN 16153 EN 410"}' style="overflow:hidden;padding:0px 3px 0px 3px;vertical-align:bottom;text-align:center;">EN ISO 13468 EN 16153 EN 410</td> <td data-sheets-numberformat='{"1":2,"2":"0","3":1}' data-sheets-value='{"1":2,"2":"EN 410"}' style="overflow:hidden;padding:0px 3px 0px 3px;vertical-align:bottom;text-align:center;">EN 410</td> <td data-sheets-value='{"1":2,"2":"EN ISO 140-3\t\t"}' style="overflow:hidden;padding:0px 3px 0px 3px;vertical-align:bottom;text-align:center;">EN ISO 140-3 </td> </tr> <tr style="height:20px;"> <td data-sheets-value='{"1":2,"2":"Material"}' style="border-bottom:1px solid #000000;overflow:hidden;padding:0px 3px 0px 3px;vertical-align:bottom;background-color:#000000;font-weight:bold;color:#ffffff;">Material</td> <td data-sheets-value='{"1":2,"2":"Walls"}' style="border-bottom:1px solid #000000;overflow:hidden;padding:0px 3px 0px 3px;vertical-align:bottom;background-color:#000000;font-weight:bold;color:#ffffff;">Walls</td> <td data-sheets-value='{"1":2,"2":"Shells"}' style="border-bottom:1px solid #000000;overflow:hidden;padding:0px 3px 0px 3px;vertical-align:bottom;background-color:#000000;font-weight:bold;color:#ffffff;">Shells</td> <td data-sheets-numberformat='{"1":2,"2":"0.00","3":1}' data-sheets-value='{"1":2,"2":"(W/m²K)\t"}' style="border-bottom:1px solid #000000;overflow:hidden;padding:0px 3px 0px 3px;vertical-align:bottom;background-color:#000000;font-weight:bold;color:#ffffff;text-align:center;">(W/m²K) </td> <td data-sheets-numberformat='{"1":2,"2":"0","3":1}' data-sheets-value='{"1":2,"2":"(%)"}' style="border-bottom:1px solid #000000;overflow:hidden;padding:0px 3px 0px 3px;vertical-align:bottom;background-color:#000000;font-weight:bold;color:#ffffff;text-align:center;">(%)</td> <td data-sheets-numberformat='{"1":2,"2":"0","3":1}' data-sheets-value='{"1":2,"2":"(%)"}' style="border-bottom:1px solid #000000;overflow:hidden;padding:0px 3px 0px 3px;vertical-align:bottom;background-color:#000000;font-weight:bold;color:#ffffff;text-align:center;">(%)</td> <td data-sheets-value='{"1":2,"2":"(dB)"}' style="border-bottom:1px solid #000000;overflow:hidden;padding:0px 3px 0px 3px;vertical-align:bottom;background-color:#000000;font-weight:bold;color:#ffffff;text-align:center;">(dB)</td> </tr> <tr style="height:20px;"> <td data-sheets-value='{"1":2,"2":"Acrylic"}' style="border-left:1px solid #000000;overflow:hidden;padding:0px 3px 0px 3px;vertical-align:bottom;font-weight:bold;">Acrylic</td> <td data-sheets-value='{"1":2,"2":"Single-walled"}' style="overflow:hidden;padding:0px 3px 0px 3px;vertical-align:bottom;font-weight:bold;">Single-walled</td> <td data-sheets-value='{"1":2,"2":"Clear (H)"}' style="border-right:1px solid #000000;overflow:hidden;padding:0px 3px 0px 3px;vertical-align:bottom;font-weight:bold;">Clear (H)</td> <td data-sheets-numberformat='{"1":2,"2":"0.00","3":1}' data-sheets-value='{"1":3,"3":5.17}' style="overflow:hidden;padding:0px 3px 0px 3px;vertical-align:bottom;text-align:center;">5.17</td> <td data-sheets-numberformat='{"1":2,"2":"0","3":1}' data-sheets-value='{"1":3,"3":90}' style="overflow:hidden;padding:0px 3px 0px 3px;vertical-align:bottom;text-align:center;">90</td> <td data-sheets-numberformat='{"1":2,"2":"0","3":1}' data-sheets-value='{"1":3,"3":87}' style="overflow:hidden;padding:0px 3px 0px 3px;vertical-align:bottom;text-align:center;">87</td> <td data-sheets-numberformat='{"1":2,"2":"0","3":1}' data-sheets-value='{"1":2,"2":"-"}' style="border-right:1px solid #000000;overflow:hidden;padding:0px 3px 0px 3px;vertical-align:bottom;text-align:center;">-</td> </tr> <tr style="height:20px;"> <td data-sheets-value='{"1":2,"2":"PMMA"}' style="border-left:1px solid #000000;overflow:hidden;padding:0px 3px 0px 3px;vertical-align:bottom;font-weight:bold;">PMMA</td> <td data-sheets-value='{"1":2,"2":"Single-walled"}' style="overflow:hidden;padding:0px 3px 0px 3px;vertical-align:bottom;font-weight:bold;">Single-walled</td> <td data-sheets-value='{"1":2,"2":"Opal (O)"}' style="border-right:1px solid #000000;overflow:hidden;padding:0px 3px 0px 3px;vertical-align:bottom;font-weight:bold;">Opal (O)</td> <td data-sheets-numberformat='{"1":2,"2":"0.00","3":1}' data-sheets-value='{"1":3,"3":5.17}' style="overflow:hidden;padding:0px 3px 0px 3px;vertical-align:bottom;text-align:center;">5.17</td> <td data-sheets-numberformat='{"1":2,"2":"0","3":1}' data-sheets-value='{"1":3,"3":83}' style="overflow:hidden;padding:0px 3px 0px 3px;vertical-align:bottom;text-align:center;">83</td> <td data-sheets-numberformat='{"1":2,"2":"0","3":1}' data-sheets-value='{"1":3,"3":76}' style="overflow:hidden;padding:0px 3px 0px 3px;vertical-align:bottom;text-align:center;">76</td> <td data-sheets-numberformat='{"1":2,"2":"0","3":1}' data-sheets-value='{"1":2,"2":"-"}' style="border-right:1px solid #000000;overflow:hidden;padding:0px 3px 0px 3px;vertical-align:bottom;text-align:center;">-</td> </tr> <tr style="height:20px;"> <td style="border-left:1px solid #000000;overflow:hidden;padding:0px 3px 0px 3px;vertical-align:bottom;font-weight:bold;"></td> <td data-sheets-value='{"1":2,"2":"Double-walled"}' style="overflow:hidden;padding:0px 3px 0px 3px;vertical-align:bottom;font-weight:bold;">Double-walled</td> <td data-sheets-value='{"1":2,"2":"Clear (H/H)"}' style="border-right:1px solid #000000;overflow:hidden;padding:0px 3px 0px 3px;vertical-align:bottom;font-weight:bold;">Clear (H/H)</td> <td data-sheets-numberformat='{"1":2,"2":"0.00","3":1}' data-sheets-value='{"1":3,"3":2.9}' style="overflow:hidden;padding:0px 3px 0px 3px;vertical-align:bottom;text-align:center;">2.90</td> <td data-sheets-numberformat='{"1":2,"2":"0","3":1}' data-sheets-value='{"1":3,"3":81}' style="overflow:hidden;padding:0px 3px 0px 3px;vertical-align:bottom;text-align:center;">81</td> <td data-sheets-numberformat='{"1":2,"2":"0","3":1}' data-sheets-value='{"1":3,"3":75}' style="overflow:hidden;padding:0px 3px 0px 3px;vertical-align:bottom;text-align:center;">75</td> <td data-sheets-numberformat='{"1":2,"2":"0","3":1}' data-sheets-value='{"1":3,"3":20}' style="border-right:1px solid #000000;overflow:hidden;padding:0px 3px 0px 3px;vertical-align:bottom;text-align:center;">20</td> </tr> <tr style="height:20px;"> <td style="border-left:1px solid #000000;overflow:hidden;padding:0px 3px 0px 3px;vertical-align:bottom;font-weight:bold;"></td> <td data-sheets-value='{"1":2,"2":"Double-walled"}' style="overflow:hidden;padding:0px 3px 0px 3px;vertical-align:bottom;font-weight:bold;">Double-walled</td> <td data-sheets-value='{"1":2,"2":"Opal (O/O)"}' style="border-right:1px solid #000000;overflow:hidden;padding:0px 3px 0px 3px;vertical-align:bottom;font-weight:bold;">Opal (O/O)</td> <td data-sheets-numberformat='{"1":2,"2":"0.00","3":1}' data-sheets-value='{"1":3,"3":2.9}' style="overflow:hidden;padding:0px 3px 0px 3px;vertical-align:bottom;text-align:center;">2.90</td> <td data-sheets-numberformat='{"1":2,"2":"0","3":1}' data-sheets-value='{"1":3,"3":69}' style="overflow:hidden;padding:0px 3px 0px 3px;vertical-align:bottom;text-align:center;">69</td> <td data-sheets-numberformat='{"1":2,"2":"0","3":1}' data-sheets-value='{"1":3,"3":58}' style="overflow:hidden;padding:0px 3px 0px 3px;vertical-align:bottom;text-align:center;">58</td> <td data-sheets-numberformat='{"1":2,"2":"0","3":1}' data-sheets-value='{"1":3,"3":20}' style="border-right:1px solid #000000;overflow:hidden;padding:0px 3px 0px 3px;vertical-align:bottom;text-align:center;">20</td> </tr> <tr style="height:20px;"> <td style="border-left:1px solid #000000;overflow:hidden;padding:0px 3px 0px 3px;vertical-align:bottom;font-weight:bold;"></td> <td data-sheets-value='{"1":2,"2":"Triple-walled"}' style="overflow:hidden;padding:0px 3px 0px 3px;vertical-align:bottom;font-weight:bold;">Triple-walled</td> <td data-sheets-value='{"1":2,"2":"Clear (H/H/H)"}' style="border-right:1px solid #000000;overflow:hidden;padding:0px 3px 0px 3px;vertical-align:bottom;font-weight:bold;">Clear (H/H/H)</td> <td data-sheets-numberformat='{"1":2,"2":"0.00","3":1}' data-sheets-value='{"1":3,"3":1.7}' style="overflow:hidden;padding:0px 3px 0px 3px;vertical-align:bottom;text-align:center;">1.70</td> <td data-sheets-numberformat='{"1":2,"2":"0","3":1}' data-sheets-value='{"1":3,"3":73}' style="overflow:hidden;padding:0px 3px 0px 3px;vertical-align:bottom;text-align:center;">73</td> <td data-sheets-numberformat='{"1":2,"2":"0","3":1}' data-sheets-value='{"1":3,"3":65}' style="overflow:hidden;padding:0px 3px 0px 3px;vertical-align:bottom;text-align:center;">65</td> <td data-sheets-numberformat='{"1":2,"2":"0","3":1}' data-sheets-value='{"1":3,"3":22}' style="border-right:1px solid #000000;overflow:hidden;padding:0px 3px 0px 3px;vertical-align:bottom;text-align:center;">22</td> </tr> <tr style="height:20px;"> <td style="border-left:1px solid #000000;overflow:hidden;padding:0px 3px 0px 3px;vertical-align:bottom;font-weight:bold;"></td> <td data-sheets-value='{"1":2,"2":"Triple-walled"}' style="overflow:hidden;padding:0px 3px 0px 3px;vertical-align:bottom;font-weight:bold;">Triple-walled</td> <td data-sheets-value='{"1":2,"2":"Opal (O/H/O)"}' style="border-right:1px solid #000000;overflow:hidden;padding:0px 3px 0px 3px;vertical-align:bottom;font-weight:bold;">Opal (O/H/O)</td> <td data-sheets-numberformat='{"1":2,"2":"0.00","3":1}' data-sheets-value='{"1":3,"3":1.7}' style="overflow:hidden;padding:0px 3px 0px 3px;vertical-align:bottom;text-align:center;">1.70</td> <td data-sheets-numberformat='{"1":2,"2":"0","3":1}' data-sheets-value='{"1":3,"3":62}' style="overflow:hidden;padding:0px 3px 0px 3px;vertical-align:bottom;text-align:center;">62</td> <td data-sheets-numberformat='{"1":2,"2":"0","3":1}' data-sheets-value='{"1":3,"3":51}' style="overflow:hidden;padding:0px 3px 0px 3px;vertical-align:bottom;text-align:center;">51</td> <td data-sheets-numberformat='{"1":2,"2":"0","3":1}' data-sheets-value='{"1":3,"3":22}' style="border-right:1px solid #000000;overflow:hidden;padding:0px 3px 0px 3px;vertical-align:bottom;text-align:center;">22</td> </tr> <tr style="height:20px;"> <td style="border-left:1px solid #000000;overflow:hidden;padding:0px 3px 0px 3px;vertical-align:bottom;font-weight:bold;"></td> <td data-sheets-value='{"1":2,"2":"Four-walled"}' style="overflow:hidden;padding:0px 3px 0px 3px;vertical-align:bottom;font-weight:bold;">Four-walled</td> <td data-sheets-value='{"1":2,"2":"Clear (H/H/H/H)"}' style="border-right:1px solid #000000;overflow:hidden;padding:0px 3px 0px 3px;vertical-align:bottom;font-weight:bold;">Clear (H/H/H/H)</td> <td data-sheets-numberformat='{"1":2,"2":"0.00","3":1}' data-sheets-value='{"1":3,"3":1.28}' style="overflow:hidden;padding:0px 3px 0px 3px;vertical-align:bottom;text-align:center;">1.28</td> <td data-sheets-numberformat='{"1":2,"2":"0","3":1}' data-sheets-value='{"1":3,"3":64}' style="overflow:hidden;padding:0px 3px 0px 3px;vertical-align:bottom;text-align:center;">64</td> <td data-sheets-numberformat='{"1":2,"2":"0","3":1}' data-sheets-value='{"1":3,"3":54}' style="overflow:hidden;padding:0px 3px 0px 3px;vertical-align:bottom;text-align:center;">54</td> <td data-sheets-numberformat='{"1":2,"2":"0","3":1}' data-sheets-value='{"1":3,"3":23}' style="border-right:1px solid #000000;overflow:hidden;padding:0px 3px 0px 3px;vertical-align:bottom;text-align:center;">23</td> </tr> <tr style="height:20px;"> <td style="border-bottom:1px solid #000000;border-left:1px solid #000000;overflow:hidden;padding:0px 3px 0px 3px;vertical-align:bottom;"></td> <td data-sheets-value='{"1":2,"2":"Four-walled"}' style="border-bottom:1px solid #000000;overflow:hidden;padding:0px 3px 0px 3px;vertical-align:bottom;font-weight:bold;">Four-walled</td> <td data-sheets-value='{"1":2,"2":"Opal (H/H/O/H)"}' style="border-right:1px solid #000000;border-bottom:1px solid #000000;overflow:hidden;padding:0px 3px 0px 3px;vertical-align:bottom;font-weight:bold;">Opal (H/H/O/H)</td> <td data-sheets-numberformat='{"1":2,"2":"0.00","3":1}' data-sheets-value='{"1":3,"3":1.28}' style="border-bottom:1px solid #000000;overflow:hidden;padding:0px 3px 0px 3px;vertical-align:bottom;text-align:center;">1.28</td> <td data-sheets-numberformat='{"1":2,"2":"0","3":1}' data-sheets-value='{"1":3,"3":59}' style="border-bottom:1px solid #000000;overflow:hidden;padding:0px 3px 0px 3px;vertical-align:bottom;text-align:center;">59</td> <td data-sheets-numberformat='{"1":2,"2":"0","3":1}' data-sheets-value='{"1":3,"3":48}' style="border-bottom:1px solid #000000;overflow:hidden;padding:0px 3px 0px 3px;vertical-align:bottom;text-align:center;">48</td> <td data-sheets-numberformat='{"1":2,"2":"0","3":1}' data-sheets-value='{"1":3,"3":23}' style="border-right:1px solid #000000;border-bottom:1px solid #000000;overflow:hidden;padding:0px 3px 0px 3px;vertical-align:bottom;text-align:center;">23</td> </tr> <tr style="height:20px;"> <td data-sheets-value='{"1":2,"2":"Polycarbonate "}' style="border-left:1px solid #000000;overflow:hidden;padding:0px 3px 0px 3px;vertical-align:bottom;font-weight:bold;">Polycarbonate </td> <td data-sheets-value='{"1":2,"2":"Single-walled"}' style="overflow:hidden;padding:0px 3px 0px 3px;vertical-align:bottom;font-weight:bold;">Single-walled</td> <td data-sheets-value='{"1":2,"2":"Clear (A)"}' style="border-right:1px solid #000000;overflow:hidden;padding:0px 3px 0px 3px;vertical-align:bottom;font-weight:bold;">Clear (A)</td> <td data-sheets-numberformat='{"1":2,"2":"0.00","3":1}' data-sheets-value='{"1":3,"3":5.17}' style="overflow:hidden;padding:0px 3px 0px 3px;vertical-align:bottom;text-align:center;">5.17</td> <td data-sheets-numberformat='{"1":2,"2":"0","3":1}' data-sheets-value='{"1":3,"3":88}' style="overflow:hidden;padding:0px 3px 0px 3px;vertical-align:bottom;text-align:center;">88</td> <td data-sheets-numberformat='{"1":2,"2":"0","3":1}' data-sheets-value='{"1":3,"3":83}' style="overflow:hidden;padding:0px 3px 0px 3px;vertical-align:bottom;text-align:center;">83</td> <td data-sheets-numberformat='{"1":2,"2":"0","3":1}' data-sheets-value='{"1":2,"2":"-"}' style="border-right:1px solid #000000;overflow:hidden;padding:0px 3px 0px 3px;vertical-align:bottom;text-align:center;">-</td> </tr> <tr style="height:20px;"> <td data-sheets-value='{"1":2,"2":"PC"}' style="border-left:1px solid #000000;overflow:hidden;padding:0px 3px 0px 3px;vertical-align:bottom;font-weight:bold;">PC</td> <td data-sheets-value='{"1":2,"2":"Single-walled"}' style="overflow:hidden;padding:0px 3px 0px 3px;vertical-align:bottom;font-weight:bold;">Single-walled</td> <td data-sheets-value='{"1":2,"2":"Opal (D)"}' style="border-right:1px solid #000000;overflow:hidden;padding:0px 3px 0px 3px;vertical-align:bottom;font-weight:bold;">Opal (D)</td> <td data-sheets-numberformat='{"1":2,"2":"0.00","3":1}' data-sheets-value='{"1":3,"3":5.17}' style="overflow:hidden;padding:0px 3px 0px 3px;vertical-align:bottom;text-align:center;">5.17</td> <td data-sheets-numberformat='{"1":2,"2":"0","3":1}' data-sheets-value='{"1":3,"3":58}' style="overflow:hidden;padding:0px 3px 0px 3px;vertical-align:bottom;text-align:center;">58</td> <td data-sheets-numberformat='{"1":2,"2":"0","3":1}' data-sheets-value='{"1":3,"3":60}' style="overflow:hidden;padding:0px 3px 0px 3px;vertical-align:bottom;text-align:center;">60</td> <td data-sheets-numberformat='{"1":2,"2":"0","3":1}' data-sheets-value='{"1":2,"2":"-"}' style="border-right:1px solid #000000;overflow:hidden;padding:0px 3px 0px 3px;vertical-align:bottom;text-align:center;">-</td> </tr> <tr style="height:20px;"> <td style="border-left:1px solid #000000;overflow:hidden;padding:0px 3px 0px 3px;vertical-align:bottom;font-weight:bold;"></td> <td data-sheets-value='{"1":2,"2":"Double-walled"}' style="overflow:hidden;padding:0px 3px 0px 3px;vertical-align:bottom;font-weight:bold;">Double-walled</td> <td data-sheets-value='{"1":2,"2":"Clear (A/H)"}' style="border-right:1px solid #000000;overflow:hidden;padding:0px 3px 0px 3px;vertical-align:bottom;font-weight:bold;">Clear (A/H)</td> <td data-sheets-numberformat='{"1":2,"2":"0.00","3":1}' data-sheets-value='{"1":3,"3":2.9}' style="overflow:hidden;padding:0px 3px 0px 3px;vertical-align:bottom;text-align:center;">2.90</td> <td data-sheets-numberformat='{"1":2,"2":"0","3":1}' data-sheets-value='{"1":3,"3":79}' style="overflow:hidden;padding:0px 3px 0px 3px;vertical-align:bottom;text-align:center;">79</td> <td data-sheets-numberformat='{"1":2,"2":"0","3":1}' data-sheets-value='{"1":3,"3":72}' style="overflow:hidden;padding:0px 3px 0px 3px;vertical-align:bottom;text-align:center;">72</td> <td data-sheets-numberformat='{"1":2,"2":"0","3":1}' data-sheets-value='{"1":3,"3":20}' style="border-right:1px solid #000000;overflow:hidden;padding:0px 3px 0px 3px;vertical-align:bottom;text-align:center;">20</td> </tr> <tr style="height:20px;"> <td style="border-left:1px solid #000000;overflow:hidden;padding:0px 3px 0px 3px;vertical-align:bottom;font-weight:bold;"></td> <td data-sheets-value='{"1":2,"2":"Double-walled"}' style="overflow:hidden;padding:0px 3px 0px 3px;vertical-align:bottom;font-weight:bold;">Double-walled</td> <td data-sheets-value='{"1":2,"2":"Clear (A/A)"}' style="border-right:1px solid #000000;overflow:hidden;padding:0px 3px 0px 3px;vertical-align:bottom;font-weight:bold;">Clear (A/A)</td> <td data-sheets-numberformat='{"1":2,"2":"0.00","3":1}' data-sheets-value='{"1":3,"3":2.9}' style="overflow:hidden;padding:0px 3px 0px 3px;vertical-align:bottom;text-align:center;">2.90</td> <td data-sheets-numberformat='{"1":2,"2":"0","3":1}' data-sheets-value='{"1":3,"3":77}' style="overflow:hidden;padding:0px 3px 0px 3px;vertical-align:bottom;text-align:center;">77</td> <td data-sheets-numberformat='{"1":2,"2":"0","3":1}' data-sheets-value='{"1":3,"3":69}' style="overflow:hidden;padding:0px 3px 0px 3px;vertical-align:bottom;text-align:center;">69</td> <td data-sheets-numberformat='{"1":2,"2":"0","3":1}' data-sheets-value='{"1":3,"3":20}' style="border-right:1px solid #000000;overflow:hidden;padding:0px 3px 0px 3px;vertical-align:bottom;text-align:center;">20</td> </tr> <tr style="height:20px;"> <td style="border-left:1px solid #000000;overflow:hidden;padding:0px 3px 0px 3px;vertical-align:bottom;font-weight:bold;"></td> <td data-sheets-value='{"1":2,"2":"Double-walled"}' style="overflow:hidden;padding:0px 3px 0px 3px;vertical-align:bottom;font-weight:bold;">Double-walled</td> <td data-sheets-value='{"1":2,"2":"Opal (A/O)"}' style="border-right:1px solid #000000;overflow:hidden;padding:0px 3px 0px 3px;vertical-align:bottom;font-weight:bold;">Opal (A/O)</td> <td data-sheets-numberformat='{"1":2,"2":"0.00","3":1}' data-sheets-value='{"1":3,"3":2.9}' style="overflow:hidden;padding:0px 3px 0px 3px;vertical-align:bottom;text-align:center;">2.90</td> <td data-sheets-numberformat='{"1":2,"2":"0","3":1}' data-sheets-value='{"1":3,"3":73}' style="overflow:hidden;padding:0px 3px 0px 3px;vertical-align:bottom;text-align:center;">73</td> <td data-sheets-numberformat='{"1":2,"2":"0","3":1}' data-sheets-value='{"1":3,"3":63}' style="overflow:hidden;padding:0px 3px 0px 3px;vertical-align:bottom;text-align:center;">63</td> <td data-sheets-numberformat='{"1":2,"2":"0","3":1}' data-sheets-value='{"1":3,"3":20}' style="border-right:1px solid #000000;overflow:hidden;padding:0px 3px 0px 3px;vertical-align:bottom;text-align:center;">20</td> </tr> <tr style="height:20px;"> <td style="border-left:1px solid #000000;overflow:hidden;padding:0px 3px 0px 3px;vertical-align:bottom;font-weight:bold;"></td> <td data-sheets-value='{"1":2,"2":"Double-walled"}' style="overflow:hidden;padding:0px 3px 0px 3px;vertical-align:bottom;font-weight:bold;">Double-walled</td> <td data-sheets-value='{"1":2,"2":"Opal (A/D)"}' style="border-right:1px solid #000000;overflow:hidden;padding:0px 3px 0px 3px;vertical-align:bottom;font-weight:bold;">Opal (A/D)</td> <td data-sheets-numberformat='{"1":2,"2":"0.00","3":1}' data-sheets-value='{"1":3,"3":2.9}' style="overflow:hidden;padding:0px 3px 0px 3px;vertical-align:bottom;text-align:center;">2.90</td> <td data-sheets-numberformat='{"1":2,"2":"0","3":1}' data-sheets-value='{"1":3,"3":51}' style="overflow:hidden;padding:0px 3px 0px 3px;vertical-align:bottom;text-align:center;">51</td> <td data-sheets-numberformat='{"1":2,"2":"0","3":1}' data-sheets-value='{"1":3,"3":50}' style="overflow:hidden;padding:0px 3px 0px 3px;vertical-align:bottom;text-align:center;">50</td> <td data-sheets-numberformat='{"1":2,"2":"0","3":1}' data-sheets-value='{"1":3,"3":20}' style="border-right:1px solid #000000;overflow:hidden;padding:0px 3px 0px 3px;vertical-align:bottom;text-align:center;">20</td> </tr> <tr style="height:20px;"> <td style="border-left:1px solid #000000;overflow:hidden;padding:0px 3px 0px 3px;vertical-align:bottom;font-weight:bold;"></td> <td data-sheets-value='{"1":2,"2":"Triple-walled"}' style="overflow:hidden;padding:0px 3px 0px 3px;vertical-align:bottom;font-weight:bold;">Triple-walled</td> <td data-sheets-value='{"1":2,"2":"Clear (A/H/H)"}' style="border-right:1px solid #000000;overflow:hidden;padding:0px 3px 0px 3px;vertical-align:bottom;font-weight:bold;">Clear (A/H/H)</td> <td data-sheets-numberformat='{"1":2,"2":"0.00","3":1}' data-sheets-value='{"1":3,"3":1.7}' style="overflow:hidden;padding:0px 3px 0px 3px;vertical-align:bottom;text-align:center;">1.70</td> <td data-sheets-numberformat='{"1":2,"2":"0","3":1}' data-sheets-value='{"1":3,"3":71}' style="overflow:hidden;padding:0px 3px 0px 3px;vertical-align:bottom;text-align:center;">71</td> <td data-sheets-numberformat='{"1":2,"2":"0","3":1}' data-sheets-value='{"1":3,"3":63}' style="overflow:hidden;padding:0px 3px 0px 3px;vertical-align:bottom;text-align:center;">63</td> <td data-sheets-numberformat='{"1":2,"2":"0","3":1}' data-sheets-value='{"1":3,"3":22}' style="border-right:1px solid #000000;overflow:hidden;padding:0px 3px 0px 3px;vertical-align:bottom;text-align:center;">22</td> </tr> <tr style="height:20px;"> <td style="border-left:1px solid #000000;overflow:hidden;padding:0px 3px 0px 3px;vertical-align:bottom;font-weight:bold;"></td> <td data-sheets-value='{"1":2,"2":"Triple-walled"}' style="overflow:hidden;padding:0px 3px 0px 3px;vertical-align:bottom;font-weight:bold;">Triple-walled</td> <td data-sheets-value='{"1":2,"2":"Opal (A/O/O)"}' style="border-right:1px solid #000000;overflow:hidden;padding:0px 3px 0px 3px;vertical-align:bottom;font-weight:bold;">Opal (A/O/O)</td> <td data-sheets-numberformat='{"1":2,"2":"0.00","3":1}' data-sheets-value='{"1":3,"3":1.7}' style="overflow:hidden;padding:0px 3px 0px 3px;vertical-align:bottom;text-align:center;">1.70</td> <td data-sheets-numberformat='{"1":2,"2":"0","3":1}' data-sheets-value='{"1":3,"3":61}' style="overflow:hidden;padding:0px 3px 0px 3px;vertical-align:bottom;text-align:center;">61</td> <td data-sheets-numberformat='{"1":2,"2":"0","3":1}' data-sheets-value='{"1":3,"3":48}' style="overflow:hidden;padding:0px 3px 0px 3px;vertical-align:bottom;text-align:center;">48</td> <td data-sheets-numberformat='{"1":2,"2":"0","3":1}' data-sheets-value='{"1":3,"3":22}' style="border-right:1px solid #000000;overflow:hidden;padding:0px 3px 0px 3px;vertical-align:bottom;text-align:center;">22</td> </tr> <tr style="height:20px;"> <td style="border-left:1px solid #000000;overflow:hidden;padding:0px 3px 0px 3px;vertical-align:bottom;font-weight:bold;"></td> <td data-sheets-value='{"1":2,"2":"Four-walled"}' style="overflow:hidden;padding:0px 3px 0px 3px;vertical-align:bottom;font-weight:bold;">Four-walled</td> <td data-sheets-value='{"1":2,"2":"Clear (A/H/H/H)"}' style="border-right:1px solid #000000;overflow:hidden;padding:0px 3px 0px 3px;vertical-align:bottom;font-weight:bold;">Clear (A/H/H/H)</td> <td data-sheets-numberformat='{"1":2,"2":"0.00","3":1}' data-sheets-value='{"1":3,"3":1.28}' style="overflow:hidden;padding:0px 3px 0px 3px;vertical-align:bottom;text-align:center;">1.28</td> <td data-sheets-numberformat='{"1":2,"2":"0","3":1}' data-sheets-value='{"1":3,"3":64}' style="overflow:hidden;padding:0px 3px 0px 3px;vertical-align:bottom;text-align:center;">64</td> <td data-sheets-numberformat='{"1":2,"2":"0","3":1}' data-sheets-value='{"1":3,"3":52}' style="overflow:hidden;padding:0px 3px 0px 3px;vertical-align:bottom;text-align:center;">52</td> <td data-sheets-numberformat='{"1":2,"2":"0","3":1}' data-sheets-value='{"1":3,"3":23}' style="border-right:1px solid #000000;overflow:hidden;padding:0px 3px 0px 3px;vertical-align:bottom;text-align:center;">23</td> </tr> <tr style="height:20px;"> <td style="border-bottom:1px solid #000000;border-left:1px solid #000000;overflow:hidden;padding:0px 3px 0px 3px;vertical-align:bottom;"></td> <td data-sheets-value='{"1":2,"2":"Four-walled"}' style="border-bottom:1px solid #000000;overflow:hidden;padding:0px 3px 0px 3px;vertical-align:bottom;font-weight:bold;">Four-walled</td> <td data-sheets-value='{"1":2,"2":"Opal (A/H/O/H)"}' style="border-right:1px solid #000000;border-bottom:1px solid #000000;overflow:hidden;padding:0px 3px 0px 3px;vertical-align:bottom;font-weight:bold;">Opal (A/H/O/H)</td> <td data-sheets-numberformat='{"1":2,"2":"0.00","3":1}' data-sheets-value='{"1":3,"3":1.28}' style="border-bottom:1px solid #000000;overflow:hidden;padding:0px 3px 0px 3px;vertical-align:bottom;text-align:center;">1.28</td> <td data-sheets-numberformat='{"1":2,"2":"0","3":1}' data-sheets-value='{"1":3,"3":59}' style="border-bottom:1px solid #000000;overflow:hidden;padding:0px 3px 0px 3px;vertical-align:bottom;text-align:center;">59</td> <td data-sheets-numberformat='{"1":2,"2":"0","3":1}' data-sheets-value='{"1":3,"3":46}' style="border-bottom:1px solid #000000;overflow:hidden;padding:0px 3px 0px 3px;vertical-align:bottom;text-align:center;">46</td> <td data-sheets-numberformat='{"1":2,"2":"0","3":1}' data-sheets-value='{"1":3,"3":23}' style="border-right:1px solid #000000;border-bottom:1px solid #000000;overflow:hidden;padding:0px 3px 0px 3px;vertical-align:bottom;text-align:center;">23</td> </tr> <tr style="height:20px;"> <td data-sheets-value='{"1":2,"2":"Polycarbonate"}' style="border-left:1px solid #000000;overflow:hidden;padding:0px 3px 0px 3px;vertical-align:bottom;font-weight:bold;">Polycarbonate</td> <td data-sheets-value='{"1":2,"2":"Single-walled"}' style="overflow:hidden;padding:0px 3px 0px 3px;vertical-align:bottom;font-weight:bold;">Single-walled</td> <td data-sheets-value='{"1":2,"2":"Heatstop Opal (T)"}' style="border-right:1px solid #000000;overflow:hidden;padding:0px 3px 0px 3px;vertical-align:bottom;font-weight:bold;">Heatstop Opal (T)</td> <td data-sheets-numberformat='{"1":2,"2":"0.00","3":1}' data-sheets-value='{"1":3,"3":5.17}' style="overflow:hidden;padding:0px 3px 0px 3px;vertical-align:bottom;text-align:center;">5.17</td> <td data-sheets-numberformat='{"1":2,"2":"0","3":1}' data-sheets-value='{"1":3,"3":49}' style="overflow:hidden;padding:0px 3px 0px 3px;vertical-align:bottom;text-align:center;">49</td> <td data-sheets-numberformat='{"1":2,"2":"0","3":1}' data-sheets-value='{"1":3,"3":59}' style="overflow:hidden;padding:0px 3px 0px 3px;vertical-align:bottom;text-align:center;">59</td> <td data-sheets-numberformat='{"1":2,"2":"0","3":1}' data-sheets-value='{"1":2,"2":"-"}' style="border-right:1px solid #000000;overflow:hidden;padding:0px 3px 0px 3px;vertical-align:bottom;text-align:center;">-</td> </tr> <tr style="height:20px;"> <td data-sheets-value='{"1":2,"2":"Heatstop PC"}' style="border-left:1px solid #000000;overflow:hidden;padding:0px 3px 0px 3px;vertical-align:bottom;font-weight:bold;">Heatstop PC</td> <td data-sheets-value='{"1":2,"2":"Double-walled"}' style="overflow:hidden;padding:0px 3px 0px 3px;vertical-align:bottom;font-weight:bold;">Double-walled</td> <td data-sheets-value='{"1":2,"2":"Clear (T/H)"}' style="border-right:1px solid #000000;overflow:hidden;padding:0px 3px 0px 3px;vertical-align:bottom;font-weight:bold;">Clear (T/H)</td> <td data-sheets-numberformat='{"1":2,"2":"0.00","3":1}' data-sheets-value='{"1":3,"3":2.9}' style="overflow:hidden;padding:0px 3px 0px 3px;vertical-align:bottom;text-align:center;">2.90</td> <td data-sheets-numberformat='{"1":2,"2":"0","3":1}' data-sheets-value='{"1":3,"3":44}' style="overflow:hidden;padding:0px 3px 0px 3px;vertical-align:bottom;text-align:center;">44</td> <td data-sheets-numberformat='{"1":2,"2":"0","3":1}' data-sheets-value='{"1":3,"3":51}' style="overflow:hidden;padding:0px 3px 0px 3px;vertical-align:bottom;text-align:center;">51</td> <td data-sheets-numberformat='{"1":2,"2":"0","3":1}' data-sheets-value='{"1":3,"3":20}' style="border-right:1px solid #000000;overflow:hidden;padding:0px 3px 0px 3px;vertical-align:bottom;text-align:center;">20</td> </tr> <tr style="height:20px;"> <td style="border-left:1px solid #000000;overflow:hidden;padding:0px 3px 0px 3px;vertical-align:bottom;font-weight:bold;"></td> <td data-sheets-value='{"1":2,"2":"Double-walled"}' style="overflow:hidden;padding:0px 3px 0px 3px;vertical-align:bottom;font-weight:bold;">Double-walled</td> <td data-sheets-value='{"1":2,"2":"Opal (T/O)"}' style="border-right:1px solid #000000;overflow:hidden;padding:0px 3px 0px 3px;vertical-align:bottom;font-weight:bold;">Opal (T/O)</td> <td data-sheets-numberformat='{"1":2,"2":"0.00","3":1}' data-sheets-value='{"1":3,"3":2.9}' style="overflow:hidden;padding:0px 3px 0px 3px;vertical-align:bottom;text-align:center;">2.90</td> <td data-sheets-numberformat='{"1":2,"2":"0","3":1}' data-sheets-value='{"1":3,"3":41}' style="overflow:hidden;padding:0px 3px 0px 3px;vertical-align:bottom;text-align:center;">41</td> <td data-sheets-numberformat='{"1":2,"2":"0","3":1}' data-sheets-value='{"1":3,"3":45}' style="overflow:hidden;padding:0px 3px 0px 3px;vertical-align:bottom;text-align:center;">45</td> <td data-sheets-numberformat='{"1":2,"2":"0","3":1}' data-sheets-value='{"1":3,"3":20}' style="border-right:1px solid #000000;overflow:hidden;padding:0px 3px 0px 3px;vertical-align:bottom;text-align:center;">20</td> </tr> <tr style="height:20px;"> <td style="border-left:1px solid #000000;overflow:hidden;padding:0px 3px 0px 3px;vertical-align:bottom;font-weight:bold;"></td> <td data-sheets-value='{"1":2,"2":"Triple-walled"}' style="overflow:hidden; | skylux-160-ce-met-koepel-en-pvc-opstand-16-00-met-lm-motor-1550-x-1550-mm | 8586023141709 | 46872331977037
Smoke and heat exhaust (SHEV) | SHE system | Skylux | Skylux 160° CE with skylight and PVC curb 16/00 with LM-actuator 1600 x 1600 mm |  | 34531 | 5412970345312 | 5177.6 | Yes | 30-45 | 80.01 | 1600 x 1600 mm | 1600 | 1600 |  | PVC 16/00 (16 cm high & roof opening = daylight size) | Square | 5.17 W/m²K - 1.28 W/m²K | 87% - 32% | 90% - 32% | 20dB - 23dB | 160° CE (for industry) | skylight | without spoiler | E | Single actuator | Maximum four-walled skylight possible for this product | Ut-value LT-value g-value Rw-value EN 1873 : 2014 EN ISO 13468 EN 16153 EN 410 EN 410 EN ISO 140-3 Material Walls Shells (W/m²K) (%) (%) (dB) Acrylic Single-walled Clear (H) 5.17 90 87 - PMMA Single-walled Opal (O) 5.17 83 76 - Double-walled Clear (H/H) 2.90 81 75 20 Double-walled Opal (O/O) 2.90 69 58 20 Triple-walled Clear (H/H/H) 1.70 73 65 22 Triple-walled Opal (O/H/O) 1.70 62 51 22 Four-walled Clear (H/H/H/H) 1.28 64 54 23 Four-walled Opal (H/H/O/H) 1.28 59 48 23 Polycarbonate Single-walled Clear (A) 5.17 88 83 - PC Single-walled Opal (D) 5.17 58 60 - Double-walled Clear (A/H) 2.90 79 72 20 Double-walled Clear (A/A) 2.90 77 69 20 Double-walled Opal (A/O) 2.90 73 63 20 Double-walled Opal (A/D) 2.90 51 50 20 Triple-walled Clear (A/H/H) 1.70 71 63 22 Triple-walled Opal (A/O/O) 1.70 61 48 22 Four-walled Clear (A/H/H/H) 1.28 64 52 23 Four-walled Opal (A/H/O/H) 1.28 59 46 23 Polycarbonate Single-walled Heatstop Opal (T) 5.17 49 59 - Heatstop PC Double-walled Clear (T/H) 2.90 44 51 20 Double-walled Opal (T/O) 2.90 41 45 20 Triple-walled Clear (T/H/H) 1.70 40 <td data-sheets-numberformat='{"1":2,"2":"0","3":1}' data-sheets-value='{"1":3,"3":44}' style="overflow:hidden;paddin | https://skylux.eu/en/products/skylux-160-ce-met-koepel-en-pvc-opstand-16-00-met-lm-motor-1600-x-1600-mm | https://skylux.eu/cdn/shop/files/Skylux-160deg-CE-met-koepel-en-pvc-opstand-1600-met-LM-motor-1600-x-1600-mm-RWA-systeem.jpg?v=1702979511&width=1600 | https://skylux.eu/cdn/shop/files/e5a82811-1bb0-48e4-a776-cacb59c7c092_b85f8506-b3bc-4b7f-8ee2-73d1f6d1cf38.jpg?v=1688550914&width=1600 | //skylux.eu/cdn/shop/files/E_MH_Mounting_instructions_Skylux_160_CE_LM.pdf?v=12406716259046007223 | //skylux.eu/cdn/shop/files/E_TD_Technical_File_Skylux_Skylux_160_CE_Electric.pdf?v=3667116872303399239 | <style type="text/css" id="isPasted"> <!--td { border: 1px solid #cccccc; } br { mso-data-placement: same-cell; } --> </style> <table border="1" cellpadding="0" cellspacing="0" dir="ltr" style="table-layout:fixed;font-size:10pt;font-family:Arial;border-collapse:collapse;border:none;"><tbody> <tr style="height:20px;"> <td style="overflow:hidden;padding:0px 3px 0px 3px;vertical-align:bottom;"></td> <td style="overflow:hidden;padding:0px 3px 0px 3px;vertical-align:bottom;"></td> <td style="overflow:hidden;padding:0px 3px 0px 3px;vertical-align:bottom;"></td> <td data-sheets-value='{"1":2,"2":"Ut-value"}' style="overflow:hidden;padding:0px 3px 0px 3px;vertical-align:bottom;font-weight:bold;text-align:center;">Ut-value</td> <td data-sheets-value='{"1":2,"2":"LT-value"}' style="overflow:hidden;padding:0px 3px 0px 3px;vertical-align:bottom;font-weight:bold;text-align:center;">LT-value</td> <td data-sheets-value='{"1":2,"2":"g-value"}' style="overflow:hidden;padding:0px 3px 0px 3px;vertical-align:bottom;font-weight:bold;text-align:center;">g-value</td> <td data-sheets-value='{"1":2,"2":"Rw-value "}' style="overflow:hidden;padding:0px 3px 0px 3px;vertical-align:bottom;font-weight:bold;text-align:center;">Rw-value </td> </tr> <tr style="height:20px;"> <td style="overflow:hidden;padding:0px 3px 0px 3px;vertical-align:bottom;"></td> <td style="overflow:hidden;padding:0px 3px 0px 3px;vertical-align:bottom;"></td> <td style="overflow:hidden;padding:0px 3px 0px 3px;vertical-align:bottom;"></td> <td data-sheets-numberformat='{"1":2,"2":"0.00","3":1}' data-sheets-value='{"1":2,"2":"EN 1873 : 2014"}' style="overflow:hidden;padding:0px 3px 0px 3px;vertical-align:bottom;text-align:center;">EN 1873 : 2014</td> <td data-sheets-numberformat='{"1":2,"2":"0","3":1}' data-sheets-value='{"1":2,"2":"EN ISO 13468 EN 16153 EN 410"}' style="overflow:hidden;padding:0px 3px 0px 3px;vertical-align:bottom;text-align:center;">EN ISO 13468 EN 16153 EN 410</td> <td data-sheets-numberformat='{"1":2,"2":"0","3":1}' data-sheets-value='{"1":2,"2":"EN 410"}' style="overflow:hidden;padding:0px 3px 0px 3px;vertical-align:bottom;text-align:center;">EN 410</td> <td data-sheets-value='{"1":2,"2":"EN ISO 140-3\t\t"}' style="overflow:hidden;padding:0px 3px 0px 3px;vertical-align:bottom;text-align:center;">EN ISO 140-3 </td> </tr> <tr style="height:20px;"> <td data-sheets-value='{"1":2,"2":"Material"}' style="border-bottom:1px solid #000000;overflow:hidden;padding:0px 3px 0px 3px;vertical-align:bottom;background-color:#000000;font-weight:bold;color:#ffffff;">Material</td> <td data-sheets-value='{"1":2,"2":"Walls"}' style="border-bottom:1px solid #000000;overflow:hidden;padding:0px 3px 0px 3px;vertical-align:bottom;background-color:#000000;font-weight:bold;color:#ffffff;">Walls</td> <td data-sheets-value='{"1":2,"2":"Shells"}' style="border-bottom:1px solid #000000;overflow:hidden;padding:0px 3px 0px 3px;vertical-align:bottom;background-color:#000000;font-weight:bold;color:#ffffff;">Shells</td> <td data-sheets-numberformat='{"1":2,"2":"0.00","3":1}' data-sheets-value='{"1":2,"2":"(W/m²K)\t"}' style="border-bottom:1px solid #000000;overflow:hidden;padding:0px 3px 0px 3px;vertical-align:bottom;background-color:#000000;font-weight:bold;color:#ffffff;text-align:center;">(W/m²K) </td> <td data-sheets-numberformat='{"1":2,"2":"0","3":1}' data-sheets-value='{"1":2,"2":"(%)"}' style="border-bottom:1px solid #000000;overflow:hidden;padding:0px 3px 0px 3px;vertical-align:bottom;background-color:#000000;font-weight:bold;color:#ffffff;text-align:center;">(%)</td> <td data-sheets-numberformat='{"1":2,"2":"0","3":1}' data-sheets-value='{"1":2,"2":"(%)"}' style="border-bottom:1px solid #000000;overflow:hidden;padding:0px 3px 0px 3px;vertical-align:bottom;background-color:#000000;font-weight:bold;color:#ffffff;text-align:center;">(%)</td> <td data-sheets-value='{"1":2,"2":"(dB)"}' style="border-bottom:1px solid #000000;overflow:hidden;padding:0px 3px 0px 3px;vertical-align:bottom;background-color:#000000;font-weight:bold;color:#ffffff;text-align:center;">(dB)</td> </tr> <tr style="height:20px;"> <td data-sheets-value='{"1":2,"2":"Acrylic"}' style="border-left:1px solid #000000;overflow:hidden;padding:0px 3px 0px 3px;vertical-align:bottom;font-weight:bold;">Acrylic</td> <td data-sheets-value='{"1":2,"2":"Single-walled"}' style="overflow:hidden;padding:0px 3px 0px 3px;vertical-align:bottom;font-weight:bold;">Single-walled</td> <td data-sheets-value='{"1":2,"2":"Clear (H)"}' style="border-right:1px solid #000000;overflow:hidden;padding:0px 3px 0px 3px;vertical-align:bottom;font-weight:bold;">Clear (H)</td> <td data-sheets-numberformat='{"1":2,"2":"0.00","3":1}' data-sheets-value='{"1":3,"3":5.17}' style="overflow:hidden;padding:0px 3px 0px 3px;vertical-align:bottom;text-align:center;">5.17</td> <td data-sheets-numberformat='{"1":2,"2":"0","3":1}' data-sheets-value='{"1":3,"3":90}' style="overflow:hidden;padding:0px 3px 0px 3px;vertical-align:bottom;text-align:center;">90</td> <td data-sheets-numberformat='{"1":2,"2":"0","3":1}' data-sheets-value='{"1":3,"3":87}' style="overflow:hidden;padding:0px 3px 0px 3px;vertical-align:bottom;text-align:center;">87</td> <td data-sheets-numberformat='{"1":2,"2":"0","3":1}' data-sheets-value='{"1":2,"2":"-"}' style="border-right:1px solid #000000;overflow:hidden;padding:0px 3px 0px 3px;vertical-align:bottom;text-align:center;">-</td> </tr> <tr style="height:20px;"> <td data-sheets-value='{"1":2,"2":"PMMA"}' style="border-left:1px solid #000000;overflow:hidden;padding:0px 3px 0px 3px;vertical-align:bottom;font-weight:bold;">PMMA</td> <td data-sheets-value='{"1":2,"2":"Single-walled"}' style="overflow:hidden;padding:0px 3px 0px 3px;vertical-align:bottom;font-weight:bold;">Single-walled</td> <td data-sheets-value='{"1":2,"2":"Opal (O)"}' style="border-right:1px solid #000000;overflow:hidden;padding:0px 3px 0px 3px;vertical-align:bottom;font-weight:bold;">Opal (O)</td> <td data-sheets-numberformat='{"1":2,"2":"0.00","3":1}' data-sheets-value='{"1":3,"3":5.17}' style="overflow:hidden;padding:0px 3px 0px 3px;vertical-align:bottom;text-align:center;">5.17</td> <td data-sheets-numberformat='{"1":2,"2":"0","3":1}' data-sheets-value='{"1":3,"3":83}' style="overflow:hidden;padding:0px 3px 0px 3px;vertical-align:bottom;text-align:center;">83</td> <td data-sheets-numberformat='{"1":2,"2":"0","3":1}' data-sheets-value='{"1":3,"3":76}' style="overflow:hidden;padding:0px 3px 0px 3px;vertical-align:bottom;text-align:center;">76</td> <td data-sheets-numberformat='{"1":2,"2":"0","3":1}' data-sheets-value='{"1":2,"2":"-"}' style="border-right:1px solid #000000;overflow:hidden;padding:0px 3px 0px 3px;vertical-align:bottom;text-align:center;">-</td> </tr> <tr style="height:20px;"> <td style="border-left:1px solid #000000;overflow:hidden;padding:0px 3px 0px 3px;vertical-align:bottom;font-weight:bold;"></td> <td data-sheets-value='{"1":2,"2":"Double-walled"}' style="overflow:hidden;padding:0px 3px 0px 3px;vertical-align:bottom;font-weight:bold;">Double-walled</td> <td data-sheets-value='{"1":2,"2":"Clear (H/H)"}' style="border-right:1px solid #000000;overflow:hidden;padding:0px 3px 0px 3px;vertical-align:bottom;font-weight:bold;">Clear (H/H)</td> <td data-sheets-numberformat='{"1":2,"2":"0.00","3":1}' data-sheets-value='{"1":3,"3":2.9}' style="overflow:hidden;padding:0px 3px 0px 3px;vertical-align:bottom;text-align:center;">2.90</td> <td data-sheets-numberformat='{"1":2,"2":"0","3":1}' data-sheets-value='{"1":3,"3":81}' style="overflow:hidden;padding:0px 3px 0px 3px;vertical-align:bottom;text-align:center;">81</td> <td data-sheets-numberformat='{"1":2,"2":"0","3":1}' data-sheets-value='{"1":3,"3":75}' style="overflow:hidden;padding:0px 3px 0px 3px;vertical-align:bottom;text-align:center;">75</td> <td data-sheets-numberformat='{"1":2,"2":"0","3":1}' data-sheets-value='{"1":3,"3":20}' style="border-right:1px solid #000000;overflow:hidden;padding:0px 3px 0px 3px;vertical-align:bottom;text-align:center;">20</td> </tr> <tr style="height:20px;"> <td style="border-left:1px solid #000000;overflow:hidden;padding:0px 3px 0px 3px;vertical-align:bottom;font-weight:bold;"></td> <td data-sheets-value='{"1":2,"2":"Double-walled"}' style="overflow:hidden;padding:0px 3px 0px 3px;vertical-align:bottom;font-weight:bold;">Double-walled</td> <td data-sheets-value='{"1":2,"2":"Opal (O/O)"}' style="border-right:1px solid #000000;overflow:hidden;padding:0px 3px 0px 3px;vertical-align:bottom;font-weight:bold;">Opal (O/O)</td> <td data-sheets-numberformat='{"1":2,"2":"0.00","3":1}' data-sheets-value='{"1":3,"3":2.9}' style="overflow:hidden;padding:0px 3px 0px 3px;vertical-align:bottom;text-align:center;">2.90</td> <td data-sheets-numberformat='{"1":2,"2":"0","3":1}' data-sheets-value='{"1":3,"3":69}' style="overflow:hidden;padding:0px 3px 0px 3px;vertical-align:bottom;text-align:center;">69</td> <td data-sheets-numberformat='{"1":2,"2":"0","3":1}' data-sheets-value='{"1":3,"3":58}' style="overflow:hidden;padding:0px 3px 0px 3px;vertical-align:bottom;text-align:center;">58</td> <td data-sheets-numberformat='{"1":2,"2":"0","3":1}' data-sheets-value='{"1":3,"3":20}' style="border-right:1px solid #000000;overflow:hidden;padding:0px 3px 0px 3px;vertical-align:bottom;text-align:center;">20</td> </tr> <tr style="height:20px;"> <td style="border-left:1px solid #000000;overflow:hidden;padding:0px 3px 0px 3px;vertical-align:bottom;font-weight:bold;"></td> <td data-sheets-value='{"1":2,"2":"Triple-walled"}' style="overflow:hidden;padding:0px 3px 0px 3px;vertical-align:bottom;font-weight:bold;">Triple-walled</td> <td data-sheets-value='{"1":2,"2":"Clear (H/H/H)"}' style="border-right:1px solid #000000;overflow:hidden;padding:0px 3px 0px 3px;vertical-align:bottom;font-weight:bold;">Clear (H/H/H)</td> <td data-sheets-numberformat='{"1":2,"2":"0.00","3":1}' data-sheets-value='{"1":3,"3":1.7}' style="overflow:hidden;padding:0px 3px 0px 3px;vertical-align:bottom;text-align:center;">1.70</td> <td data-sheets-numberformat='{"1":2,"2":"0","3":1}' data-sheets-value='{"1":3,"3":73}' style="overflow:hidden;padding:0px 3px 0px 3px;vertical-align:bottom;text-align:center;">73</td> <td data-sheets-numberformat='{"1":2,"2":"0","3":1}' data-sheets-value='{"1":3,"3":65}' style="overflow:hidden;padding:0px 3px 0px 3px;vertical-align:bottom;text-align:center;">65</td> <td data-sheets-numberformat='{"1":2,"2":"0","3":1}' data-sheets-value='{"1":3,"3":22}' style="border-right:1px solid #000000;overflow:hidden;padding:0px 3px 0px 3px;vertical-align:bottom;text-align:center;">22</td> </tr> <tr style="height:20px;"> <td style="border-left:1px solid #000000;overflow:hidden;padding:0px 3px 0px 3px;vertical-align:bottom;font-weight:bold;"></td> <td data-sheets-value='{"1":2,"2":"Triple-walled"}' style="overflow:hidden;padding:0px 3px 0px 3px;vertical-align:bottom;font-weight:bold;">Triple-walled</td> <td data-sheets-value='{"1":2,"2":"Opal (O/H/O)"}' style="border-right:1px solid #000000;overflow:hidden;padding:0px 3px 0px 3px;vertical-align:bottom;font-weight:bold;">Opal (O/H/O)</td> <td data-sheets-numberformat='{"1":2,"2":"0.00","3":1}' data-sheets-value='{"1":3,"3":1.7}' style="overflow:hidden;padding:0px 3px 0px 3px;vertical-align:bottom;text-align:center;">1.70</td> <td data-sheets-numberformat='{"1":2,"2":"0","3":1}' data-sheets-value='{"1":3,"3":62}' style="overflow:hidden;padding:0px 3px 0px 3px;vertical-align:bottom;text-align:center;">62</td> <td data-sheets-numberformat='{"1":2,"2":"0","3":1}' data-sheets-value='{"1":3,"3":51}' style="overflow:hidden;padding:0px 3px 0px 3px;vertical-align:bottom;text-align:center;">51</td> <td data-sheets-numberformat='{"1":2,"2":"0","3":1}' data-sheets-value='{"1":3,"3":22}' style="border-right:1px solid #000000;overflow:hidden;padding:0px 3px 0px 3px;vertical-align:bottom;text-align:center;">22</td> </tr> <tr style="height:20px;"> <td style="border-left:1px solid #000000;overflow:hidden;padding:0px 3px 0px 3px;vertical-align:bottom;font-weight:bold;"></td> <td data-sheets-value='{"1":2,"2":"Four-walled"}' style="overflow:hidden;padding:0px 3px 0px 3px;vertical-align:bottom;font-weight:bold;">Four-walled</td> <td data-sheets-value='{"1":2,"2":"Clear (H/H/H/H)"}' style="border-right:1px solid #000000;overflow:hidden;padding:0px 3px 0px 3px;vertical-align:bottom;font-weight:bold;">Clear (H/H/H/H)</td> <td data-sheets-numberformat='{"1":2,"2":"0.00","3":1}' data-sheets-value='{"1":3,"3":1.28}' style="overflow:hidden;padding:0px 3px 0px 3px;vertical-align:bottom;text-align:center;">1.28</td> <td data-sheets-numberformat='{"1":2,"2":"0","3":1}' data-sheets-value='{"1":3,"3":64}' style="overflow:hidden;padding:0px 3px 0px 3px;vertical-align:bottom;text-align:center;">64</td> <td data-sheets-numberformat='{"1":2,"2":"0","3":1}' data-sheets-value='{"1":3,"3":54}' style="overflow:hidden;padding:0px 3px 0px 3px;vertical-align:bottom;text-align:center;">54</td> <td data-sheets-numberformat='{"1":2,"2":"0","3":1}' data-sheets-value='{"1":3,"3":23}' style="border-right:1px solid #000000;overflow:hidden;padding:0px 3px 0px 3px;vertical-align:bottom;text-align:center;">23</td> </tr> <tr style="height:20px;"> <td style="border-bottom:1px solid #000000;border-left:1px solid #000000;overflow:hidden;padding:0px 3px 0px 3px;vertical-align:bottom;"></td> <td data-sheets-value='{"1":2,"2":"Four-walled"}' style="border-bottom:1px solid #000000;overflow:hidden;padding:0px 3px 0px 3px;vertical-align:bottom;font-weight:bold;">Four-walled</td> <td data-sheets-value='{"1":2,"2":"Opal (H/H/O/H)"}' style="border-right:1px solid #000000;border-bottom:1px solid #000000;overflow:hidden;padding:0px 3px 0px 3px;vertical-align:bottom;font-weight:bold;">Opal (H/H/O/H)</td> <td data-sheets-numberformat='{"1":2,"2":"0.00","3":1}' data-sheets-value='{"1":3,"3":1.28}' style="border-bottom:1px solid #000000;overflow:hidden;padding:0px 3px 0px 3px;vertical-align:bottom;text-align:center;">1.28</td> <td data-sheets-numberformat='{"1":2,"2":"0","3":1}' data-sheets-value='{"1":3,"3":59}' style="border-bottom:1px solid #000000;overflow:hidden;padding:0px 3px 0px 3px;vertical-align:bottom;text-align:center;">59</td> <td data-sheets-numberformat='{"1":2,"2":"0","3":1}' data-sheets-value='{"1":3,"3":48}' style="border-bottom:1px solid #000000;overflow:hidden;padding:0px 3px 0px 3px;vertical-align:bottom;text-align:center;">48</td> <td data-sheets-numberformat='{"1":2,"2":"0","3":1}' data-sheets-value='{"1":3,"3":23}' style="border-right:1px solid #000000;border-bottom:1px solid #000000;overflow:hidden;padding:0px 3px 0px 3px;vertical-align:bottom;text-align:center;">23</td> </tr> <tr style="height:20px;"> <td data-sheets-value='{"1":2,"2":"Polycarbonate "}' style="border-left:1px solid #000000;overflow:hidden;padding:0px 3px 0px 3px;vertical-align:bottom;font-weight:bold;">Polycarbonate </td> <td data-sheets-value='{"1":2,"2":"Single-walled"}' style="overflow:hidden;padding:0px 3px 0px 3px;vertical-align:bottom;font-weight:bold;">Single-walled</td> <td data-sheets-value='{"1":2,"2":"Clear (A)"}' style="border-right:1px solid #000000;overflow:hidden;padding:0px 3px 0px 3px;vertical-align:bottom;font-weight:bold;">Clear (A)</td> <td data-sheets-numberformat='{"1":2,"2":"0.00","3":1}' data-sheets-value='{"1":3,"3":5.17}' style="overflow:hidden;padding:0px 3px 0px 3px;vertical-align:bottom;text-align:center;">5.17</td> <td data-sheets-numberformat='{"1":2,"2":"0","3":1}' data-sheets-value='{"1":3,"3":88}' style="overflow:hidden;padding:0px 3px 0px 3px;vertical-align:bottom;text-align:center;">88</td> <td data-sheets-numberformat='{"1":2,"2":"0","3":1}' data-sheets-value='{"1":3,"3":83}' style="overflow:hidden;padding:0px 3px 0px 3px;vertical-align:bottom;text-align:center;">83</td> <td data-sheets-numberformat='{"1":2,"2":"0","3":1}' data-sheets-value='{"1":2,"2":"-"}' style="border-right:1px solid #000000;overflow:hidden;padding:0px 3px 0px 3px;vertical-align:bottom;text-align:center;">-</td> </tr> <tr style="height:20px;"> <td data-sheets-value='{"1":2,"2":"PC"}' style="border-left:1px solid #000000;overflow:hidden;padding:0px 3px 0px 3px;vertical-align:bottom;font-weight:bold;">PC</td> <td data-sheets-value='{"1":2,"2":"Single-walled"}' style="overflow:hidden;padding:0px 3px 0px 3px;vertical-align:bottom;font-weight:bold;">Single-walled</td> <td data-sheets-value='{"1":2,"2":"Opal (D)"}' style="border-right:1px solid #000000;overflow:hidden;padding:0px 3px 0px 3px;vertical-align:bottom;font-weight:bold;">Opal (D)</td> <td data-sheets-numberformat='{"1":2,"2":"0.00","3":1}' data-sheets-value='{"1":3,"3":5.17}' style="overflow:hidden;padding:0px 3px 0px 3px;vertical-align:bottom;text-align:center;">5.17</td> <td data-sheets-numberformat='{"1":2,"2":"0","3":1}' data-sheets-value='{"1":3,"3":58}' style="overflow:hidden;padding:0px 3px 0px 3px;vertical-align:bottom;text-align:center;">58</td> <td data-sheets-numberformat='{"1":2,"2":"0","3":1}' data-sheets-value='{"1":3,"3":60}' style="overflow:hidden;padding:0px 3px 0px 3px;vertical-align:bottom;text-align:center;">60</td> <td data-sheets-numberformat='{"1":2,"2":"0","3":1}' data-sheets-value='{"1":2,"2":"-"}' style="border-right:1px solid #000000;overflow:hidden;padding:0px 3px 0px 3px;vertical-align:bottom;text-align:center;">-</td> </tr> <tr style="height:20px;"> <td style="border-left:1px solid #000000;overflow:hidden;padding:0px 3px 0px 3px;vertical-align:bottom;font-weight:bold;"></td> <td data-sheets-value='{"1":2,"2":"Double-walled"}' style="overflow:hidden;padding:0px 3px 0px 3px;vertical-align:bottom;font-weight:bold;">Double-walled</td> <td data-sheets-value='{"1":2,"2":"Clear (A/H)"}' style="border-right:1px solid #000000;overflow:hidden;padding:0px 3px 0px 3px;vertical-align:bottom;font-weight:bold;">Clear (A/H)</td> <td data-sheets-numberformat='{"1":2,"2":"0.00","3":1}' data-sheets-value='{"1":3,"3":2.9}' style="overflow:hidden;padding:0px 3px 0px 3px;vertical-align:bottom;text-align:center;">2.90</td> <td data-sheets-numberformat='{"1":2,"2":"0","3":1}' data-sheets-value='{"1":3,"3":79}' style="overflow:hidden;padding:0px 3px 0px 3px;vertical-align:bottom;text-align:center;">79</td> <td data-sheets-numberformat='{"1":2,"2":"0","3":1}' data-sheets-value='{"1":3,"3":72}' style="overflow:hidden;padding:0px 3px 0px 3px;vertical-align:bottom;text-align:center;">72</td> <td data-sheets-numberformat='{"1":2,"2":"0","3":1}' data-sheets-value='{"1":3,"3":20}' style="border-right:1px solid #000000;overflow:hidden;padding:0px 3px 0px 3px;vertical-align:bottom;text-align:center;">20</td> </tr> <tr style="height:20px;"> <td style="border-left:1px solid #000000;overflow:hidden;padding:0px 3px 0px 3px;vertical-align:bottom;font-weight:bold;"></td> <td data-sheets-value='{"1":2,"2":"Double-walled"}' style="overflow:hidden;padding:0px 3px 0px 3px;vertical-align:bottom;font-weight:bold;">Double-walled</td> <td data-sheets-value='{"1":2,"2":"Clear (A/A)"}' style="border-right:1px solid #000000;overflow:hidden;padding:0px 3px 0px 3px;vertical-align:bottom;font-weight:bold;">Clear (A/A)</td> <td data-sheets-numberformat='{"1":2,"2":"0.00","3":1}' data-sheets-value='{"1":3,"3":2.9}' style="overflow:hidden;padding:0px 3px 0px 3px;vertical-align:bottom;text-align:center;">2.90</td> <td data-sheets-numberformat='{"1":2,"2":"0","3":1}' data-sheets-value='{"1":3,"3":77}' style="overflow:hidden;padding:0px 3px 0px 3px;vertical-align:bottom;text-align:center;">77</td> <td data-sheets-numberformat='{"1":2,"2":"0","3":1}' data-sheets-value='{"1":3,"3":69}' style="overflow:hidden;padding:0px 3px 0px 3px;vertical-align:bottom;text-align:center;">69</td> <td data-sheets-numberformat='{"1":2,"2":"0","3":1}' data-sheets-value='{"1":3,"3":20}' style="border-right:1px solid #000000;overflow:hidden;padding:0px 3px 0px 3px;vertical-align:bottom;text-align:center;">20</td> </tr> <tr style="height:20px;"> <td style="border-left:1px solid #000000;overflow:hidden;padding:0px 3px 0px 3px;vertical-align:bottom;font-weight:bold;"></td> <td data-sheets-value='{"1":2,"2":"Double-walled"}' style="overflow:hidden;padding:0px 3px 0px 3px;vertical-align:bottom;font-weight:bold;">Double-walled</td> <td data-sheets-value='{"1":2,"2":"Opal (A/O)"}' style="border-right:1px solid #000000;overflow:hidden;padding:0px 3px 0px 3px;vertical-align:bottom;font-weight:bold;">Opal (A/O)</td> <td data-sheets-numberformat='{"1":2,"2":"0.00","3":1}' data-sheets-value='{"1":3,"3":2.9}' style="overflow:hidden;padding:0px 3px 0px 3px;vertical-align:bottom;text-align:center;">2.90</td> <td data-sheets-numberformat='{"1":2,"2":"0","3":1}' data-sheets-value='{"1":3,"3":73}' style="overflow:hidden;padding:0px 3px 0px 3px;vertical-align:bottom;text-align:center;">73</td> <td data-sheets-numberformat='{"1":2,"2":"0","3":1}' data-sheets-value='{"1":3,"3":63}' style="overflow:hidden;padding:0px 3px 0px 3px;vertical-align:bottom;text-align:center;">63</td> <td data-sheets-numberformat='{"1":2,"2":"0","3":1}' data-sheets-value='{"1":3,"3":20}' style="border-right:1px solid #000000;overflow:hidden;padding:0px 3px 0px 3px;vertical-align:bottom;text-align:center;">20</td> </tr> <tr style="height:20px;"> <td style="border-left:1px solid #000000;overflow:hidden;padding:0px 3px 0px 3px;vertical-align:bottom;font-weight:bold;"></td> <td data-sheets-value='{"1":2,"2":"Double-walled"}' style="overflow:hidden;padding:0px 3px 0px 3px;vertical-align:bottom;font-weight:bold;">Double-walled</td> <td data-sheets-value='{"1":2,"2":"Opal (A/D)"}' style="border-right:1px solid #000000;overflow:hidden;padding:0px 3px 0px 3px;vertical-align:bottom;font-weight:bold;">Opal (A/D)</td> <td data-sheets-numberformat='{"1":2,"2":"0.00","3":1}' data-sheets-value='{"1":3,"3":2.9}' style="overflow:hidden;padding:0px 3px 0px 3px;vertical-align:bottom;text-align:center;">2.90</td> <td data-sheets-numberformat='{"1":2,"2":"0","3":1}' data-sheets-value='{"1":3,"3":51}' style="overflow:hidden;padding:0px 3px 0px 3px;vertical-align:bottom;text-align:center;">51</td> <td data-sheets-numberformat='{"1":2,"2":"0","3":1}' data-sheets-value='{"1":3,"3":50}' style="overflow:hidden;padding:0px 3px 0px 3px;vertical-align:bottom;text-align:center;">50</td> <td data-sheets-numberformat='{"1":2,"2":"0","3":1}' data-sheets-value='{"1":3,"3":20}' style="border-right:1px solid #000000;overflow:hidden;padding:0px 3px 0px 3px;vertical-align:bottom;text-align:center;">20</td> </tr> <tr style="height:20px;"> <td style="border-left:1px solid #000000;overflow:hidden;padding:0px 3px 0px 3px;vertical-align:bottom;font-weight:bold;"></td> <td data-sheets-value='{"1":2,"2":"Triple-walled"}' style="overflow:hidden;padding:0px 3px 0px 3px;vertical-align:bottom;font-weight:bold;">Triple-walled</td> <td data-sheets-value='{"1":2,"2":"Clear (A/H/H)"}' style="border-right:1px solid #000000;overflow:hidden;padding:0px 3px 0px 3px;vertical-align:bottom;font-weight:bold;">Clear (A/H/H)</td> <td data-sheets-numberformat='{"1":2,"2":"0.00","3":1}' data-sheets-value='{"1":3,"3":1.7}' style="overflow:hidden;padding:0px 3px 0px 3px;vertical-align:bottom;text-align:center;">1.70</td> <td data-sheets-numberformat='{"1":2,"2":"0","3":1}' data-sheets-value='{"1":3,"3":71}' style="overflow:hidden;padding:0px 3px 0px 3px;vertical-align:bottom;text-align:center;">71</td> <td data-sheets-numberformat='{"1":2,"2":"0","3":1}' data-sheets-value='{"1":3,"3":63}' style="overflow:hidden;padding:0px 3px 0px 3px;vertical-align:bottom;text-align:center;">63</td> <td data-sheets-numberformat='{"1":2,"2":"0","3":1}' data-sheets-value='{"1":3,"3":22}' style="border-right:1px solid #000000;overflow:hidden;padding:0px 3px 0px 3px;vertical-align:bottom;text-align:center;">22</td> </tr> <tr style="height:20px;"> <td style="border-left:1px solid #000000;overflow:hidden;padding:0px 3px 0px 3px;vertical-align:bottom;font-weight:bold;"></td> <td data-sheets-value='{"1":2,"2":"Triple-walled"}' style="overflow:hidden;padding:0px 3px 0px 3px;vertical-align:bottom;font-weight:bold;">Triple-walled</td> <td data-sheets-value='{"1":2,"2":"Opal (A/O/O)"}' style="border-right:1px solid #000000;overflow:hidden;padding:0px 3px 0px 3px;vertical-align:bottom;font-weight:bold;">Opal (A/O/O)</td> <td data-sheets-numberformat='{"1":2,"2":"0.00","3":1}' data-sheets-value='{"1":3,"3":1.7}' style="overflow:hidden;padding:0px 3px 0px 3px;vertical-align:bottom;text-align:center;">1.70</td> <td data-sheets-numberformat='{"1":2,"2":"0","3":1}' data-sheets-value='{"1":3,"3":61}' style="overflow:hidden;padding:0px 3px 0px 3px;vertical-align:bottom;text-align:center;">61</td> <td data-sheets-numberformat='{"1":2,"2":"0","3":1}' data-sheets-value='{"1":3,"3":48}' style="overflow:hidden;padding:0px 3px 0px 3px;vertical-align:bottom;text-align:center;">48</td> <td data-sheets-numberformat='{"1":2,"2":"0","3":1}' data-sheets-value='{"1":3,"3":22}' style="border-right:1px solid #000000;overflow:hidden;padding:0px 3px 0px 3px;vertical-align:bottom;text-align:center;">22</td> </tr> <tr style="height:20px;"> <td style="border-left:1px solid #000000;overflow:hidden;padding:0px 3px 0px 3px;vertical-align:bottom;font-weight:bold;"></td> <td data-sheets-value='{"1":2,"2":"Four-walled"}' style="overflow:hidden;padding:0px 3px 0px 3px;vertical-align:bottom;font-weight:bold;">Four-walled</td> <td data-sheets-value='{"1":2,"2":"Clear (A/H/H/H)"}' style="border-right:1px solid #000000;overflow:hidden;padding:0px 3px 0px 3px;vertical-align:bottom;font-weight:bold;">Clear (A/H/H/H)</td> <td data-sheets-numberformat='{"1":2,"2":"0.00","3":1}' data-sheets-value='{"1":3,"3":1.28}' style="overflow:hidden;padding:0px 3px 0px 3px;vertical-align:bottom;text-align:center;">1.28</td> <td data-sheets-numberformat='{"1":2,"2":"0","3":1}' data-sheets-value='{"1":3,"3":64}' style="overflow:hidden;padding:0px 3px 0px 3px;vertical-align:bottom;text-align:center;">64</td> <td data-sheets-numberformat='{"1":2,"2":"0","3":1}' data-sheets-value='{"1":3,"3":52}' style="overflow:hidden;padding:0px 3px 0px 3px;vertical-align:bottom;text-align:center;">52</td> <td data-sheets-numberformat='{"1":2,"2":"0","3":1}' data-sheets-value='{"1":3,"3":23}' style="border-right:1px solid #000000;overflow:hidden;padding:0px 3px 0px 3px;vertical-align:bottom;text-align:center;">23</td> </tr> <tr style="height:20px;"> <td style="border-bottom:1px solid #000000;border-left:1px solid #000000;overflow:hidden;padding:0px 3px 0px 3px;vertical-align:bottom;"></td> <td data-sheets-value='{"1":2,"2":"Four-walled"}' style="border-bottom:1px solid #000000;overflow:hidden;padding:0px 3px 0px 3px;vertical-align:bottom;font-weight:bold;">Four-walled</td> <td data-sheets-value='{"1":2,"2":"Opal (A/H/O/H)"}' style="border-right:1px solid #000000;border-bottom:1px solid #000000;overflow:hidden;padding:0px 3px 0px 3px;vertical-align:bottom;font-weight:bold;">Opal (A/H/O/H)</td> <td data-sheets-numberformat='{"1":2,"2":"0.00","3":1}' data-sheets-value='{"1":3,"3":1.28}' style="border-bottom:1px solid #000000;overflow:hidden;padding:0px 3px 0px 3px;vertical-align:bottom;text-align:center;">1.28</td> <td data-sheets-numberformat='{"1":2,"2":"0","3":1}' data-sheets-value='{"1":3,"3":59}' style="border-bottom:1px solid #000000;overflow:hidden;padding:0px 3px 0px 3px;vertical-align:bottom;text-align:center;">59</td> <td data-sheets-numberformat='{"1":2,"2":"0","3":1}' data-sheets-value='{"1":3,"3":46}' style="border-bottom:1px solid #000000;overflow:hidden;padding:0px 3px 0px 3px;vertical-align:bottom;text-align:center;">46</td> <td data-sheets-numberformat='{"1":2,"2":"0","3":1}' data-sheets-value='{"1":3,"3":23}' style="border-right:1px solid #000000;border-bottom:1px solid #000000;overflow:hidden;padding:0px 3px 0px 3px;vertical-align:bottom;text-align:center;">23</td> </tr> <tr style="height:20px;"> <td data-sheets-value='{"1":2,"2":"Polycarbonate"}' style="border-left:1px solid #000000;overflow:hidden;padding:0px 3px 0px 3px;vertical-align:bottom;font-weight:bold;">Polycarbonate</td> <td data-sheets-value='{"1":2,"2":"Single-walled"}' style="overflow:hidden;padding:0px 3px 0px 3px;vertical-align:bottom;font-weight:bold;">Single-walled</td> <td data-sheets-value='{"1":2,"2":"Heatstop Opal (T)"}' style="border-right:1px solid #000000;overflow:hidden;padding:0px 3px 0px 3px;vertical-align:bottom;font-weight:bold;">Heatstop Opal (T)</td> <td data-sheets-numberformat='{"1":2,"2":"0.00","3":1}' data-sheets-value='{"1":3,"3":5.17}' style="overflow:hidden;padding:0px 3px 0px 3px;vertical-align:bottom;text-align:center;">5.17</td> <td data-sheets-numberformat='{"1":2,"2":"0","3":1}' data-sheets-value='{"1":3,"3":49}' style="overflow:hidden;padding:0px 3px 0px 3px;vertical-align:bottom;text-align:center;">49</td> <td data-sheets-numberformat='{"1":2,"2":"0","3":1}' data-sheets-value='{"1":3,"3":59}' style="overflow:hidden;padding:0px 3px 0px 3px;vertical-align:bottom;text-align:center;">59</td> <td data-sheets-numberformat='{"1":2,"2":"0","3":1}' data-sheets-value='{"1":2,"2":"-"}' style="border-right:1px solid #000000;overflow:hidden;padding:0px 3px 0px 3px;vertical-align:bottom;text-align:center;">-</td> </tr> <tr style="height:20px;"> <td data-sheets-value='{"1":2,"2":"Heatstop PC"}' style="border-left:1px solid #000000;overflow:hidden;padding:0px 3px 0px 3px;vertical-align:bottom;font-weight:bold;">Heatstop PC</td> <td data-sheets-value='{"1":2,"2":"Double-walled"}' style="overflow:hidden;padding:0px 3px 0px 3px;vertical-align:bottom;font-weight:bold;">Double-walled</td> <td data-sheets-value='{"1":2,"2":"Clear (T/H)"}' style="border-right:1px solid #000000;overflow:hidden;padding:0px 3px 0px 3px;vertical-align:bottom;font-weight:bold;">Clear (T/H)</td> <td data-sheets-numberformat='{"1":2,"2":"0.00","3":1}' data-sheets-value='{"1":3,"3":2.9}' style="overflow:hidden;padding:0px 3px 0px 3px;vertical-align:bottom;text-align:center;">2.90</td> <td data-sheets-numberformat='{"1":2,"2":"0","3":1}' data-sheets-value='{"1":3,"3":44}' style="overflow:hidden;padding:0px 3px 0px 3px;vertical-align:bottom;text-align:center;">44</td> <td data-sheets-numberformat='{"1":2,"2":"0","3":1}' data-sheets-value='{"1":3,"3":51}' style="overflow:hidden;padding:0px 3px 0px 3px;vertical-align:bottom;text-align:center;">51</td> <td data-sheets-numberformat='{"1":2,"2":"0","3":1}' data-sheets-value='{"1":3,"3":20}' style="border-right:1px solid #000000;overflow:hidden;padding:0px 3px 0px 3px;vertical-align:bottom;text-align:center;">20</td> </tr> <tr style="height:20px;"> <td style="border-left:1px solid #000000;overflow:hidden;padding:0px 3px 0px 3px;vertical-align:bottom;font-weight:bold;"></td> <td data-sheets-value='{"1":2,"2":"Double-walled"}' style="overflow:hidden;padding:0px 3px 0px 3px;vertical-align:bottom;font-weight:bold;">Double-walled</td> <td data-sheets-value='{"1":2,"2":"Opal (T/O)"}' style="border-right:1px solid #000000;overflow:hidden;padding:0px 3px 0px 3px;vertical-align:bottom;font-weight:bold;">Opal (T/O)</td> <td data-sheets-numberformat='{"1":2,"2":"0.00","3":1}' data-sheets-value='{"1":3,"3":2.9}' style="overflow:hidden;padding:0px 3px 0px 3px;vertical-align:bottom;text-align:center;">2.90</td> <td data-sheets-numberformat='{"1":2,"2":"0","3":1}' data-sheets-value='{"1":3,"3":41}' style="overflow:hidden;padding:0px 3px 0px 3px;vertical-align:bottom;text-align:center;">41</td> <td data-sheets-numberformat='{"1":2,"2":"0","3":1}' data-sheets-value='{"1":3,"3":45}' style="overflow:hidden;padding:0px 3px 0px 3px;vertical-align:bottom;text-align:center;">45</td> <td data-sheets-numberformat='{"1":2,"2":"0","3":1}' data-sheets-value='{"1":3,"3":20}' style="border-right:1px solid #000000;overflow:hidden;padding:0px 3px 0px 3px;vertical-align:bottom;text-align:center;">20</td> </tr> <tr style="height:20px;"> <td style="border-left:1px solid #000000;overflow:hidden;padding:0px 3px 0px 3px;vertical-align:bottom;font-weight:bold;"></td> <td data-sheets-value='{"1":2,"2":"Triple-walled"}' style="overflow:hidden; | skylux-160-ce-met-koepel-en-pvc-opstand-16-00-met-lm-motor-1600-x-1600-mm | 8586023174477 | 46872332042573
Smoke and heat exhaust (SHEV) | SHE system | Skylux | Skylux 160° CE with skylight and PVC curb 16/00 with LM-actuator and PVC frame type EP25 0700 x 1000 mm |  | 50262 | 5412970502623 | 3729.25 | Yes | 30-45 | 55.03 | 700 x 1000 mm | 1000 | 700 |  | PVC 16/00 (16 cm high & roof opening = daylight size) | Rectangular | 1.19 W/m²K - 0.98 W/m²K | 57% - 30% | 37% - 17% | 24dB - 26dB | 160° CE (for industry) | PVC frame EP25 | without spoiler | E | Single actuator | Maximum double-walled skylight possible for this product | Ut-value LT-value g-value Rw-value EN 1873 : 2014 EN ISO 13468 EN 16153 EN 410 EN 410 EN ISO 140-3 Material Walls Shells (W/m²K) (%) (%) (dB) Acrylic EW Clear (H) 1.19 37 57 24 PMMA Opal (O) 1.19 34 50 24 DW Clear (H/H) 0.98 33 50 26 Opal (O/O) 0.98 28 38 26 Polycarbonate EW Clear (A) 1.19 36 55 24 PC Opal (D) 1.19 24 40 24 DW Clear (A/H) 0.98 32 48 26 Clear (A/A) 0.98 32 46 26 Opal (A/O) 0.98 30 42 26 Opal (A/D) 0.98 21 33 26 Polycarbonate EW Heatstop Opal (T) 1.19 20 39 24 Heatstop PC DW Clear (T/H) 0.98 18 34 26 Opal (T/O) 0.98 17 30 26 | https://skylux.eu/en/products/skylux-160-ce-met-koepel-en-pvc-opstand-16-00-met-lm-motor-en-pvc-raam-type-ep25-0700-x-1000-mm | https://skylux.eu/cdn/shop/files/Skylux-160deg-CE-met-koepel-en-pvc-opstand-1600-met-LM-motor-en-pvc-raam-type-EP25-0700-x-1000-mm-RWA-systeem.jpg?v=1702979544&width=1600 | https://skylux.eu/cdn/shop/files/e5a82811-1bb0-48e4-a776-cacb59c7c092_65b314d7-2abe-496d-94c1-735592b99e82.jpg?v=1688550925&width=1600 | //skylux.eu/cdn/shop/files/E_MH_Mounting_instructions_Skylux_160_CE_LM.pdf?v=12406716259046007223 | //skylux.eu/cdn/shop/files/E_TD_Technical_File_Skylux_Skylux_160_CE_Electric.pdf?v=3667116872303399239 | <style type="text/css" id="isPasted"><!--td {border: 1px solid #cccccc;}br {mso-data-placement:same-cell;}--></style><table border="1" cellpadding="0" cellspacing="0" dir="ltr" style="table-layout:fixed;font-size:10pt;font-family:Arial;border-collapse:collapse;border:none;"><tbody> <tr style="height:20px;"> <td style="overflow:hidden;padding:0px 3px 0px 3px;vertical-align:bottom;"></td> <td style="overflow:hidden;padding:0px 3px 0px 3px;vertical-align:bottom;"></td> <td style="overflow:hidden;padding:0px 3px 0px 3px;vertical-align:bottom;"></td> <td data-sheets-value='{"1":2,"2":"Ut-value"}' style="overflow:hidden;padding:0px 3px 0px 3px;vertical-align:bottom;font-weight:bold;text-align:center;">Ut-value</td> <td data-sheets-value='{"1":2,"2":"LT-value"}' style="overflow:hidden;padding:0px 3px 0px 3px;vertical-align:bottom;font-weight:bold;text-align:center;">LT-value</td> <td data-sheets-value='{"1":2,"2":"g-value"}' style="overflow:hidden;padding:0px 3px 0px 3px;vertical-align:bottom;font-weight:bold;text-align:center;">g-value</td> <td data-sheets-value='{"1":2,"2":"Rw-value "}' style="overflow:hidden;padding:0px 3px 0px 3px;vertical-align:bottom;font-weight:bold;text-align:center;">Rw-value </td> </tr> <tr style="height:20px;"> <td style="overflow:hidden;padding:0px 3px 0px 3px;vertical-align:bottom;"></td> <td style="overflow:hidden;padding:0px 3px 0px 3px;vertical-align:bottom;"></td> <td style="overflow:hidden;padding:0px 3px 0px 3px;vertical-align:bottom;"></td> <td data-sheets-numberformat='{"1":2,"2":"0.00","3":1}' data-sheets-value='{"1":2,"2":"EN 1873 : 2014"}' style="overflow:hidden;padding:0px 3px 0px 3px;vertical-align:bottom;text-align:center;">EN 1873 : 2014</td> <td data-sheets-numberformat='{"1":2,"2":"0","3":1}' data-sheets-value='{"1":2,"2":"EN ISO 13468 EN 16153 EN 410"}' style="overflow:hidden;padding:0px 3px 0px 3px;vertical-align:bottom;text-align:center;">EN ISO 13468 EN 16153 EN 410</td> <td data-sheets-numberformat='{"1":2,"2":"0","3":1}' data-sheets-value='{"1":2,"2":"EN 410"}' style="overflow:hidden;padding:0px 3px 0px 3px;vertical-align:bottom;text-align:center;">EN 410</td> <td data-sheets-value='{"1":2,"2":"EN ISO 140-3\t\t"}' style="overflow:hidden;padding:0px 3px 0px 3px;vertical-align:bottom;text-align:center;">EN ISO 140-3 </td> </tr> <tr style="height:20px;"> <td data-sheets-value='{"1":2,"2":"Material"}' style="border-bottom:1px solid #000000;overflow:hidden;padding:0px 3px 0px 3px;vertical-align:bottom;background-color:#000000;font-weight:bold;color:#ffffff;">Material</td> <td data-sheets-value='{"1":2,"2":"Walls"}' style="border-bottom:1px solid #000000;overflow:hidden;padding:0px 3px 0px 3px;vertical-align:bottom;background-color:#000000;font-weight:bold;color:#ffffff;">Walls</td> <td data-sheets-value='{"1":2,"2":"Shells"}' style="border-bottom:1px solid #000000;overflow:hidden;padding:0px 3px 0px 3px;vertical-align:bottom;background-color:#000000;font-weight:bold;color:#ffffff;">Shells</td> <td data-sheets-numberformat='{"1":2,"2":"0.00","3":1}' data-sheets-value='{"1":2,"2":"(W/m²K)\t"}' style="border-bottom:1px solid #000000;overflow:hidden;padding:0px 3px 0px 3px;vertical-align:bottom;background-color:#000000;font-weight:bold;color:#ffffff;text-align:center;">(W/m²K) </td> <td data-sheets-numberformat='{"1":2,"2":"0","3":1}' data-sheets-value='{"1":2,"2":"(%)"}' style="border-bottom:1px solid #000000;overflow:hidden;padding:0px 3px 0px 3px;vertical-align:bottom;background-color:#000000;font-weight:bold;color:#ffffff;text-align:center;">(%)</td> <td data-sheets-numberformat='{"1":2,"2":"0","3":1}' data-sheets-value='{"1":2,"2":"(%)"}' style="border-bottom:1px solid #000000;overflow:hidden;padding:0px 3px 0px 3px;vertical-align:bottom;background-color:#000000;font-weight:bold;color:#ffffff;text-align:center;">(%)</td> <td data-sheets-value='{"1":2,"2":"(dB)"}' style="border-bottom:1px solid #000000;overflow:hidden;padding:0px 3px 0px 3px;vertical-align:bottom;background-color:#000000;font-weight:bold;color:#ffffff;text-align:center;">(dB)</td> </tr> <tr style="height:20px;"> <td data-sheets-value='{"1":2,"2":"Acrylic"}' style="border-left:1px solid #000000;overflow:hidden;padding:0px 3px 0px 3px;vertical-align:bottom;">Acrylic</td> <td data-sheets-value='{"1":2,"2":"EW"}' style="overflow:hidden;padding:0px 3px 0px 3px;vertical-align:bottom;">EW</td> <td data-sheets-value='{"1":2,"2":"Clear (H)"}' style="overflow:hidden;padding:0px 3px 0px 3px;vertical-align:bottom;">Clear (H)</td> <td data-sheets-numberformat='{"1":2,"2":"0.00","3":1}' data-sheets-value='{"1":3,"3":1.19}' style="overflow:hidden;padding:0px 3px 0px 3px;vertical-align:bottom;text-align:center;">1.19</td> <td data-sheets-numberformat='{"1":2,"2":"0","3":1}' data-sheets-value='{"1":3,"3":36.9}' style="overflow:hidden;padding:0px 3px 0px 3px;vertical-align:bottom;text-align:center;">37</td> <td data-sheets-numberformat='{"1":2,"2":"0","3":1}' data-sheets-value='{"1":3,"3":57.42}' style="overflow:hidden;padding:0px 3px 0px 3px;vertical-align:bottom;text-align:center;">57</td> <td data-sheets-value='{"1":3,"3":24}' style="border-right:1px solid #000000;overflow:hidden;padding:0px 3px 0px 3px;vertical-align:bottom;text-align:center;">24</td> </tr> <tr style="height:20px;"> <td data-sheets-value='{"1":2,"2":"PMMA"}' style="border-left:1px solid #000000;overflow:hidden;padding:0px 3px 0px 3px;vertical-align:bottom;">PMMA</td> <td style="overflow:hidden;padding:0px 3px 0px 3px;vertical-align:bottom;"></td> <td data-sheets-value='{"1":2,"2":"Opal (O)"}' style="overflow:hidden;padding:0px 3px 0px 3px;vertical-align:bottom;">Opal (O)</td> <td data-sheets-numberformat='{"1":2,"2":"0.00","3":1}' data-sheets-value='{"1":3,"3":1.19}' style="overflow:hidden;padding:0px 3px 0px 3px;vertical-align:bottom;text-align:center;">1.19</td> <td data-sheets-numberformat='{"1":2,"2":"0","3":1}' data-sheets-value='{"1":3,"3":34.03}' style="overflow:hidden;padding:0px 3px 0px 3px;vertical-align:bottom;text-align:center;">34</td> <td data-sheets-numberformat='{"1":2,"2":"0","3":1}' data-sheets-value='{"1":3,"3":50.160000000000004}' style="overflow:hidden;padding:0px 3px 0px 3px;vertical-align:bottom;text-align:center;">50</td> <td data-sheets-value='{"1":3,"3":24}' style="border-right:1px solid #000000;overflow:hidden;padding:0px 3px 0px 3px;vertical-align:bottom;text-align:center;">24</td> </tr> <tr style="height:20px;"> <td style="border-left:1px solid #000000;overflow:hidden;padding:0px 3px 0px 3px;vertical-align:bottom;"></td> <td data-sheets-value='{"1":2,"2":"DW"}' style="overflow:hidden;padding:0px 3px 0px 3px;vertical-align:bottom;">DW</td> <td data-sheets-value='{"1":2,"2":"Clear (H/H)"}' style="overflow:hidden;padding:0px 3px 0px 3px;vertical-align:bottom;">Clear (H/H)</td> <td data-sheets-numberformat='{"1":2,"2":"0.00","3":1}' data-sheets-value='{"1":3,"3":0.98}' style="overflow:hidden;padding:0px 3px 0px 3px;vertical-align:bottom;text-align:center;">0.98</td> <td data-sheets-numberformat='{"1":2,"2":"0","3":1}' data-sheets-value='{"1":3,"3":33.21}' style="overflow:hidden;padding:0px 3px 0px 3px;vertical-align:bottom;text-align:center;">33</td> <td data-sheets-numberformat='{"1":2,"2":"0","3":1}' data-sheets-value='{"1":3,"3":49.5}' style="overflow:hidden;padding:0px 3px 0px 3px;vertical-align:bottom;text-align:center;">50</td> <td data-sheets-value='{"1":3,"3":26}' style="border-right:1px solid #000000;overflow:hidden;padding:0px 3px 0px 3px;vertical-align:bottom;text-align:center;">26</td> </tr> <tr style="height:20px;"> <td style="border-bottom:1px solid #000000;border-left:1px solid #000000;overflow:hidden;padding:0px 3px 0px 3px;vertical-align:bottom;"></td> <td style="border-bottom:1px solid #000000;overflow:hidden;padding:0px 3px 0px 3px;vertical-align:bottom;"></td> <td data-sheets-value='{"1":2,"2":"Opal (O/O)"}' style="border-bottom:1px solid #000000;overflow:hidden;padding:0px 3px 0px 3px;vertical-align:bottom;">Opal (O/O)</td> <td data-sheets-numberformat='{"1":2,"2":"0.00","3":1}' data-sheets-value='{"1":3,"3":0.98}' style="border-bottom:1px solid #000000;overflow:hidden;padding:0px 3px 0px 3px;vertical-align:bottom;text-align:center;">0.98</td> <td data-sheets-numberformat='{"1":2,"2":"0","3":1}' data-sheets-value='{"1":3,"3":28.29}' style="border-bottom:1px solid #000000;overflow:hidden;padding:0px 3px 0px 3px;vertical-align:bottom;text-align:center;">28</td> <td data-sheets-numberformat='{"1":2,"2":"0","3":1}' data-sheets-value='{"1":3,"3":38.28}' style="border-bottom:1px solid #000000;overflow:hidden;padding:0px 3px 0px 3px;vertical-align:bottom;text-align:center;">38</td> <td data-sheets-value='{"1":3,"3":26}' style="border-right:1px solid #000000;border-bottom:1px solid #000000;overflow:hidden;padding:0px 3px 0px 3px;vertical-align:bottom;text-align:center;">26</td> </tr> <tr style="height:20px;"> <td data-sheets-value='{"1":2,"2":"Polycarbonate "}' style="border-left:1px solid #000000;overflow:hidden;padding:0px 3px 0px 3px;vertical-align:bottom;">Polycarbonate </td> <td data-sheets-value='{"1":2,"2":"EW"}' style="overflow:hidden;padding:0px 3px 0px 3px;vertical-align:bottom;">EW</td> <td data-sheets-value='{"1":2,"2":"Clear (A)"}' style="overflow:hidden;padding:0px 3px 0px 3px;vertical-align:bottom;">Clear (A)</td> <td data-sheets-numberformat='{"1":2,"2":"0.00","3":1}' data-sheets-value='{"1":3,"3":1.19}' style="overflow:hidden;padding:0px 3px 0px 3px;vertical-align:bottom;text-align:center;">1.19</td> <td data-sheets-numberformat='{"1":2,"2":"0","3":1}' data-sheets-value='{"1":3,"3":36.08}' style="overflow:hidden;padding:0px 3px 0px 3px;vertical-align:bottom;text-align:center;">36</td> <td data-sheets-numberformat='{"1":2,"2":"0","3":1}' data-sheets-value='{"1":3,"3":54.78}' style="overflow:hidden;padding:0px 3px 0px 3px;vertical-align:bottom;text-align:center;">55</td> <td data-sheets-value='{"1":3,"3":24}' style="border-right:1px solid #000000;overflow:hidden;padding:0px 3px 0px 3px;vertical-align:bottom;text-align:center;">24</td> </tr> <tr style="height:20px;"> <td data-sheets-value='{"1":2,"2":"PC"}' style="border-left:1px solid #000000;overflow:hidden;padding:0px 3px 0px 3px;vertical-align:bottom;">PC</td> <td style="overflow:hidden;padding:0px 3px 0px 3px;vertical-align:bottom;"></td> <td data-sheets-value='{"1":2,"2":"Opal (D)"}' style="overflow:hidden;padding:0px 3px 0px 3px;vertical-align:bottom;">Opal (D)</td> <td data-sheets-numberformat='{"1":2,"2":"0.00","3":1}' data-sheets-value='{"1":3,"3":1.19}' style="overflow:hidden;padding:0px 3px 0px 3px;vertical-align:bottom;text-align:center;">1.19</td> <td data-sheets-numberformat='{"1":2,"2":"0","3":1}' data-sheets-value='{"1":3,"3":23.779999999999998}' style="overflow:hidden;padding:0px 3px 0px 3px;vertical-align:bottom;text-align:center;">24</td> <td data-sheets-numberformat='{"1":2,"2":"0","3":1}' data-sheets-value='{"1":3,"3":39.6}' style="overflow:hidden;padding:0px 3px 0px 3px;vertical-align:bottom;text-align:center;">40</td> <td data-sheets-value='{"1":3,"3":24}' style="border-right:1px solid #000000;overflow:hidden;padding:0px 3px 0px 3px;vertical-align:bottom;text-align:center;">24</td> </tr> <tr style="height:20px;"> <td style="border-left:1px solid #000000;overflow:hidden;padding:0px 3px 0px 3px;vertical-align:bottom;"></td> <td data-sheets-value='{"1":2,"2":"DW"}' style="overflow:hidden;padding:0px 3px 0px 3px;vertical-align:bottom;">DW</td> <td data-sheets-value='{"1":2,"2":"Clear (A/H)"}' style="overflow:hidden;padding:0px 3px 0px 3px;vertical-align:bottom;">Clear (A/H)</td> <td data-sheets-numberformat='{"1":2,"2":"0.00","3":1}' data-sheets-value='{"1":3,"3":0.98}' style="overflow:hidden;padding:0px 3px 0px 3px;vertical-align:bottom;text-align:center;">0.98</td> <td data-sheets-numberformat='{"1":2,"2":"0","3":1}' data-sheets-value='{"1":3,"3":32.39}' style="overflow:hidden;padding:0px 3px 0px 3px;vertical-align:bottom;text-align:center;">32</td> <td data-sheets-numberformat='{"1":2,"2":"0","3":1}' data-sheets-value='{"1":3,"3":47.52}' style="overflow:hidden;padding:0px 3px 0px 3px;vertical-align:bottom;text-align:center;">48</td> <td data-sheets-value='{"1":3,"3":26}' style="border-right:1px solid #000000;overflow:hidden;padding:0px 3px 0px 3px;vertical-align:bottom;text-align:center;">26</td> </tr> <tr style="height:20px;"> <td style="border-left:1px solid #000000;overflow:hidden;padding:0px 3px 0px 3px;vertical-align:bottom;"></td> <td style="overflow:hidden;padding:0px 3px 0px 3px;vertical-align:bottom;"></td> <td data-sheets-value='{"1":2,"2":"Clear (A/A)"}' style="overflow:hidden;padding:0px 3px 0px 3px;vertical-align:bottom;">Clear (A/A)</td> <td data-sheets-numberformat='{"1":2,"2":"0.00","3":1}' data-sheets-value='{"1":3,"3":0.98}' style="overflow:hidden;padding:0px 3px 0px 3px;vertical-align:bottom;text-align:center;">0.98</td> <td data-sheets-numberformat='{"1":2,"2":"0","3":1}' data-sheets-value='{"1":3,"3":31.569999999999997}' style="overflow:hidden;padding:0px 3px 0px 3px;vertical-align:bottom;text-align:center;">32</td> <td data-sheets-numberformat='{"1":2,"2":"0","3":1}' data-sheets-value='{"1":3,"3":45.54}' style="overflow:hidden;padding:0px 3px 0px 3px;vertical-align:bottom;text-align:center;">46</td> <td data-sheets-value='{"1":3,"3":26}' style="border-right:1px solid #000000;overflow:hidden;padding:0px 3px 0px 3px;vertical-align:bottom;text-align:center;">26</td> </tr> <tr style="height:20px;"> <td style="border-left:1px solid #000000;overflow:hidden;padding:0px 3px 0px 3px;vertical-align:bottom;"></td> <td style="overflow:hidden;padding:0px 3px 0px 3px;vertical-align:bottom;"></td> <td data-sheets-value='{"1":2,"2":"Opal (A/O)"}' style="overflow:hidden;padding:0px 3px 0px 3px;vertical-align:bottom;">Opal (A/O)</td> <td data-sheets-numberformat='{"1":2,"2":"0.00","3":1}' data-sheets-value='{"1":3,"3":0.98}' style="overflow:hidden;padding:0px 3px 0px 3px;vertical-align:bottom;text-align:center;">0.98</td> <td data-sheets-numberformat='{"1":2,"2":"0","3":1}' data-sheets-value='{"1":3,"3":29.93}' style="overflow:hidden;padding:0px 3px 0px 3px;vertical-align:bottom;text-align:center;">30</td> <td data-sheets-numberformat='{"1":2,"2":"0","3":1}' data-sheets-value='{"1":3,"3":41.580000000000005}' style="overflow:hidden;padding:0px 3px 0px 3px;vertical-align:bottom;text-align:center;">42</td> <td data-sheets-value='{"1":3,"3":26}' style="border-right:1px solid #000000;overflow:hidden;padding:0px 3px 0px 3px;vertical-align:bottom;text-align:center;">26</td> </tr> <tr style="height:20px;"> <td style="border-bottom:1px solid #000000;border-left:1px solid #000000;overflow:hidden;padding:0px 3px 0px 3px;vertical-align:bottom;"></td> <td style="border-bottom:1px solid #000000;overflow:hidden;padding:0px 3px 0px 3px;vertical-align:bottom;"></td> <td data-sheets-value='{"1":2,"2":"Opal (A/D)"}' style="border-bottom:1px solid #000000;overflow:hidden;padding:0px 3px 0px 3px;vertical-align:bottom;">Opal (A/D)</td> <td data-sheets-numberformat='{"1":2,"2":"0.00","3":1}' data-sheets-value='{"1":3,"3":0.98}' style="border-bottom:1px solid #000000;overflow:hidden;padding:0px 3px 0px 3px;vertical-align:bottom;text-align:center;">0.98</td> <td data-sheets-numberformat='{"1":2,"2":"0","3":1}' data-sheets-value='{"1":3,"3":20.91}' style="border-bottom:1px solid #000000;overflow:hidden;padding:0px 3px 0px 3px;vertical-align:bottom;text-align:center;">21</td> <td data-sheets-numberformat='{"1":2,"2":"0","3":1}' data-sheets-value='{"1":3,"3":33}' style="border-bottom:1px solid #000000;overflow:hidden;padding:0px 3px 0px 3px;vertical-align:bottom;text-align:center;">33</td> <td data-sheets-value='{"1":3,"3":26}' style="border-right:1px solid #000000;border-bottom:1px solid #000000;overflow:hidden;padding:0px 3px 0px 3px;vertical-align:bottom;text-align:center;">26</td> </tr> <tr style="height:20px;"> <td data-sheets-value='{"1":2,"2":"Polycarbonate"}' style="border-left:1px solid #000000;overflow:hidden;padding:0px 3px 0px 3px;vertical-align:bottom;">Polycarbonate</td> <td data-sheets-value='{"1":2,"2":"EW"}' style="overflow:hidden;padding:0px 3px 0px 3px;vertical-align:bottom;">EW</td> <td data-sheets-value='{"1":2,"2":"Heatstop Opal (T)"}' style="overflow:hidden;padding:0px 3px 0px 3px;vertical-align:bottom;">Heatstop Opal (T)</td> <td data-sheets-numberformat='{"1":2,"2":"0.00","3":1}' data-sheets-value='{"1":3,"3":1.19}' style="overflow:hidden;padding:0px 3px 0px 3px;vertical-align:bottom;text-align:center;">1.19</td> <td data-sheets-numberformat='{"1":2,"2":"0","3":1}' data-sheets-value='{"1":3,"3":20.09}' style="overflow:hidden;padding:0px 3px 0px 3px;vertical-align:bottom;text-align:center;">20</td> <td data-sheets-numberformat='{"1":2,"2":"0","3":1}' data-sheets-value='{"1":3,"3":38.940000000000005}' style="overflow:hidden;padding:0px 3px 0px 3px;vertical-align:bottom;text-align:center;">39</td> <td data-sheets-value='{"1":3,"3":24}' style="border-right:1px solid #000000;overflow:hidden;padding:0px 3px 0px 3px;vertical-align:bottom;text-align:center;">24</td> </tr> <tr style="height:20px;"> <td data-sheets-value='{"1":2,"2":"Heatstop PC"}' style="border-left:1px solid #000000;overflow:hidden;padding:0px 3px 0px 3px;vertical-align:bottom;">Heatstop PC</td> <td data-sheets-value='{"1":2,"2":"DW"}' style="overflow:hidden;padding:0px 3px 0px 3px;vertical-align:bottom;">DW</td> <td data-sheets-value='{"1":2,"2":"Clear (T/H)"}' style="overflow:hidden;padding:0px 3px 0px 3px;vertical-align:bottom;">Clear (T/H)</td> <td data-sheets-numberformat='{"1":2,"2":"0.00","3":1}' data-sheets-value='{"1":3,"3":0.98}' style="overflow:hidden;padding:0px 3px 0px 3px;vertical-align:bottom;text-align:center;">0.98</td> <td data-sheets-numberformat='{"1":2,"2":"0","3":1}' data-sheets-value='{"1":3,"3":18.04}' style="overflow:hidden;padding:0px 3px 0px 3px;vertical-align:bottom;text-align:center;">18</td> <td data-sheets-numberformat='{"1":2,"2":"0","3":1}' data-sheets-value='{"1":3,"3":33.660000000000004}' style="overflow:hidden;padding:0px 3px 0px 3px;vertical-align:bottom;text-align:center;">34</td> <td data-sheets-value='{"1":3,"3":26}' style="border-right:1px solid #000000;overflow:hidden;padding:0px 3px 0px 3px;vertical-align:bottom;text-align:center;">26</td> </tr> <tr style="height:20px;"> <td style="border-bottom:1px solid #000000;border-left:1px solid #000000;overflow:hidden;padding:0px 3px 0px 3px;vertical-align:bottom;"></td> <td style="border-bottom:1px solid #000000;overflow:hidden;padding:0px 3px 0px 3px;vertical-align:bottom;"></td> <td data-sheets-value='{"1":2,"2":"Opal (T/O)"}' style="border-bottom:1px solid #000000;overflow:hidden;padding:0px 3px 0px 3px;vertical-align:bottom;">Opal (T/O)</td> <td data-sheets-numberformat='{"1":2,"2":"0.00","3":1}' data-sheets-value='{"1":3,"3":0.98}' style="border-bottom:1px solid #000000;overflow:hidden;padding:0px 3px 0px 3px;vertical-align:bottom;text-align:center;">0.98</td> <td data-sheets-numberformat='{"1":2,"2":"0","3":1}' data-sheets-value='{"1":3,"3":16.81}' style="border-bottom:1px solid #000000;overflow:hidden;padding:0px 3px 0px 3px;vertical-align:bottom;text-align:center;">17</td> <td data-sheets-numberformat='{"1":2,"2":"0","3":1}' data-sheets-value='{"1":3,"3":29.700000000000003}' style="border-bottom:1px solid #000000;overflow:hidden;padding:0px 3px 0px 3px;vertical-align:bottom;text-align:center;">30</td> <td data-sheets-value='{"1":3,"3":26}' style="border-right:1px solid #000000;border-bottom:1px solid #000000;overflow:hidden;padding:0px 3px 0px 3px;vertical-align:bottom;text-align:center;">26</td> </tr> </tbody></table> | skylux-160-ce-met-koepel-en-pvc-opstand-16-00-met-lm-motor-en-pvc-raam-type-ep25-0700-x-1000-mm | 8586023403853 | 46872332403021
Smoke and heat exhaust (SHEV) | SHE system | Skylux | Skylux 160° CE with skylight and PVC curb 16/00 with LM-actuator and PVC frame type EP25 0700 x 1300 mm |  | 50263 | 5412970502630 | 3986.95 | Yes | 30-45 | 60.43 | 700 x 1300 mm | 1300 | 700 |  | PVC 16/00 (16 cm high & roof opening = daylight size) | Rectangular | 1.19 W/m²K - 0.98 W/m²K | 57% - 30% | 37% - 17% | 24dB - 26dB | 160° CE (for industry) | PVC frame EP25 | without spoiler | E | Single actuator | Maximum double-walled skylight possible for this product | Ut-value LT-value g-value Rw-value EN 1873 : 2014 EN ISO 13468 EN 16153 EN 410 EN 410 EN ISO 140-3 Material Walls Shells (W/m²K) (%) (%) (dB) Acrylic EW Clear (H) 1.19 37 57 24 PMMA Opal (O) 1.19 34 50 24 DW Clear (H/H) 0.98 33 50 26 Opal (O/O) 0.98 28 38 26 Polycarbonate EW Clear (A) 1.19 36 55 24 PC Opal (D) 1.19 24 40 24 DW Clear (A/H) 0.98 32 48 26 Clear (A/A) 0.98 32 46 26 Opal (A/O) 0.98 30 42 26 Opal (A/D) 0.98 21 33 26 Polycarbonate EW Heatstop Opal (T) 1.19 20 39 24 Heatstop PC DW Clear (T/H) 0.98 18 34 26 Opal (T/O) 0.98 17 30 26 | https://skylux.eu/en/products/skylux-160-ce-met-koepel-en-pvc-opstand-16-00-met-lm-motor-en-pvc-raam-type-ep25-0700-x-1300-mm | https://skylux.eu/cdn/shop/files/Skylux-160deg-CE-met-koepel-en-pvc-opstand-1600-met-LM-motor-en-pvc-raam-type-EP25-0700-x-1300-mm-RWA-systeem.jpg?v=1702979550&width=1600 | https://skylux.eu/cdn/shop/files/e5a82811-1bb0-48e4-a776-cacb59c7c092_2ad4da65-ef8b-476f-85c3-4db6eb86cab5.jpg?v=1688550927&width=1600 | //skylux.eu/cdn/shop/files/E_MH_Mounting_instructions_Skylux_160_CE_LM.pdf?v=12406716259046007223 | //skylux.eu/cdn/shop/files/E_TD_Technical_File_Skylux_Skylux_160_CE_Electric.pdf?v=3667116872303399239 | <style type="text/css" id="isPasted"><!--td {border: 1px solid #cccccc;}br {mso-data-placement:same-cell;}--></style><table border="1" cellpadding="0" cellspacing="0" dir="ltr" style="table-layout:fixed;font-size:10pt;font-family:Arial;border-collapse:collapse;border:none;"><tbody> <tr style="height:20px;"> <td style="overflow:hidden;padding:0px 3px 0px 3px;vertical-align:bottom;"></td> <td style="overflow:hidden;padding:0px 3px 0px 3px;vertical-align:bottom;"></td> <td style="overflow:hidden;padding:0px 3px 0px 3px;vertical-align:bottom;"></td> <td data-sheets-value='{"1":2,"2":"Ut-value"}' style="overflow:hidden;padding:0px 3px 0px 3px;vertical-align:bottom;font-weight:bold;text-align:center;">Ut-value</td> <td data-sheets-value='{"1":2,"2":"LT-value"}' style="overflow:hidden;padding:0px 3px 0px 3px;vertical-align:bottom;font-weight:bold;text-align:center;">LT-value</td> <td data-sheets-value='{"1":2,"2":"g-value"}' style="overflow:hidden;padding:0px 3px 0px 3px;vertical-align:bottom;font-weight:bold;text-align:center;">g-value</td> <td data-sheets-value='{"1":2,"2":"Rw-value "}' style="overflow:hidden;padding:0px 3px 0px 3px;vertical-align:bottom;font-weight:bold;text-align:center;">Rw-value </td> </tr> <tr style="height:20px;"> <td style="overflow:hidden;padding:0px 3px 0px 3px;vertical-align:bottom;"></td> <td style="overflow:hidden;padding:0px 3px 0px 3px;vertical-align:bottom;"></td> <td style="overflow:hidden;padding:0px 3px 0px 3px;vertical-align:bottom;"></td> <td data-sheets-numberformat='{"1":2,"2":"0.00","3":1}' data-sheets-value='{"1":2,"2":"EN 1873 : 2014"}' style="overflow:hidden;padding:0px 3px 0px 3px;vertical-align:bottom;text-align:center;">EN 1873 : 2014</td> <td data-sheets-numberformat='{"1":2,"2":"0","3":1}' data-sheets-value='{"1":2,"2":"EN ISO 13468 EN 16153 EN 410"}' style="overflow:hidden;padding:0px 3px 0px 3px;vertical-align:bottom;text-align:center;">EN ISO 13468 EN 16153 EN 410</td> <td data-sheets-numberformat='{"1":2,"2":"0","3":1}' data-sheets-value='{"1":2,"2":"EN 410"}' style="overflow:hidden;padding:0px 3px 0px 3px;vertical-align:bottom;text-align:center;">EN 410</td> <td data-sheets-value='{"1":2,"2":"EN ISO 140-3\t\t"}' style="overflow:hidden;padding:0px 3px 0px 3px;vertical-align:bottom;text-align:center;">EN ISO 140-3 </td> </tr> <tr style="height:20px;"> <td data-sheets-value='{"1":2,"2":"Material"}' style="border-bottom:1px solid #000000;overflow:hidden;padding:0px 3px 0px 3px;vertical-align:bottom;background-color:#000000;font-weight:bold;color:#ffffff;">Material</td> <td data-sheets-value='{"1":2,"2":"Walls"}' style="border-bottom:1px solid #000000;overflow:hidden;padding:0px 3px 0px 3px;vertical-align:bottom;background-color:#000000;font-weight:bold;color:#ffffff;">Walls</td> <td data-sheets-value='{"1":2,"2":"Shells"}' style="border-bottom:1px solid #000000;overflow:hidden;padding:0px 3px 0px 3px;vertical-align:bottom;background-color:#000000;font-weight:bold;color:#ffffff;">Shells</td> <td data-sheets-numberformat='{"1":2,"2":"0.00","3":1}' data-sheets-value='{"1":2,"2":"(W/m²K)\t"}' style="border-bottom:1px solid #000000;overflow:hidden;padding:0px 3px 0px 3px;vertical-align:bottom;background-color:#000000;font-weight:bold;color:#ffffff;text-align:center;">(W/m²K) </td> <td data-sheets-numberformat='{"1":2,"2":"0","3":1}' data-sheets-value='{"1":2,"2":"(%)"}' style="border-bottom:1px solid #000000;overflow:hidden;padding:0px 3px 0px 3px;vertical-align:bottom;background-color:#000000;font-weight:bold;color:#ffffff;text-align:center;">(%)</td> <td data-sheets-numberformat='{"1":2,"2":"0","3":1}' data-sheets-value='{"1":2,"2":"(%)"}' style="border-bottom:1px solid #000000;overflow:hidden;padding:0px 3px 0px 3px;vertical-align:bottom;background-color:#000000;font-weight:bold;color:#ffffff;text-align:center;">(%)</td> <td data-sheets-value='{"1":2,"2":"(dB)"}' style="border-bottom:1px solid #000000;overflow:hidden;padding:0px 3px 0px 3px;vertical-align:bottom;background-color:#000000;font-weight:bold;color:#ffffff;text-align:center;">(dB)</td> </tr> <tr style="height:20px;"> <td data-sheets-value='{"1":2,"2":"Acrylic"}' style="border-left:1px solid #000000;overflow:hidden;padding:0px 3px 0px 3px;vertical-align:bottom;">Acrylic</td> <td data-sheets-value='{"1":2,"2":"EW"}' style="overflow:hidden;padding:0px 3px 0px 3px;vertical-align:bottom;">EW</td> <td data-sheets-value='{"1":2,"2":"Clear (H)"}' style="overflow:hidden;padding:0px 3px 0px 3px;vertical-align:bottom;">Clear (H)</td> <td data-sheets-numberformat='{"1":2,"2":"0.00","3":1}' data-sheets-value='{"1":3,"3":1.19}' style="overflow:hidden;padding:0px 3px 0px 3px;vertical-align:bottom;text-align:center;">1.19</td> <td data-sheets-numberformat='{"1":2,"2":"0","3":1}' data-sheets-value='{"1":3,"3":36.9}' style="overflow:hidden;padding:0px 3px 0px 3px;vertical-align:bottom;text-align:center;">37</td> <td data-sheets-numberformat='{"1":2,"2":"0","3":1}' data-sheets-value='{"1":3,"3":57.42}' style="overflow:hidden;padding:0px 3px 0px 3px;vertical-align:bottom;text-align:center;">57</td> <td data-sheets-value='{"1":3,"3":24}' style="border-right:1px solid #000000;overflow:hidden;padding:0px 3px 0px 3px;vertical-align:bottom;text-align:center;">24</td> </tr> <tr style="height:20px;"> <td data-sheets-value='{"1":2,"2":"PMMA"}' style="border-left:1px solid #000000;overflow:hidden;padding:0px 3px 0px 3px;vertical-align:bottom;">PMMA</td> <td style="overflow:hidden;padding:0px 3px 0px 3px;vertical-align:bottom;"></td> <td data-sheets-value='{"1":2,"2":"Opal (O)"}' style="overflow:hidden;padding:0px 3px 0px 3px;vertical-align:bottom;">Opal (O)</td> <td data-sheets-numberformat='{"1":2,"2":"0.00","3":1}' data-sheets-value='{"1":3,"3":1.19}' style="overflow:hidden;padding:0px 3px 0px 3px;vertical-align:bottom;text-align:center;">1.19</td> <td data-sheets-numberformat='{"1":2,"2":"0","3":1}' data-sheets-value='{"1":3,"3":34.03}' style="overflow:hidden;padding:0px 3px 0px 3px;vertical-align:bottom;text-align:center;">34</td> <td data-sheets-numberformat='{"1":2,"2":"0","3":1}' data-sheets-value='{"1":3,"3":50.160000000000004}' style="overflow:hidden;padding:0px 3px 0px 3px;vertical-align:bottom;text-align:center;">50</td> <td data-sheets-value='{"1":3,"3":24}' style="border-right:1px solid #000000;overflow:hidden;padding:0px 3px 0px 3px;vertical-align:bottom;text-align:center;">24</td> </tr> <tr style="height:20px;"> <td style="border-left:1px solid #000000;overflow:hidden;padding:0px 3px 0px 3px;vertical-align:bottom;"></td> <td data-sheets-value='{"1":2,"2":"DW"}' style="overflow:hidden;padding:0px 3px 0px 3px;vertical-align:bottom;">DW</td> <td data-sheets-value='{"1":2,"2":"Clear (H/H)"}' style="overflow:hidden;padding:0px 3px 0px 3px;vertical-align:bottom;">Clear (H/H)</td> <td data-sheets-numberformat='{"1":2,"2":"0.00","3":1}' data-sheets-value='{"1":3,"3":0.98}' style="overflow:hidden;padding:0px 3px 0px 3px;vertical-align:bottom;text-align:center;">0.98</td> <td data-sheets-numberformat='{"1":2,"2":"0","3":1}' data-sheets-value='{"1":3,"3":33.21}' style="overflow:hidden;padding:0px 3px 0px 3px;vertical-align:bottom;text-align:center;">33</td> <td data-sheets-numberformat='{"1":2,"2":"0","3":1}' data-sheets-value='{"1":3,"3":49.5}' style="overflow:hidden;padding:0px 3px 0px 3px;vertical-align:bottom;text-align:center;">50</td> <td data-sheets-value='{"1":3,"3":26}' style="border-right:1px solid #000000;overflow:hidden;padding:0px 3px 0px 3px;vertical-align:bottom;text-align:center;">26</td> </tr> <tr style="height:20px;"> <td style="border-bottom:1px solid #000000;border-left:1px solid #000000;overflow:hidden;padding:0px 3px 0px 3px;vertical-align:bottom;"></td> <td style="border-bottom:1px solid #000000;overflow:hidden;padding:0px 3px 0px 3px;vertical-align:bottom;"></td> <td data-sheets-value='{"1":2,"2":"Opal (O/O)"}' style="border-bottom:1px solid #000000;overflow:hidden;padding:0px 3px 0px 3px;vertical-align:bottom;">Opal (O/O)</td> <td data-sheets-numberformat='{"1":2,"2":"0.00","3":1}' data-sheets-value='{"1":3,"3":0.98}' style="border-bottom:1px solid #000000;overflow:hidden;padding:0px 3px 0px 3px;vertical-align:bottom;text-align:center;">0.98</td> <td data-sheets-numberformat='{"1":2,"2":"0","3":1}' data-sheets-value='{"1":3,"3":28.29}' style="border-bottom:1px solid #000000;overflow:hidden;padding:0px 3px 0px 3px;vertical-align:bottom;text-align:center;">28</td> <td data-sheets-numberformat='{"1":2,"2":"0","3":1}' data-sheets-value='{"1":3,"3":38.28}' style="border-bottom:1px solid #000000;overflow:hidden;padding:0px 3px 0px 3px;vertical-align:bottom;text-align:center;">38</td> <td data-sheets-value='{"1":3,"3":26}' style="border-right:1px solid #000000;border-bottom:1px solid #000000;overflow:hidden;padding:0px 3px 0px 3px;vertical-align:bottom;text-align:center;">26</td> </tr> <tr style="height:20px;"> <td data-sheets-value='{"1":2,"2":"Polycarbonate "}' style="border-left:1px solid #000000;overflow:hidden;padding:0px 3px 0px 3px;vertical-align:bottom;">Polycarbonate </td> <td data-sheets-value='{"1":2,"2":"EW"}' style="overflow:hidden;padding:0px 3px 0px 3px;vertical-align:bottom;">EW</td> <td data-sheets-value='{"1":2,"2":"Clear (A)"}' style="overflow:hidden;padding:0px 3px 0px 3px;vertical-align:bottom;">Clear (A)</td> <td data-sheets-numberformat='{"1":2,"2":"0.00","3":1}' data-sheets-value='{"1":3,"3":1.19}' style="overflow:hidden;padding:0px 3px 0px 3px;vertical-align:bottom;text-align:center;">1.19</td> <td data-sheets-numberformat='{"1":2,"2":"0","3":1}' data-sheets-value='{"1":3,"3":36.08}' style="overflow:hidden;padding:0px 3px 0px 3px;vertical-align:bottom;text-align:center;">36</td> <td data-sheets-numberformat='{"1":2,"2":"0","3":1}' data-sheets-value='{"1":3,"3":54.78}' style="overflow:hidden;padding:0px 3px 0px 3px;vertical-align:bottom;text-align:center;">55</td> <td data-sheets-value='{"1":3,"3":24}' style="border-right:1px solid #000000;overflow:hidden;padding:0px 3px 0px 3px;vertical-align:bottom;text-align:center;">24</td> </tr> <tr style="height:20px;"> <td data-sheets-value='{"1":2,"2":"PC"}' style="border-left:1px solid #000000;overflow:hidden;padding:0px 3px 0px 3px;vertical-align:bottom;">PC</td> <td style="overflow:hidden;padding:0px 3px 0px 3px;vertical-align:bottom;"></td> <td data-sheets-value='{"1":2,"2":"Opal (D)"}' style="overflow:hidden;padding:0px 3px 0px 3px;vertical-align:bottom;">Opal (D)</td> <td data-sheets-numberformat='{"1":2,"2":"0.00","3":1}' data-sheets-value='{"1":3,"3":1.19}' style="overflow:hidden;padding:0px 3px 0px 3px;vertical-align:bottom;text-align:center;">1.19</td> <td data-sheets-numberformat='{"1":2,"2":"0","3":1}' data-sheets-value='{"1":3,"3":23.779999999999998}' style="overflow:hidden;padding:0px 3px 0px 3px;vertical-align:bottom;text-align:center;">24</td> <td data-sheets-numberformat='{"1":2,"2":"0","3":1}' data-sheets-value='{"1":3,"3":39.6}' style="overflow:hidden;padding:0px 3px 0px 3px;vertical-align:bottom;text-align:center;">40</td> <td data-sheets-value='{"1":3,"3":24}' style="border-right:1px solid #000000;overflow:hidden;padding:0px 3px 0px 3px;vertical-align:bottom;text-align:center;">24</td> </tr> <tr style="height:20px;"> <td style="border-left:1px solid #000000;overflow:hidden;padding:0px 3px 0px 3px;vertical-align:bottom;"></td> <td data-sheets-value='{"1":2,"2":"DW"}' style="overflow:hidden;padding:0px 3px 0px 3px;vertical-align:bottom;">DW</td> <td data-sheets-value='{"1":2,"2":"Clear (A/H)"}' style="overflow:hidden;padding:0px 3px 0px 3px;vertical-align:bottom;">Clear (A/H)</td> <td data-sheets-numberformat='{"1":2,"2":"0.00","3":1}' data-sheets-value='{"1":3,"3":0.98}' style="overflow:hidden;padding:0px 3px 0px 3px;vertical-align:bottom;text-align:center;">0.98</td> <td data-sheets-numberformat='{"1":2,"2":"0","3":1}' data-sheets-value='{"1":3,"3":32.39}' style="overflow:hidden;padding:0px 3px 0px 3px;vertical-align:bottom;text-align:center;">32</td> <td data-sheets-numberformat='{"1":2,"2":"0","3":1}' data-sheets-value='{"1":3,"3":47.52}' style="overflow:hidden;padding:0px 3px 0px 3px;vertical-align:bottom;text-align:center;">48</td> <td data-sheets-value='{"1":3,"3":26}' style="border-right:1px solid #000000;overflow:hidden;padding:0px 3px 0px 3px;vertical-align:bottom;text-align:center;">26</td> </tr> <tr style="height:20px;"> <td style="border-left:1px solid #000000;overflow:hidden;padding:0px 3px 0px 3px;vertical-align:bottom;"></td> <td style="overflow:hidden;padding:0px 3px 0px 3px;vertical-align:bottom;"></td> <td data-sheets-value='{"1":2,"2":"Clear (A/A)"}' style="overflow:hidden;padding:0px 3px 0px 3px;vertical-align:bottom;">Clear (A/A)</td> <td data-sheets-numberformat='{"1":2,"2":"0.00","3":1}' data-sheets-value='{"1":3,"3":0.98}' style="overflow:hidden;padding:0px 3px 0px 3px;vertical-align:bottom;text-align:center;">0.98</td> <td data-sheets-numberformat='{"1":2,"2":"0","3":1}' data-sheets-value='{"1":3,"3":31.569999999999997}' style="overflow:hidden;padding:0px 3px 0px 3px;vertical-align:bottom;text-align:center;">32</td> <td data-sheets-numberformat='{"1":2,"2":"0","3":1}' data-sheets-value='{"1":3,"3":45.54}' style="overflow:hidden;padding:0px 3px 0px 3px;vertical-align:bottom;text-align:center;">46</td> <td data-sheets-value='{"1":3,"3":26}' style="border-right:1px solid #000000;overflow:hidden;padding:0px 3px 0px 3px;vertical-align:bottom;text-align:center;">26</td> </tr> <tr style="height:20px;"> <td style="border-left:1px solid #000000;overflow:hidden;padding:0px 3px 0px 3px;vertical-align:bottom;"></td> <td style="overflow:hidden;padding:0px 3px 0px 3px;vertical-align:bottom;"></td> <td data-sheets-value='{"1":2,"2":"Opal (A/O)"}' style="overflow:hidden;padding:0px 3px 0px 3px;vertical-align:bottom;">Opal (A/O)</td> <td data-sheets-numberformat='{"1":2,"2":"0.00","3":1}' data-sheets-value='{"1":3,"3":0.98}' style="overflow:hidden;padding:0px 3px 0px 3px;vertical-align:bottom;text-align:center;">0.98</td> <td data-sheets-numberformat='{"1":2,"2":"0","3":1}' data-sheets-value='{"1":3,"3":29.93}' style="overflow:hidden;padding:0px 3px 0px 3px;vertical-align:bottom;text-align:center;">30</td> <td data-sheets-numberformat='{"1":2,"2":"0","3":1}' data-sheets-value='{"1":3,"3":41.580000000000005}' style="overflow:hidden;padding:0px 3px 0px 3px;vertical-align:bottom;text-align:center;">42</td> <td data-sheets-value='{"1":3,"3":26}' style="border-right:1px solid #000000;overflow:hidden;padding:0px 3px 0px 3px;vertical-align:bottom;text-align:center;">26</td> </tr> <tr style="height:20px;"> <td style="border-bottom:1px solid #000000;border-left:1px solid #000000;overflow:hidden;padding:0px 3px 0px 3px;vertical-align:bottom;"></td> <td style="border-bottom:1px solid #000000;overflow:hidden;padding:0px 3px 0px 3px;vertical-align:bottom;"></td> <td data-sheets-value='{"1":2,"2":"Opal (A/D)"}' style="border-bottom:1px solid #000000;overflow:hidden;padding:0px 3px 0px 3px;vertical-align:bottom;">Opal (A/D)</td> <td data-sheets-numberformat='{"1":2,"2":"0.00","3":1}' data-sheets-value='{"1":3,"3":0.98}' style="border-bottom:1px solid #000000;overflow:hidden;padding:0px 3px 0px 3px;vertical-align:bottom;text-align:center;">0.98</td> <td data-sheets-numberformat='{"1":2,"2":"0","3":1}' data-sheets-value='{"1":3,"3":20.91}' style="border-bottom:1px solid #000000;overflow:hidden;padding:0px 3px 0px 3px;vertical-align:bottom;text-align:center;">21</td> <td data-sheets-numberformat='{"1":2,"2":"0","3":1}' data-sheets-value='{"1":3,"3":33}' style="border-bottom:1px solid #000000;overflow:hidden;padding:0px 3px 0px 3px;vertical-align:bottom;text-align:center;">33</td> <td data-sheets-value='{"1":3,"3":26}' style="border-right:1px solid #000000;border-bottom:1px solid #000000;overflow:hidden;padding:0px 3px 0px 3px;vertical-align:bottom;text-align:center;">26</td> </tr> <tr style="height:20px;"> <td data-sheets-value='{"1":2,"2":"Polycarbonate"}' style="border-left:1px solid #000000;overflow:hidden;padding:0px 3px 0px 3px;vertical-align:bottom;">Polycarbonate</td> <td data-sheets-value='{"1":2,"2":"EW"}' style="overflow:hidden;padding:0px 3px 0px 3px;vertical-align:bottom;">EW</td> <td data-sheets-value='{"1":2,"2":"Heatstop Opal (T)"}' style="overflow:hidden;padding:0px 3px 0px 3px;vertical-align:bottom;">Heatstop Opal (T)</td> <td data-sheets-numberformat='{"1":2,"2":"0.00","3":1}' data-sheets-value='{"1":3,"3":1.19}' style="overflow:hidden;padding:0px 3px 0px 3px;vertical-align:bottom;text-align:center;">1.19</td> <td data-sheets-numberformat='{"1":2,"2":"0","3":1}' data-sheets-value='{"1":3,"3":20.09}' style="overflow:hidden;padding:0px 3px 0px 3px;vertical-align:bottom;text-align:center;">20</td> <td data-sheets-numberformat='{"1":2,"2":"0","3":1}' data-sheets-value='{"1":3,"3":38.940000000000005}' style="overflow:hidden;padding:0px 3px 0px 3px;vertical-align:bottom;text-align:center;">39</td> <td data-sheets-value='{"1":3,"3":24}' style="border-right:1px solid #000000;overflow:hidden;padding:0px 3px 0px 3px;vertical-align:bottom;text-align:center;">24</td> </tr> <tr style="height:20px;"> <td data-sheets-value='{"1":2,"2":"Heatstop PC"}' style="border-left:1px solid #000000;overflow:hidden;padding:0px 3px 0px 3px;vertical-align:bottom;">Heatstop PC</td> <td data-sheets-value='{"1":2,"2":"DW"}' style="overflow:hidden;padding:0px 3px 0px 3px;vertical-align:bottom;">DW</td> <td data-sheets-value='{"1":2,"2":"Clear (T/H)"}' style="overflow:hidden;padding:0px 3px 0px 3px;vertical-align:bottom;">Clear (T/H)</td> <td data-sheets-numberformat='{"1":2,"2":"0.00","3":1}' data-sheets-value='{"1":3,"3":0.98}' style="overflow:hidden;padding:0px 3px 0px 3px;vertical-align:bottom;text-align:center;">0.98</td> <td data-sheets-numberformat='{"1":2,"2":"0","3":1}' data-sheets-value='{"1":3,"3":18.04}' style="overflow:hidden;padding:0px 3px 0px 3px;vertical-align:bottom;text-align:center;">18</td> <td data-sheets-numberformat='{"1":2,"2":"0","3":1}' data-sheets-value='{"1":3,"3":33.660000000000004}' style="overflow:hidden;padding:0px 3px 0px 3px;vertical-align:bottom;text-align:center;">34</td> <td data-sheets-value='{"1":3,"3":26}' style="border-right:1px solid #000000;overflow:hidden;padding:0px 3px 0px 3px;vertical-align:bottom;text-align:center;">26</td> </tr> <tr style="height:20px;"> <td style="border-bottom:1px solid #000000;border-left:1px solid #000000;overflow:hidden;padding:0px 3px 0px 3px;vertical-align:bottom;"></td> <td style="border-bottom:1px solid #000000;overflow:hidden;padding:0px 3px 0px 3px;vertical-align:bottom;"></td> <td data-sheets-value='{"1":2,"2":"Opal (T/O)"}' style="border-bottom:1px solid #000000;overflow:hidden;padding:0px 3px 0px 3px;vertical-align:bottom;">Opal (T/O)</td> <td data-sheets-numberformat='{"1":2,"2":"0.00","3":1}' data-sheets-value='{"1":3,"3":0.98}' style="border-bottom:1px solid #000000;overflow:hidden;padding:0px 3px 0px 3px;vertical-align:bottom;text-align:center;">0.98</td> <td data-sheets-numberformat='{"1":2,"2":"0","3":1}' data-sheets-value='{"1":3,"3":16.81}' style="border-bottom:1px solid #000000;overflow:hidden;padding:0px 3px 0px 3px;vertical-align:bottom;text-align:center;">17</td> <td data-sheets-numberformat='{"1":2,"2":"0","3":1}' data-sheets-value='{"1":3,"3":29.700000000000003}' style="border-bottom:1px solid #000000;overflow:hidden;padding:0px 3px 0px 3px;vertical-align:bottom;text-align:center;">30</td> <td data-sheets-value='{"1":3,"3":26}' style="border-right:1px solid #000000;border-bottom:1px solid #000000;overflow:hidden;padding:0px 3px 0px 3px;vertical-align:bottom;text-align:center;">26</td> </tr> </tbody></table> | skylux-160-ce-met-koepel-en-pvc-opstand-16-00-met-lm-motor-en-pvc-raam-type-ep25-0700-x-1300-mm | 8586023436621 | 46872332435789
Smoke and heat exhaust (SHEV) | SHE system | Skylux | Skylux 160° CE with skylight and PVC curb 16/00 with LM-actuator and PVC frame type EP25 0700 x 1500 mm |  | 50264 | 5412970502647 | 4066.85 | Yes | 30-45 | 64.76 | 700 x 1500 mm | 1500 | 700 |  | PVC 16/00 (16 cm high & roof opening = daylight size) | Rectangular | 1.19 W/m²K - 0.98 W/m²K | 57% - 30% | 37% - 17% | 24dB - 26dB | 160° CE (for industry) | PVC frame EP25 | without spoiler | E | Single actuator | Maximum double-walled skylight possible for this product | Ut-value LT-value g-value Rw-value EN 1873 : 2014 EN ISO 13468 EN 16153 EN 410 EN 410 EN ISO 140-3 Material Walls Shells (W/m²K) (%) (%) (dB) Acrylic EW Clear (H) 1.19 37 57 24 PMMA Opal (O) 1.19 34 50 24 DW Clear (H/H) 0.98 33 50 26 Opal (O/O) 0.98 28 38 26 Polycarbonate EW Clear (A) 1.19 36 55 24 PC Opal (D) 1.19 24 40 24 DW Clear (A/H) 0.98 32 48 26 Clear (A/A) 0.98 32 46 26 Opal (A/O) 0.98 30 42 26 Opal (A/D) 0.98 21 33 26 Polycarbonate EW Heatstop Opal (T) 1.19 20 39 24 Heatstop PC DW Clear (T/H) 0.98 18 34 26 Opal (T/O) 0.98 17 30 26 | https://skylux.eu/en/products/skylux-160-ce-met-koepel-en-pvc-opstand-16-00-met-lm-motor-en-pvc-raam-type-ep25-0700-x-1500-mm | https://skylux.eu/cdn/shop/files/Skylux-160deg-CE-met-koepel-en-pvc-opstand-1600-met-LM-motor-en-pvc-raam-type-EP25-0700-x-1500-mm-RWA-systeem.jpg?v=1702979555&width=1600 | https://skylux.eu/cdn/shop/files/e5a82811-1bb0-48e4-a776-cacb59c7c092_f7fa06d1-ce9c-46d8-93cd-386df36b9fb0.jpg?v=1688550928&width=1600 | //skylux.eu/cdn/shop/files/E_MH_Mounting_instructions_Skylux_160_CE_LM.pdf?v=12406716259046007223 | //skylux.eu/cdn/shop/files/E_TD_Technical_File_Skylux_Skylux_160_CE_Electric.pdf?v=3667116872303399239 | <style type="text/css" id="isPasted"><!--td {border: 1px solid #cccccc;}br {mso-data-placement:same-cell;}--></style><table border="1" cellpadding="0" cellspacing="0" dir="ltr" style="table-layout:fixed;font-size:10pt;font-family:Arial;border-collapse:collapse;border:none;"><tbody> <tr style="height:20px;"> <td style="overflow:hidden;padding:0px 3px 0px 3px;vertical-align:bottom;"></td> <td style="overflow:hidden;padding:0px 3px 0px 3px;vertical-align:bottom;"></td> <td style="overflow:hidden;padding:0px 3px 0px 3px;vertical-align:bottom;"></td> <td data-sheets-value='{"1":2,"2":"Ut-value"}' style="overflow:hidden;padding:0px 3px 0px 3px;vertical-align:bottom;font-weight:bold;text-align:center;">Ut-value</td> <td data-sheets-value='{"1":2,"2":"LT-value"}' style="overflow:hidden;padding:0px 3px 0px 3px;vertical-align:bottom;font-weight:bold;text-align:center;">LT-value</td> <td data-sheets-value='{"1":2,"2":"g-value"}' style="overflow:hidden;padding:0px 3px 0px 3px;vertical-align:bottom;font-weight:bold;text-align:center;">g-value</td> <td data-sheets-value='{"1":2,"2":"Rw-value "}' style="overflow:hidden;padding:0px 3px 0px 3px;vertical-align:bottom;font-weight:bold;text-align:center;">Rw-value </td> </tr> <tr style="height:20px;"> <td style="overflow:hidden;padding:0px 3px 0px 3px;vertical-align:bottom;"></td> <td style="overflow:hidden;padding:0px 3px 0px 3px;vertical-align:bottom;"></td> <td style="overflow:hidden;padding:0px 3px 0px 3px;vertical-align:bottom;"></td> <td data-sheets-numberformat='{"1":2,"2":"0.00","3":1}' data-sheets-value='{"1":2,"2":"EN 1873 : 2014"}' style="overflow:hidden;padding:0px 3px 0px 3px;vertical-align:bottom;text-align:center;">EN 1873 : 2014</td> <td data-sheets-numberformat='{"1":2,"2":"0","3":1}' data-sheets-value='{"1":2,"2":"EN ISO 13468 EN 16153 EN 410"}' style="overflow:hidden;padding:0px 3px 0px 3px;vertical-align:bottom;text-align:center;">EN ISO 13468 EN 16153 EN 410</td> <td data-sheets-numberformat='{"1":2,"2":"0","3":1}' data-sheets-value='{"1":2,"2":"EN 410"}' style="overflow:hidden;padding:0px 3px 0px 3px;vertical-align:bottom;text-align:center;">EN 410</td> <td data-sheets-value='{"1":2,"2":"EN ISO 140-3\t\t"}' style="overflow:hidden;padding:0px 3px 0px 3px;vertical-align:bottom;text-align:center;">EN ISO 140-3 </td> </tr> <tr style="height:20px;"> <td data-sheets-value='{"1":2,"2":"Material"}' style="border-bottom:1px solid #000000;overflow:hidden;padding:0px 3px 0px 3px;vertical-align:bottom;background-color:#000000;font-weight:bold;color:#ffffff;">Material</td> <td data-sheets-value='{"1":2,"2":"Walls"}' style="border-bottom:1px solid #000000;overflow:hidden;padding:0px 3px 0px 3px;vertical-align:bottom;background-color:#000000;font-weight:bold;color:#ffffff;">Walls</td> <td data-sheets-value='{"1":2,"2":"Shells"}' style="border-bottom:1px solid #000000;overflow:hidden;padding:0px 3px 0px 3px;vertical-align:bottom;background-color:#000000;font-weight:bold;color:#ffffff;">Shells</td> <td data-sheets-numberformat='{"1":2,"2":"0.00","3":1}' data-sheets-value='{"1":2,"2":"(W/m²K)\t"}' style="border-bottom:1px solid #000000;overflow:hidden;padding:0px 3px 0px 3px;vertical-align:bottom;background-color:#000000;font-weight:bold;color:#ffffff;text-align:center;">(W/m²K) </td> <td data-sheets-numberformat='{"1":2,"2":"0","3":1}' data-sheets-value='{"1":2,"2":"(%)"}' style="border-bottom:1px solid #000000;overflow:hidden;padding:0px 3px 0px 3px;vertical-align:bottom;background-color:#000000;font-weight:bold;color:#ffffff;text-align:center;">(%)</td> <td data-sheets-numberformat='{"1":2,"2":"0","3":1}' data-sheets-value='{"1":2,"2":"(%)"}' style="border-bottom:1px solid #000000;overflow:hidden;padding:0px 3px 0px 3px;vertical-align:bottom;background-color:#000000;font-weight:bold;color:#ffffff;text-align:center;">(%)</td> <td data-sheets-value='{"1":2,"2":"(dB)"}' style="border-bottom:1px solid #000000;overflow:hidden;padding:0px 3px 0px 3px;vertical-align:bottom;background-color:#000000;font-weight:bold;color:#ffffff;text-align:center;">(dB)</td> </tr> <tr style="height:20px;"> <td data-sheets-value='{"1":2,"2":"Acrylic"}' style="border-left:1px solid #000000;overflow:hidden;padding:0px 3px 0px 3px;vertical-align:bottom;">Acrylic</td> <td data-sheets-value='{"1":2,"2":"EW"}' style="overflow:hidden;padding:0px 3px 0px 3px;vertical-align:bottom;">EW</td> <td data-sheets-value='{"1":2,"2":"Clear (H)"}' style="overflow:hidden;padding:0px 3px 0px 3px;vertical-align:bottom;">Clear (H)</td> <td data-sheets-numberformat='{"1":2,"2":"0.00","3":1}' data-sheets-value='{"1":3,"3":1.19}' style="overflow:hidden;padding:0px 3px 0px 3px;vertical-align:bottom;text-align:center;">1.19</td> <td data-sheets-numberformat='{"1":2,"2":"0","3":1}' data-sheets-value='{"1":3,"3":36.9}' style="overflow:hidden;padding:0px 3px 0px 3px;vertical-align:bottom;text-align:center;">37</td> <td data-sheets-numberformat='{"1":2,"2":"0","3":1}' data-sheets-value='{"1":3,"3":57.42}' style="overflow:hidden;padding:0px 3px 0px 3px;vertical-align:bottom;text-align:center;">57</td> <td data-sheets-value='{"1":3,"3":24}' style="border-right:1px solid #000000;overflow:hidden;padding:0px 3px 0px 3px;vertical-align:bottom;text-align:center;">24</td> </tr> <tr style="height:20px;"> <td data-sheets-value='{"1":2,"2":"PMMA"}' style="border-left:1px solid #000000;overflow:hidden;padding:0px 3px 0px 3px;vertical-align:bottom;">PMMA</td> <td style="overflow:hidden;padding:0px 3px 0px 3px;vertical-align:bottom;"></td> <td data-sheets-value='{"1":2,"2":"Opal (O)"}' style="overflow:hidden;padding:0px 3px 0px 3px;vertical-align:bottom;">Opal (O)</td> <td data-sheets-numberformat='{"1":2,"2":"0.00","3":1}' data-sheets-value='{"1":3,"3":1.19}' style="overflow:hidden;padding:0px 3px 0px 3px;vertical-align:bottom;text-align:center;">1.19</td> <td data-sheets-numberformat='{"1":2,"2":"0","3":1}' data-sheets-value='{"1":3,"3":34.03}' style="overflow:hidden;padding:0px 3px 0px 3px;vertical-align:bottom;text-align:center;">34</td> <td data-sheets-numberformat='{"1":2,"2":"0","3":1}' data-sheets-value='{"1":3,"3":50.160000000000004}' style="overflow:hidden;padding:0px 3px 0px 3px;vertical-align:bottom;text-align:center;">50</td> <td data-sheets-value='{"1":3,"3":24}' style="border-right:1px solid #000000;overflow:hidden;padding:0px 3px 0px 3px;vertical-align:bottom;text-align:center;">24</td> </tr> <tr style="height:20px;"> <td style="border-left:1px solid #000000;overflow:hidden;padding:0px 3px 0px 3px;vertical-align:bottom;"></td> <td data-sheets-value='{"1":2,"2":"DW"}' style="overflow:hidden;padding:0px 3px 0px 3px;vertical-align:bottom;">DW</td> <td data-sheets-value='{"1":2,"2":"Clear (H/H)"}' style="overflow:hidden;padding:0px 3px 0px 3px;vertical-align:bottom;">Clear (H/H)</td> <td data-sheets-numberformat='{"1":2,"2":"0.00","3":1}' data-sheets-value='{"1":3,"3":0.98}' style="overflow:hidden;padding:0px 3px 0px 3px;vertical-align:bottom;text-align:center;">0.98</td> <td data-sheets-numberformat='{"1":2,"2":"0","3":1}' data-sheets-value='{"1":3,"3":33.21}' style="overflow:hidden;padding:0px 3px 0px 3px;vertical-align:bottom;text-align:center;">33</td> <td data-sheets-numberformat='{"1":2,"2":"0","3":1}' data-sheets-value='{"1":3,"3":49.5}' style="overflow:hidden;padding:0px 3px 0px 3px;vertical-align:bottom;text-align:center;">50</td> <td data-sheets-value='{"1":3,"3":26}' style="border-right:1px solid #000000;overflow:hidden;padding:0px 3px 0px 3px;vertical-align:bottom;text-align:center;">26</td> </tr> <tr style="height:20px;"> <td style="border-bottom:1px solid #000000;border-left:1px solid #000000;overflow:hidden;padding:0px 3px 0px 3px;vertical-align:bottom;"></td> <td style="border-bottom:1px solid #000000;overflow:hidden;padding:0px 3px 0px 3px;vertical-align:bottom;"></td> <td data-sheets-value='{"1":2,"2":"Opal (O/O)"}' style="border-bottom:1px solid #000000;overflow:hidden;padding:0px 3px 0px 3px;vertical-align:bottom;">Opal (O/O)</td> <td data-sheets-numberformat='{"1":2,"2":"0.00","3":1}' data-sheets-value='{"1":3,"3":0.98}' style="border-bottom:1px solid #000000;overflow:hidden;padding:0px 3px 0px 3px;vertical-align:bottom;text-align:center;">0.98</td> <td data-sheets-numberformat='{"1":2,"2":"0","3":1}' data-sheets-value='{"1":3,"3":28.29}' style="border-bottom:1px solid #000000;overflow:hidden;padding:0px 3px 0px 3px;vertical-align:bottom;text-align:center;">28</td> <td data-sheets-numberformat='{"1":2,"2":"0","3":1}' data-sheets-value='{"1":3,"3":38.28}' style="border-bottom:1px solid #000000;overflow:hidden;padding:0px 3px 0px 3px;vertical-align:bottom;text-align:center;">38</td> <td data-sheets-value='{"1":3,"3":26}' style="border-right:1px solid #000000;border-bottom:1px solid #000000;overflow:hidden;padding:0px 3px 0px 3px;vertical-align:bottom;text-align:center;">26</td> </tr> <tr style="height:20px;"> <td data-sheets-value='{"1":2,"2":"Polycarbonate "}' style="border-left:1px solid #000000;overflow:hidden;padding:0px 3px 0px 3px;vertical-align:bottom;">Polycarbonate </td> <td data-sheets-value='{"1":2,"2":"EW"}' style="overflow:hidden;padding:0px 3px 0px 3px;vertical-align:bottom;">EW</td> <td data-sheets-value='{"1":2,"2":"Clear (A)"}' style="overflow:hidden;padding:0px 3px 0px 3px;vertical-align:bottom;">Clear (A)</td> <td data-sheets-numberformat='{"1":2,"2":"0.00","3":1}' data-sheets-value='{"1":3,"3":1.19}' style="overflow:hidden;padding:0px 3px 0px 3px;vertical-align:bottom;text-align:center;">1.19</td> <td data-sheets-numberformat='{"1":2,"2":"0","3":1}' data-sheets-value='{"1":3,"3":36.08}' style="overflow:hidden;padding:0px 3px 0px 3px;vertical-align:bottom;text-align:center;">36</td> <td data-sheets-numberformat='{"1":2,"2":"0","3":1}' data-sheets-value='{"1":3,"3":54.78}' style="overflow:hidden;padding:0px 3px 0px 3px;vertical-align:bottom;text-align:center;">55</td> <td data-sheets-value='{"1":3,"3":24}' style="border-right:1px solid #000000;overflow:hidden;padding:0px 3px 0px 3px;vertical-align:bottom;text-align:center;">24</td> </tr> <tr style="height:20px;"> <td data-sheets-value='{"1":2,"2":"PC"}' style="border-left:1px solid #000000;overflow:hidden;padding:0px 3px 0px 3px;vertical-align:bottom;">PC</td> <td style="overflow:hidden;padding:0px 3px 0px 3px;vertical-align:bottom;"></td> <td data-sheets-value='{"1":2,"2":"Opal (D)"}' style="overflow:hidden;padding:0px 3px 0px 3px;vertical-align:bottom;">Opal (D)</td> <td data-sheets-numberformat='{"1":2,"2":"0.00","3":1}' data-sheets-value='{"1":3,"3":1.19}' style="overflow:hidden;padding:0px 3px 0px 3px;vertical-align:bottom;text-align:center;">1.19</td> <td data-sheets-numberformat='{"1":2,"2":"0","3":1}' data-sheets-value='{"1":3,"3":23.779999999999998}' style="overflow:hidden;padding:0px 3px 0px 3px;vertical-align:bottom;text-align:center;">24</td> <td data-sheets-numberformat='{"1":2,"2":"0","3":1}' data-sheets-value='{"1":3,"3":39.6}' style="overflow:hidden;padding:0px 3px 0px 3px;vertical-align:bottom;text-align:center;">40</td> <td data-sheets-value='{"1":3,"3":24}' style="border-right:1px solid #000000;overflow:hidden;padding:0px 3px 0px 3px;vertical-align:bottom;text-align:center;">24</td> </tr> <tr style="height:20px;"> <td style="border-left:1px solid #000000;overflow:hidden;padding:0px 3px 0px 3px;vertical-align:bottom;"></td> <td data-sheets-value='{"1":2,"2":"DW"}' style="overflow:hidden;padding:0px 3px 0px 3px;vertical-align:bottom;">DW</td> <td data-sheets-value='{"1":2,"2":"Clear (A/H)"}' style="overflow:hidden;padding:0px 3px 0px 3px;vertical-align:bottom;">Clear (A/H)</td> <td data-sheets-numberformat='{"1":2,"2":"0.00","3":1}' data-sheets-value='{"1":3,"3":0.98}' style="overflow:hidden;padding:0px 3px 0px 3px;vertical-align:bottom;text-align:center;">0.98</td> <td data-sheets-numberformat='{"1":2,"2":"0","3":1}' data-sheets-value='{"1":3,"3":32.39}' style="overflow:hidden;padding:0px 3px 0px 3px;vertical-align:bottom;text-align:center;">32</td> <td data-sheets-numberformat='{"1":2,"2":"0","3":1}' data-sheets-value='{"1":3,"3":47.52}' style="overflow:hidden;padding:0px 3px 0px 3px;vertical-align:bottom;text-align:center;">48</td> <td data-sheets-value='{"1":3,"3":26}' style="border-right:1px solid #000000;overflow:hidden;padding:0px 3px 0px 3px;vertical-align:bottom;text-align:center;">26</td> </tr> <tr style="height:20px;"> <td style="border-left:1px solid #000000;overflow:hidden;padding:0px 3px 0px 3px;vertical-align:bottom;"></td> <td style="overflow:hidden;padding:0px 3px 0px 3px;vertical-align:bottom;"></td> <td data-sheets-value='{"1":2,"2":"Clear (A/A)"}' style="overflow:hidden;padding:0px 3px 0px 3px;vertical-align:bottom;">Clear (A/A)</td> <td data-sheets-numberformat='{"1":2,"2":"0.00","3":1}' data-sheets-value='{"1":3,"3":0.98}' style="overflow:hidden;padding:0px 3px 0px 3px;vertical-align:bottom;text-align:center;">0.98</td> <td data-sheets-numberformat='{"1":2,"2":"0","3":1}' data-sheets-value='{"1":3,"3":31.569999999999997}' style="overflow:hidden;padding:0px 3px 0px 3px;vertical-align:bottom;text-align:center;">32</td> <td data-sheets-numberformat='{"1":2,"2":"0","3":1}' data-sheets-value='{"1":3,"3":45.54}' style="overflow:hidden;padding:0px 3px 0px 3px;vertical-align:bottom;text-align:center;">46</td> <td data-sheets-value='{"1":3,"3":26}' style="border-right:1px solid #000000;overflow:hidden;padding:0px 3px 0px 3px;vertical-align:bottom;text-align:center;">26</td> </tr> <tr style="height:20px;"> <td style="border-left:1px solid #000000;overflow:hidden;padding:0px 3px 0px 3px;vertical-align:bottom;"></td> <td style="overflow:hidden;padding:0px 3px 0px 3px;vertical-align:bottom;"></td> <td data-sheets-value='{"1":2,"2":"Opal (A/O)"}' style="overflow:hidden;padding:0px 3px 0px 3px;vertical-align:bottom;">Opal (A/O)</td> <td data-sheets-numberformat='{"1":2,"2":"0.00","3":1}' data-sheets-value='{"1":3,"3":0.98}' style="overflow:hidden;padding:0px 3px 0px 3px;vertical-align:bottom;text-align:center;">0.98</td> <td data-sheets-numberformat='{"1":2,"2":"0","3":1}' data-sheets-value='{"1":3,"3":29.93}' style="overflow:hidden;padding:0px 3px 0px 3px;vertical-align:bottom;text-align:center;">30</td> <td data-sheets-numberformat='{"1":2,"2":"0","3":1}' data-sheets-value='{"1":3,"3":41.580000000000005}' style="overflow:hidden;padding:0px 3px 0px 3px;vertical-align:bottom;text-align:center;">42</td> <td data-sheets-value='{"1":3,"3":26}' style="border-right:1px solid #000000;overflow:hidden;padding:0px 3px 0px 3px;vertical-align:bottom;text-align:center;">26</td> </tr> <tr style="height:20px;"> <td style="border-bottom:1px solid #000000;border-left:1px solid #000000;overflow:hidden;padding:0px 3px 0px 3px;vertical-align:bottom;"></td> <td style="border-bottom:1px solid #000000;overflow:hidden;padding:0px 3px 0px 3px;vertical-align:bottom;"></td> <td data-sheets-value='{"1":2,"2":"Opal (A/D)"}' style="border-bottom:1px solid #000000;overflow:hidden;padding:0px 3px 0px 3px;vertical-align:bottom;">Opal (A/D)</td> <td data-sheets-numberformat='{"1":2,"2":"0.00","3":1}' data-sheets-value='{"1":3,"3":0.98}' style="border-bottom:1px solid #000000;overflow:hidden;padding:0px 3px 0px 3px;vertical-align:bottom;text-align:center;">0.98</td> <td data-sheets-numberformat='{"1":2,"2":"0","3":1}' data-sheets-value='{"1":3,"3":20.91}' style="border-bottom:1px solid #000000;overflow:hidden;padding:0px 3px 0px 3px;vertical-align:bottom;text-align:center;">21</td> <td data-sheets-numberformat='{"1":2,"2":"0","3":1}' data-sheets-value='{"1":3,"3":33}' style="border-bottom:1px solid #000000;overflow:hidden;padding:0px 3px 0px 3px;vertical-align:bottom;text-align:center;">33</td> <td data-sheets-value='{"1":3,"3":26}' style="border-right:1px solid #000000;border-bottom:1px solid #000000;overflow:hidden;padding:0px 3px 0px 3px;vertical-align:bottom;text-align:center;">26</td> </tr> <tr style="height:20px;"> <td data-sheets-value='{"1":2,"2":"Polycarbonate"}' style="border-left:1px solid #000000;overflow:hidden;padding:0px 3px 0px 3px;vertical-align:bottom;">Polycarbonate</td> <td data-sheets-value='{"1":2,"2":"EW"}' style="overflow:hidden;padding:0px 3px 0px 3px;vertical-align:bottom;">EW</td> <td data-sheets-value='{"1":2,"2":"Heatstop Opal (T)"}' style="overflow:hidden;padding:0px 3px 0px 3px;vertical-align:bottom;">Heatstop Opal (T)</td> <td data-sheets-numberformat='{"1":2,"2":"0.00","3":1}' data-sheets-value='{"1":3,"3":1.19}' style="overflow:hidden;padding:0px 3px 0px 3px;vertical-align:bottom;text-align:center;">1.19</td> <td data-sheets-numberformat='{"1":2,"2":"0","3":1}' data-sheets-value='{"1":3,"3":20.09}' style="overflow:hidden;padding:0px 3px 0px 3px;vertical-align:bottom;text-align:center;">20</td> <td data-sheets-numberformat='{"1":2,"2":"0","3":1}' data-sheets-value='{"1":3,"3":38.940000000000005}' style="overflow:hidden;padding:0px 3px 0px 3px;vertical-align:bottom;text-align:center;">39</td> <td data-sheets-value='{"1":3,"3":24}' style="border-right:1px solid #000000;overflow:hidden;padding:0px 3px 0px 3px;vertical-align:bottom;text-align:center;">24</td> </tr> <tr style="height:20px;"> <td data-sheets-value='{"1":2,"2":"Heatstop PC"}' style="border-left:1px solid #000000;overflow:hidden;padding:0px 3px 0px 3px;vertical-align:bottom;">Heatstop PC</td> <td data-sheets-value='{"1":2,"2":"DW"}' style="overflow:hidden;padding:0px 3px 0px 3px;vertical-align:bottom;">DW</td> <td data-sheets-value='{"1":2,"2":"Clear (T/H)"}' style="overflow:hidden;padding:0px 3px 0px 3px;vertical-align:bottom;">Clear (T/H)</td> <td data-sheets-numberformat='{"1":2,"2":"0.00","3":1}' data-sheets-value='{"1":3,"3":0.98}' style="overflow:hidden;padding:0px 3px 0px 3px;vertical-align:bottom;text-align:center;">0.98</td> <td data-sheets-numberformat='{"1":2,"2":"0","3":1}' data-sheets-value='{"1":3,"3":18.04}' style="overflow:hidden;padding:0px 3px 0px 3px;vertical-align:bottom;text-align:center;">18</td> <td data-sheets-numberformat='{"1":2,"2":"0","3":1}' data-sheets-value='{"1":3,"3":33.660000000000004}' style="overflow:hidden;padding:0px 3px 0px 3px;vertical-align:bottom;text-align:center;">34</td> <td data-sheets-value='{"1":3,"3":26}' style="border-right:1px solid #000000;overflow:hidden;padding:0px 3px 0px 3px;vertical-align:bottom;text-align:center;">26</td> </tr> <tr style="height:20px;"> <td style="border-bottom:1px solid #000000;border-left:1px solid #000000;overflow:hidden;padding:0px 3px 0px 3px;vertical-align:bottom;"></td> <td style="border-bottom:1px solid #000000;overflow:hidden;padding:0px 3px 0px 3px;vertical-align:bottom;"></td> <td data-sheets-value='{"1":2,"2":"Opal (T/O)"}' style="border-bottom:1px solid #000000;overflow:hidden;padding:0px 3px 0px 3px;vertical-align:bottom;">Opal (T/O)</td> <td data-sheets-numberformat='{"1":2,"2":"0.00","3":1}' data-sheets-value='{"1":3,"3":0.98}' style="border-bottom:1px solid #000000;overflow:hidden;padding:0px 3px 0px 3px;vertical-align:bottom;text-align:center;">0.98</td> <td data-sheets-numberformat='{"1":2,"2":"0","3":1}' data-sheets-value='{"1":3,"3":16.81}' style="border-bottom:1px solid #000000;overflow:hidden;padding:0px 3px 0px 3px;vertical-align:bottom;text-align:center;">17</td> <td data-sheets-numberformat='{"1":2,"2":"0","3":1}' data-sheets-value='{"1":3,"3":29.700000000000003}' style="border-bottom:1px solid #000000;overflow:hidden;padding:0px 3px 0px 3px;vertical-align:bottom;text-align:center;">30</td> <td data-sheets-value='{"1":3,"3":26}' style="border-right:1px solid #000000;border-bottom:1px solid #000000;overflow:hidden;padding:0px 3px 0px 3px;vertical-align:bottom;text-align:center;">26</td> </tr> </tbody></table> | skylux-160-ce-met-koepel-en-pvc-opstand-16-00-met-lm-motor-en-pvc-raam-type-ep25-0700-x-1500-mm | 8586023469389 | 46872332501325
Smoke and heat exhaust (SHEV) | SHE system | Skylux | Skylux 160° CE with skylight and PVC curb 16/00 with LM-actuator and PVC frame type EP25 0750 x 1050 mm |  | 50265 | 5412970502654 | 3890.15 | Yes | 30-45 | 58.26 | 750 x 1050 mm | 1050 | 750 |  | PVC 16/00 (16 cm high & roof opening = daylight size) | Rectangular | 1.19 W/m²K - 0.98 W/m²K | 57% - 30% | 37% - 17% | 24dB - 26dB | 160° CE (for industry) | PVC frame EP25 | without spoiler | E | Single actuator | Maximum double-walled skylight possible for this product | Ut-value LT-value g-value Rw-value EN 1873 : 2014 EN ISO 13468 EN 16153 EN 410 EN 410 EN ISO 140-3 Material Walls Shells (W/m²K) (%) (%) (dB) Acrylic EW Clear (H) 1.19 37 57 24 PMMA Opal (O) 1.19 34 50 24 DW Clear (H/H) 0.98 33 50 26 Opal (O/O) 0.98 28 38 26 Polycarbonate EW Clear (A) 1.19 36 55 24 PC Opal (D) 1.19 24 40 24 DW Clear (A/H) 0.98 32 48 26 Clear (A/A) 0.98 32 46 26 Opal (A/O) 0.98 30 42 26 Opal (A/D) 0.98 21 33 26 Polycarbonate EW Heatstop Opal (T) 1.19 20 39 24 Heatstop PC DW Clear (T/H) 0.98 18 34 26 Opal (T/O) 0.98 17 30 26 | https://skylux.eu/en/products/skylux-160-ce-met-koepel-en-pvc-opstand-16-00-met-lm-motor-en-pvc-raam-type-ep25-0750-x-1050-mm | https://skylux.eu/cdn/shop/files/Skylux-160deg-CE-met-koepel-en-pvc-opstand-1600-met-LM-motor-en-pvc-raam-type-EP25-0750-x-1050-mm-RWA-systeem.jpg?v=1702979561&width=1600 | https://skylux.eu/cdn/shop/files/e5a82811-1bb0-48e4-a776-cacb59c7c092_965d9c5b-66f3-4da3-b670-2ba3e4b391bd.jpg?v=1688550928&width=1600 | //skylux.eu/cdn/shop/files/E_MH_Mounting_instructions_Skylux_160_CE_LM.pdf?v=12406716259046007223 | //skylux.eu/cdn/shop/files/E_TD_Technical_File_Skylux_Skylux_160_CE_Electric.pdf?v=3667116872303399239 | <style type="text/css" id="isPasted"><!--td {border: 1px solid #cccccc;}br {mso-data-placement:same-cell;}--></style><table border="1" cellpadding="0" cellspacing="0" dir="ltr" style="table-layout:fixed;font-size:10pt;font-family:Arial;border-collapse:collapse;border:none;"><tbody> <tr style="height:20px;"> <td style="overflow:hidden;padding:0px 3px 0px 3px;vertical-align:bottom;"></td> <td style="overflow:hidden;padding:0px 3px 0px 3px;vertical-align:bottom;"></td> <td style="overflow:hidden;padding:0px 3px 0px 3px;vertical-align:bottom;"></td> <td data-sheets-value='{"1":2,"2":"Ut-value"}' style="overflow:hidden;padding:0px 3px 0px 3px;vertical-align:bottom;font-weight:bold;text-align:center;">Ut-value</td> <td data-sheets-value='{"1":2,"2":"LT-value"}' style="overflow:hidden;padding:0px 3px 0px 3px;vertical-align:bottom;font-weight:bold;text-align:center;">LT-value</td> <td data-sheets-value='{"1":2,"2":"g-value"}' style="overflow:hidden;padding:0px 3px 0px 3px;vertical-align:bottom;font-weight:bold;text-align:center;">g-value</td> <td data-sheets-value='{"1":2,"2":"Rw-value "}' style="overflow:hidden;padding:0px 3px 0px 3px;vertical-align:bottom;font-weight:bold;text-align:center;">Rw-value </td> </tr> <tr style="height:20px;"> <td style="overflow:hidden;padding:0px 3px 0px 3px;vertical-align:bottom;"></td> <td style="overflow:hidden;padding:0px 3px 0px 3px;vertical-align:bottom;"></td> <td style="overflow:hidden;padding:0px 3px 0px 3px;vertical-align:bottom;"></td> <td data-sheets-numberformat='{"1":2,"2":"0.00","3":1}' data-sheets-value='{"1":2,"2":"EN 1873 : 2014"}' style="overflow:hidden;padding:0px 3px 0px 3px;vertical-align:bottom;text-align:center;">EN 1873 : 2014</td> <td data-sheets-numberformat='{"1":2,"2":"0","3":1}' data-sheets-value='{"1":2,"2":"EN ISO 13468 EN 16153 EN 410"}' style="overflow:hidden;padding:0px 3px 0px 3px;vertical-align:bottom;text-align:center;">EN ISO 13468 EN 16153 EN 410</td> <td data-sheets-numberformat='{"1":2,"2":"0","3":1}' data-sheets-value='{"1":2,"2":"EN 410"}' style="overflow:hidden;padding:0px 3px 0px 3px;vertical-align:bottom;text-align:center;">EN 410</td> <td data-sheets-value='{"1":2,"2":"EN ISO 140-3\t\t"}' style="overflow:hidden;padding:0px 3px 0px 3px;vertical-align:bottom;text-align:center;">EN ISO 140-3 </td> </tr> <tr style="height:20px;"> <td data-sheets-value='{"1":2,"2":"Material"}' style="border-bottom:1px solid #000000;overflow:hidden;padding:0px 3px 0px 3px;vertical-align:bottom;background-color:#000000;font-weight:bold;color:#ffffff;">Material</td> <td data-sheets-value='{"1":2,"2":"Walls"}' style="border-bottom:1px solid #000000;overflow:hidden;padding:0px 3px 0px 3px;vertical-align:bottom;background-color:#000000;font-weight:bold;color:#ffffff;">Walls</td> <td data-sheets-value='{"1":2,"2":"Shells"}' style="border-bottom:1px solid #000000;overflow:hidden;padding:0px 3px 0px 3px;vertical-align:bottom;background-color:#000000;font-weight:bold;color:#ffffff;">Shells</td> <td data-sheets-numberformat='{"1":2,"2":"0.00","3":1}' data-sheets-value='{"1":2,"2":"(W/m²K)\t"}' style="border-bottom:1px solid #000000;overflow:hidden;padding:0px 3px 0px 3px;vertical-align:bottom;background-color:#000000;font-weight:bold;color:#ffffff;text-align:center;">(W/m²K) </td> <td data-sheets-numberformat='{"1":2,"2":"0","3":1}' data-sheets-value='{"1":2,"2":"(%)"}' style="border-bottom:1px solid #000000;overflow:hidden;padding:0px 3px 0px 3px;vertical-align:bottom;background-color:#000000;font-weight:bold;color:#ffffff;text-align:center;">(%)</td> <td data-sheets-numberformat='{"1":2,"2":"0","3":1}' data-sheets-value='{"1":2,"2":"(%)"}' style="border-bottom:1px solid #000000;overflow:hidden;padding:0px 3px 0px 3px;vertical-align:bottom;background-color:#000000;font-weight:bold;color:#ffffff;text-align:center;">(%)</td> <td data-sheets-value='{"1":2,"2":"(dB)"}' style="border-bottom:1px solid #000000;overflow:hidden;padding:0px 3px 0px 3px;vertical-align:bottom;background-color:#000000;font-weight:bold;color:#ffffff;text-align:center;">(dB)</td> </tr> <tr style="height:20px;"> <td data-sheets-value='{"1":2,"2":"Acrylic"}' style="border-left:1px solid #000000;overflow:hidden;padding:0px 3px 0px 3px;vertical-align:bottom;">Acrylic</td> <td data-sheets-value='{"1":2,"2":"EW"}' style="overflow:hidden;padding:0px 3px 0px 3px;vertical-align:bottom;">EW</td> <td data-sheets-value='{"1":2,"2":"Clear (H)"}' style="overflow:hidden;padding:0px 3px 0px 3px;vertical-align:bottom;">Clear (H)</td> <td data-sheets-numberformat='{"1":2,"2":"0.00","3":1}' data-sheets-value='{"1":3,"3":1.19}' style="overflow:hidden;padding:0px 3px 0px 3px;vertical-align:bottom;text-align:center;">1.19</td> <td data-sheets-numberformat='{"1":2,"2":"0","3":1}' data-sheets-value='{"1":3,"3":36.9}' style="overflow:hidden;padding:0px 3px 0px 3px;vertical-align:bottom;text-align:center;">37</td> <td data-sheets-numberformat='{"1":2,"2":"0","3":1}' data-sheets-value='{"1":3,"3":57.42}' style="overflow:hidden;padding:0px 3px 0px 3px;vertical-align:bottom;text-align:center;">57</td> <td data-sheets-value='{"1":3,"3":24}' style="border-right:1px solid #000000;overflow:hidden;padding:0px 3px 0px 3px;vertical-align:bottom;text-align:center;">24</td> </tr> <tr style="height:20px;"> <td data-sheets-value='{"1":2,"2":"PMMA"}' style="border-left:1px solid #000000;overflow:hidden;padding:0px 3px 0px 3px;vertical-align:bottom;">PMMA</td> <td style="overflow:hidden;padding:0px 3px 0px 3px;vertical-align:bottom;"></td> <td data-sheets-value='{"1":2,"2":"Opal (O)"}' style="overflow:hidden;padding:0px 3px 0px 3px;vertical-align:bottom;">Opal (O)</td> <td data-sheets-numberformat='{"1":2,"2":"0.00","3":1}' data-sheets-value='{"1":3,"3":1.19}' style="overflow:hidden;padding:0px 3px 0px 3px;vertical-align:bottom;text-align:center;">1.19</td> <td data-sheets-numberformat='{"1":2,"2":"0","3":1}' data-sheets-value='{"1":3,"3":34.03}' style="overflow:hidden;padding:0px 3px 0px 3px;vertical-align:bottom;text-align:center;">34</td> <td data-sheets-numberformat='{"1":2,"2":"0","3":1}' data-sheets-value='{"1":3,"3":50.160000000000004}' style="overflow:hidden;padding:0px 3px 0px 3px;vertical-align:bottom;text-align:center;">50</td> <td data-sheets-value='{"1":3,"3":24}' style="border-right:1px solid #000000;overflow:hidden;padding:0px 3px 0px 3px;vertical-align:bottom;text-align:center;">24</td> </tr> <tr style="height:20px;"> <td style="border-left:1px solid #000000;overflow:hidden;padding:0px 3px 0px 3px;vertical-align:bottom;"></td> <td data-sheets-value='{"1":2,"2":"DW"}' style="overflow:hidden;padding:0px 3px 0px 3px;vertical-align:bottom;">DW</td> <td data-sheets-value='{"1":2,"2":"Clear (H/H)"}' style="overflow:hidden;padding:0px 3px 0px 3px;vertical-align:bottom;">Clear (H/H)</td> <td data-sheets-numberformat='{"1":2,"2":"0.00","3":1}' data-sheets-value='{"1":3,"3":0.98}' style="overflow:hidden;padding:0px 3px 0px 3px;vertical-align:bottom;text-align:center;">0.98</td> <td data-sheets-numberformat='{"1":2,"2":"0","3":1}' data-sheets-value='{"1":3,"3":33.21}' style="overflow:hidden;padding:0px 3px 0px 3px;vertical-align:bottom;text-align:center;">33</td> <td data-sheets-numberformat='{"1":2,"2":"0","3":1}' data-sheets-value='{"1":3,"3":49.5}' style="overflow:hidden;padding:0px 3px 0px 3px;vertical-align:bottom;text-align:center;">50</td> <td data-sheets-value='{"1":3,"3":26}' style="border-right:1px solid #000000;overflow:hidden;padding:0px 3px 0px 3px;vertical-align:bottom;text-align:center;">26</td> </tr> <tr style="height:20px;"> <td style="border-bottom:1px solid #000000;border-left:1px solid #000000;overflow:hidden;padding:0px 3px 0px 3px;vertical-align:bottom;"></td> <td style="border-bottom:1px solid #000000;overflow:hidden;padding:0px 3px 0px 3px;vertical-align:bottom;"></td> <td data-sheets-value='{"1":2,"2":"Opal (O/O)"}' style="border-bottom:1px solid #000000;overflow:hidden;padding:0px 3px 0px 3px;vertical-align:bottom;">Opal (O/O)</td> <td data-sheets-numberformat='{"1":2,"2":"0.00","3":1}' data-sheets-value='{"1":3,"3":0.98}' style="border-bottom:1px solid #000000;overflow:hidden;padding:0px 3px 0px 3px;vertical-align:bottom;text-align:center;">0.98</td> <td data-sheets-numberformat='{"1":2,"2":"0","3":1}' data-sheets-value='{"1":3,"3":28.29}' style="border-bottom:1px solid #000000;overflow:hidden;padding:0px 3px 0px 3px;vertical-align:bottom;text-align:center;">28</td> <td data-sheets-numberformat='{"1":2,"2":"0","3":1}' data-sheets-value='{"1":3,"3":38.28}' style="border-bottom:1px solid #000000;overflow:hidden;padding:0px 3px 0px 3px;vertical-align:bottom;text-align:center;">38</td> <td data-sheets-value='{"1":3,"3":26}' style="border-right:1px solid #000000;border-bottom:1px solid #000000;overflow:hidden;padding:0px 3px 0px 3px;vertical-align:bottom;text-align:center;">26</td> </tr> <tr style="height:20px;"> <td data-sheets-value='{"1":2,"2":"Polycarbonate "}' style="border-left:1px solid #000000;overflow:hidden;padding:0px 3px 0px 3px;vertical-align:bottom;">Polycarbonate </td> <td data-sheets-value='{"1":2,"2":"EW"}' style="overflow:hidden;padding:0px 3px 0px 3px;vertical-align:bottom;">EW</td> <td data-sheets-value='{"1":2,"2":"Clear (A)"}' style="overflow:hidden;padding:0px 3px 0px 3px;vertical-align:bottom;">Clear (A)</td> <td data-sheets-numberformat='{"1":2,"2":"0.00","3":1}' data-sheets-value='{"1":3,"3":1.19}' style="overflow:hidden;padding:0px 3px 0px 3px;vertical-align:bottom;text-align:center;">1.19</td> <td data-sheets-numberformat='{"1":2,"2":"0","3":1}' data-sheets-value='{"1":3,"3":36.08}' style="overflow:hidden;padding:0px 3px 0px 3px;vertical-align:bottom;text-align:center;">36</td> <td data-sheets-numberformat='{"1":2,"2":"0","3":1}' data-sheets-value='{"1":3,"3":54.78}' style="overflow:hidden;padding:0px 3px 0px 3px;vertical-align:bottom;text-align:center;">55</td> <td data-sheets-value='{"1":3,"3":24}' style="border-right:1px solid #000000;overflow:hidden;padding:0px 3px 0px 3px;vertical-align:bottom;text-align:center;">24</td> </tr> <tr style="height:20px;"> <td data-sheets-value='{"1":2,"2":"PC"}' style="border-left:1px solid #000000;overflow:hidden;padding:0px 3px 0px 3px;vertical-align:bottom;">PC</td> <td style="overflow:hidden;padding:0px 3px 0px 3px;vertical-align:bottom;"></td> <td data-sheets-value='{"1":2,"2":"Opal (D)"}' style="overflow:hidden;padding:0px 3px 0px 3px;vertical-align:bottom;">Opal (D)</td> <td data-sheets-numberformat='{"1":2,"2":"0.00","3":1}' data-sheets-value='{"1":3,"3":1.19}' style="overflow:hidden;padding:0px 3px 0px 3px;vertical-align:bottom;text-align:center;">1.19</td> <td data-sheets-numberformat='{"1":2,"2":"0","3":1}' data-sheets-value='{"1":3,"3":23.779999999999998}' style="overflow:hidden;padding:0px 3px 0px 3px;vertical-align:bottom;text-align:center;">24</td> <td data-sheets-numberformat='{"1":2,"2":"0","3":1}' data-sheets-value='{"1":3,"3":39.6}' style="overflow:hidden;padding:0px 3px 0px 3px;vertical-align:bottom;text-align:center;">40</td> <td data-sheets-value='{"1":3,"3":24}' style="border-right:1px solid #000000;overflow:hidden;padding:0px 3px 0px 3px;vertical-align:bottom;text-align:center;">24</td> </tr> <tr style="height:20px;"> <td style="border-left:1px solid #000000;overflow:hidden;padding:0px 3px 0px 3px;vertical-align:bottom;"></td> <td data-sheets-value='{"1":2,"2":"DW"}' style="overflow:hidden;padding:0px 3px 0px 3px;vertical-align:bottom;">DW</td> <td data-sheets-value='{"1":2,"2":"Clear (A/H)"}' style="overflow:hidden;padding:0px 3px 0px 3px;vertical-align:bottom;">Clear (A/H)</td> <td data-sheets-numberformat='{"1":2,"2":"0.00","3":1}' data-sheets-value='{"1":3,"3":0.98}' style="overflow:hidden;padding:0px 3px 0px 3px;vertical-align:bottom;text-align:center;">0.98</td> <td data-sheets-numberformat='{"1":2,"2":"0","3":1}' data-sheets-value='{"1":3,"3":32.39}' style="overflow:hidden;padding:0px 3px 0px 3px;vertical-align:bottom;text-align:center;">32</td> <td data-sheets-numberformat='{"1":2,"2":"0","3":1}' data-sheets-value='{"1":3,"3":47.52}' style="overflow:hidden;padding:0px 3px 0px 3px;vertical-align:bottom;text-align:center;">48</td> <td data-sheets-value='{"1":3,"3":26}' style="border-right:1px solid #000000;overflow:hidden;padding:0px 3px 0px 3px;vertical-align:bottom;text-align:center;">26</td> </tr> <tr style="height:20px;"> <td style="border-left:1px solid #000000;overflow:hidden;padding:0px 3px 0px 3px;vertical-align:bottom;"></td> <td style="overflow:hidden;padding:0px 3px 0px 3px;vertical-align:bottom;"></td> <td data-sheets-value='{"1":2,"2":"Clear (A/A)"}' style="overflow:hidden;padding:0px 3px 0px 3px;vertical-align:bottom;">Clear (A/A)</td> <td data-sheets-numberformat='{"1":2,"2":"0.00","3":1}' data-sheets-value='{"1":3,"3":0.98}' style="overflow:hidden;padding:0px 3px 0px 3px;vertical-align:bottom;text-align:center;">0.98</td> <td data-sheets-numberformat='{"1":2,"2":"0","3":1}' data-sheets-value='{"1":3,"3":31.569999999999997}' style="overflow:hidden;padding:0px 3px 0px 3px;vertical-align:bottom;text-align:center;">32</td> <td data-sheets-numberformat='{"1":2,"2":"0","3":1}' data-sheets-value='{"1":3,"3":45.54}' style="overflow:hidden;padding:0px 3px 0px 3px;vertical-align:bottom;text-align:center;">46</td> <td data-sheets-value='{"1":3,"3":26}' style="border-right:1px solid #000000;overflow:hidden;padding:0px 3px 0px 3px;vertical-align:bottom;text-align:center;">26</td> </tr> <tr style="height:20px;"> <td style="border-left:1px solid #000000;overflow:hidden;padding:0px 3px 0px 3px;vertical-align:bottom;"></td> <td style="overflow:hidden;padding:0px 3px 0px 3px;vertical-align:bottom;"></td> <td data-sheets-value='{"1":2,"2":"Opal (A/O)"}' style="overflow:hidden;padding:0px 3px 0px 3px;vertical-align:bottom;">Opal (A/O)</td> <td data-sheets-numberformat='{"1":2,"2":"0.00","3":1}' data-sheets-value='{"1":3,"3":0.98}' style="overflow:hidden;padding:0px 3px 0px 3px;vertical-align:bottom;text-align:center;">0.98</td> <td data-sheets-numberformat='{"1":2,"2":"0","3":1}' data-sheets-value='{"1":3,"3":29.93}' style="overflow:hidden;padding:0px 3px 0px 3px;vertical-align:bottom;text-align:center;">30</td> <td data-sheets-numberformat='{"1":2,"2":"0","3":1}' data-sheets-value='{"1":3,"3":41.580000000000005}' style="overflow:hidden;padding:0px 3px 0px 3px;vertical-align:bottom;text-align:center;">42</td> <td data-sheets-value='{"1":3,"3":26}' style="border-right:1px solid #000000;overflow:hidden;padding:0px 3px 0px 3px;vertical-align:bottom;text-align:center;">26</td> </tr> <tr style="height:20px;"> <td style="border-bottom:1px solid #000000;border-left:1px solid #000000;overflow:hidden;padding:0px 3px 0px 3px;vertical-align:bottom;"></td> <td style="border-bottom:1px solid #000000;overflow:hidden;padding:0px 3px 0px 3px;vertical-align:bottom;"></td> <td data-sheets-value='{"1":2,"2":"Opal (A/D)"}' style="border-bottom:1px solid #000000;overflow:hidden;padding:0px 3px 0px 3px;vertical-align:bottom;">Opal (A/D)</td> <td data-sheets-numberformat='{"1":2,"2":"0.00","3":1}' data-sheets-value='{"1":3,"3":0.98}' style="border-bottom:1px solid #000000;overflow:hidden;padding:0px 3px 0px 3px;vertical-align:bottom;text-align:center;">0.98</td> <td data-sheets-numberformat='{"1":2,"2":"0","3":1}' data-sheets-value='{"1":3,"3":20.91}' style="border-bottom:1px solid #000000;overflow:hidden;padding:0px 3px 0px 3px;vertical-align:bottom;text-align:center;">21</td> <td data-sheets-numberformat='{"1":2,"2":"0","3":1}' data-sheets-value='{"1":3,"3":33}' style="border-bottom:1px solid #000000;overflow:hidden;padding:0px 3px 0px 3px;vertical-align:bottom;text-align:center;">33</td> <td data-sheets-value='{"1":3,"3":26}' style="border-right:1px solid #000000;border-bottom:1px solid #000000;overflow:hidden;padding:0px 3px 0px 3px;vertical-align:bottom;text-align:center;">26</td> </tr> <tr style="height:20px;"> <td data-sheets-value='{"1":2,"2":"Polycarbonate"}' style="border-left:1px solid #000000;overflow:hidden;padding:0px 3px 0px 3px;vertical-align:bottom;">Polycarbonate</td> <td data-sheets-value='{"1":2,"2":"EW"}' style="overflow:hidden;padding:0px 3px 0px 3px;vertical-align:bottom;">EW</td> <td data-sheets-value='{"1":2,"2":"Heatstop Opal (T)"}' style="overflow:hidden;padding:0px 3px 0px 3px;vertical-align:bottom;">Heatstop Opal (T)</td> <td data-sheets-numberformat='{"1":2,"2":"0.00","3":1}' data-sheets-value='{"1":3,"3":1.19}' style="overflow:hidden;padding:0px 3px 0px 3px;vertical-align:bottom;text-align:center;">1.19</td> <td data-sheets-numberformat='{"1":2,"2":"0","3":1}' data-sheets-value='{"1":3,"3":20.09}' style="overflow:hidden;padding:0px 3px 0px 3px;vertical-align:bottom;text-align:center;">20</td> <td data-sheets-numberformat='{"1":2,"2":"0","3":1}' data-sheets-value='{"1":3,"3":38.940000000000005}' style="overflow:hidden;padding:0px 3px 0px 3px;vertical-align:bottom;text-align:center;">39</td> <td data-sheets-value='{"1":3,"3":24}' style="border-right:1px solid #000000;overflow:hidden;padding:0px 3px 0px 3px;vertical-align:bottom;text-align:center;">24</td> </tr> <tr style="height:20px;"> <td data-sheets-value='{"1":2,"2":"Heatstop PC"}' style="border-left:1px solid #000000;overflow:hidden;padding:0px 3px 0px 3px;vertical-align:bottom;">Heatstop PC</td> <td data-sheets-value='{"1":2,"2":"DW"}' style="overflow:hidden;padding:0px 3px 0px 3px;vertical-align:bottom;">DW</td> <td data-sheets-value='{"1":2,"2":"Clear (T/H)"}' style="overflow:hidden;padding:0px 3px 0px 3px;vertical-align:bottom;">Clear (T/H)</td> <td data-sheets-numberformat='{"1":2,"2":"0.00","3":1}' data-sheets-value='{"1":3,"3":0.98}' style="overflow:hidden;padding:0px 3px 0px 3px;vertical-align:bottom;text-align:center;">0.98</td> <td data-sheets-numberformat='{"1":2,"2":"0","3":1}' data-sheets-value='{"1":3,"3":18.04}' style="overflow:hidden;padding:0px 3px 0px 3px;vertical-align:bottom;text-align:center;">18</td> <td data-sheets-numberformat='{"1":2,"2":"0","3":1}' data-sheets-value='{"1":3,"3":33.660000000000004}' style="overflow:hidden;padding:0px 3px 0px 3px;vertical-align:bottom;text-align:center;">34</td> <td data-sheets-value='{"1":3,"3":26}' style="border-right:1px solid #000000;overflow:hidden;padding:0px 3px 0px 3px;vertical-align:bottom;text-align:center;">26</td> </tr> <tr style="height:20px;"> <td style="border-bottom:1px solid #000000;border-left:1px solid #000000;overflow:hidden;padding:0px 3px 0px 3px;vertical-align:bottom;"></td> <td style="border-bottom:1px solid #000000;overflow:hidden;padding:0px 3px 0px 3px;vertical-align:bottom;"></td> <td data-sheets-value='{"1":2,"2":"Opal (T/O)"}' style="border-bottom:1px solid #000000;overflow:hidden;padding:0px 3px 0px 3px;vertical-align:bottom;">Opal (T/O)</td> <td data-sheets-numberformat='{"1":2,"2":"0.00","3":1}' data-sheets-value='{"1":3,"3":0.98}' style="border-bottom:1px solid #000000;overflow:hidden;padding:0px 3px 0px 3px;vertical-align:bottom;text-align:center;">0.98</td> <td data-sheets-numberformat='{"1":2,"2":"0","3":1}' data-sheets-value='{"1":3,"3":16.81}' style="border-bottom:1px solid #000000;overflow:hidden;padding:0px 3px 0px 3px;vertical-align:bottom;text-align:center;">17</td> <td data-sheets-numberformat='{"1":2,"2":"0","3":1}' data-sheets-value='{"1":3,"3":29.700000000000003}' style="border-bottom:1px solid #000000;overflow:hidden;padding:0px 3px 0px 3px;vertical-align:bottom;text-align:center;">30</td> <td data-sheets-value='{"1":3,"3":26}' style="border-right:1px solid #000000;border-bottom:1px solid #000000;overflow:hidden;padding:0px 3px 0px 3px;vertical-align:bottom;text-align:center;">26</td> </tr> </tbody></table> | skylux-160-ce-met-koepel-en-pvc-opstand-16-00-met-lm-motor-en-pvc-raam-type-ep25-0750-x-1050-mm | 8586023502157 | 46872332566861
Smoke and heat exhaust (SHEV) | SHE system | Skylux | Skylux 160° CE with skylight and PVC curb 16/00 with LM-actuator and PVC frame type EP25 0750 x 1250 mm |  | 50266 | 5412970502661 | 3938.55 | Yes | 30-45 | 60.42 | 750 x 1250 mm | 1250 | 750 |  | PVC 16/00 (16 cm high & roof opening = daylight size) | Rectangular | 1.19 W/m²K - 0.98 W/m²K | 57% - 30% | 37% - 17% | 24dB - 26dB | 160° CE (for industry) | PVC frame EP25 | without spoiler | E | Single actuator | Maximum double-walled skylight possible for this product | Ut-value LT-value g-value Rw-value EN 1873 : 2014 EN ISO 13468 EN 16153 EN 410 EN 410 EN ISO 140-3 Material Walls Shells (W/m²K) (%) (%) (dB) Acrylic EW Clear (H) 1.19 37 57 24 PMMA Opal (O) 1.19 34 50 24 DW Clear (H/H) 0.98 33 50 26 Opal (O/O) 0.98 28 38 26 Polycarbonate EW Clear (A) 1.19 36 55 24 PC Opal (D) 1.19 24 40 24 DW Clear (A/H) 0.98 32 48 26 Clear (A/A) 0.98 32 46 26 Opal (A/O) 0.98 30 42 26 Opal (A/D) 0.98 21 33 26 Polycarbonate EW Heatstop Opal (T) 1.19 20 39 24 Heatstop PC DW Clear (T/H) 0.98 18 34 26 Opal (T/O) 0.98 17 30 26 | https://skylux.eu/en/products/skylux-160-ce-met-koepel-en-pvc-opstand-16-00-met-lm-motor-en-pvc-raam-type-ep25-0750-x-1250-mm | https://skylux.eu/cdn/shop/files/Skylux-160deg-CE-met-koepel-en-pvc-opstand-1600-met-LM-motor-en-pvc-raam-type-EP25-0750-x-1250-mm-RWA-systeem.jpg?v=1702979566&width=1600 | https://skylux.eu/cdn/shop/files/e5a82811-1bb0-48e4-a776-cacb59c7c092_d81d33df-3e00-4c24-844b-b7c1b5f2e77d.jpg?v=1688550929&width=1600 | //skylux.eu/cdn/shop/files/E_MH_Mounting_instructions_Skylux_160_CE_LM.pdf?v=12406716259046007223 | //skylux.eu/cdn/shop/files/E_TD_Technical_File_Skylux_Skylux_160_CE_Electric.pdf?v=3667116872303399239 | <style type="text/css" id="isPasted"><!--td {border: 1px solid #cccccc;}br {mso-data-placement:same-cell;}--></style><table border="1" cellpadding="0" cellspacing="0" dir="ltr" style="table-layout:fixed;font-size:10pt;font-family:Arial;border-collapse:collapse;border:none;"><tbody> <tr style="height:20px;"> <td style="overflow:hidden;padding:0px 3px 0px 3px;vertical-align:bottom;"></td> <td style="overflow:hidden;padding:0px 3px 0px 3px;vertical-align:bottom;"></td> <td style="overflow:hidden;padding:0px 3px 0px 3px;vertical-align:bottom;"></td> <td data-sheets-value='{"1":2,"2":"Ut-value"}' style="overflow:hidden;padding:0px 3px 0px 3px;vertical-align:bottom;font-weight:bold;text-align:center;">Ut-value</td> <td data-sheets-value='{"1":2,"2":"LT-value"}' style="overflow:hidden;padding:0px 3px 0px 3px;vertical-align:bottom;font-weight:bold;text-align:center;">LT-value</td> <td data-sheets-value='{"1":2,"2":"g-value"}' style="overflow:hidden;padding:0px 3px 0px 3px;vertical-align:bottom;font-weight:bold;text-align:center;">g-value</td> <td data-sheets-value='{"1":2,"2":"Rw-value "}' style="overflow:hidden;padding:0px 3px 0px 3px;vertical-align:bottom;font-weight:bold;text-align:center;">Rw-value </td> </tr> <tr style="height:20px;"> <td style="overflow:hidden;padding:0px 3px 0px 3px;vertical-align:bottom;"></td> <td style="overflow:hidden;padding:0px 3px 0px 3px;vertical-align:bottom;"></td> <td style="overflow:hidden;padding:0px 3px 0px 3px;vertical-align:bottom;"></td> <td data-sheets-numberformat='{"1":2,"2":"0.00","3":1}' data-sheets-value='{"1":2,"2":"EN 1873 : 2014"}' style="overflow:hidden;padding:0px 3px 0px 3px;vertical-align:bottom;text-align:center;">EN 1873 : 2014</td> <td data-sheets-numberformat='{"1":2,"2":"0","3":1}' data-sheets-value='{"1":2,"2":"EN ISO 13468 EN 16153 EN 410"}' style="overflow:hidden;padding:0px 3px 0px 3px;vertical-align:bottom;text-align:center;">EN ISO 13468 EN 16153 EN 410</td> <td data-sheets-numberformat='{"1":2,"2":"0","3":1}' data-sheets-value='{"1":2,"2":"EN 410"}' style="overflow:hidden;padding:0px 3px 0px 3px;vertical-align:bottom;text-align:center;">EN 410</td> <td data-sheets-value='{"1":2,"2":"EN ISO 140-3\t\t"}' style="overflow:hidden;padding:0px 3px 0px 3px;vertical-align:bottom;text-align:center;">EN ISO 140-3 </td> </tr> <tr style="height:20px;"> <td data-sheets-value='{"1":2,"2":"Material"}' style="border-bottom:1px solid #000000;overflow:hidden;padding:0px 3px 0px 3px;vertical-align:bottom;background-color:#000000;font-weight:bold;color:#ffffff;">Material</td> <td data-sheets-value='{"1":2,"2":"Walls"}' style="border-bottom:1px solid #000000;overflow:hidden;padding:0px 3px 0px 3px;vertical-align:bottom;background-color:#000000;font-weight:bold;color:#ffffff;">Walls</td> <td data-sheets-value='{"1":2,"2":"Shells"}' style="border-bottom:1px solid #000000;overflow:hidden;padding:0px 3px 0px 3px;vertical-align:bottom;background-color:#000000;font-weight:bold;color:#ffffff;">Shells</td> <td data-sheets-numberformat='{"1":2,"2":"0.00","3":1}' data-sheets-value='{"1":2,"2":"(W/m²K)\t"}' style="border-bottom:1px solid #000000;overflow:hidden;padding:0px 3px 0px 3px;vertical-align:bottom;background-color:#000000;font-weight:bold;color:#ffffff;text-align:center;">(W/m²K) </td> <td data-sheets-numberformat='{"1":2,"2":"0","3":1}' data-sheets-value='{"1":2,"2":"(%)"}' style="border-bottom:1px solid #000000;overflow:hidden;padding:0px 3px 0px 3px;vertical-align:bottom;background-color:#000000;font-weight:bold;color:#ffffff;text-align:center;">(%)</td> <td data-sheets-numberformat='{"1":2,"2":"0","3":1}' data-sheets-value='{"1":2,"2":"(%)"}' style="border-bottom:1px solid #000000;overflow:hidden;padding:0px 3px 0px 3px;vertical-align:bottom;background-color:#000000;font-weight:bold;color:#ffffff;text-align:center;">(%)</td> <td data-sheets-value='{"1":2,"2":"(dB)"}' style="border-bottom:1px solid #000000;overflow:hidden;padding:0px 3px 0px 3px;vertical-align:bottom;background-color:#000000;font-weight:bold;color:#ffffff;text-align:center;">(dB)</td> </tr> <tr style="height:20px;"> <td data-sheets-value='{"1":2,"2":"Acrylic"}' style="border-left:1px solid #000000;overflow:hidden;padding:0px 3px 0px 3px;vertical-align:bottom;">Acrylic</td> <td data-sheets-value='{"1":2,"2":"EW"}' style="overflow:hidden;padding:0px 3px 0px 3px;vertical-align:bottom;">EW</td> <td data-sheets-value='{"1":2,"2":"Clear (H)"}' style="overflow:hidden;padding:0px 3px 0px 3px;vertical-align:bottom;">Clear (H)</td> <td data-sheets-numberformat='{"1":2,"2":"0.00","3":1}' data-sheets-value='{"1":3,"3":1.19}' style="overflow:hidden;padding:0px 3px 0px 3px;vertical-align:bottom;text-align:center;">1.19</td> <td data-sheets-numberformat='{"1":2,"2":"0","3":1}' data-sheets-value='{"1":3,"3":36.9}' style="overflow:hidden;padding:0px 3px 0px 3px;vertical-align:bottom;text-align:center;">37</td> <td data-sheets-numberformat='{"1":2,"2":"0","3":1}' data-sheets-value='{"1":3,"3":57.42}' style="overflow:hidden;padding:0px 3px 0px 3px;vertical-align:bottom;text-align:center;">57</td> <td data-sheets-value='{"1":3,"3":24}' style="border-right:1px solid #000000;overflow:hidden;padding:0px 3px 0px 3px;vertical-align:bottom;text-align:center;">24</td> </tr> <tr style="height:20px;"> <td data-sheets-value='{"1":2,"2":"PMMA"}' style="border-left:1px solid #000000;overflow:hidden;padding:0px 3px 0px 3px;vertical-align:bottom;">PMMA</td> <td style="overflow:hidden;padding:0px 3px 0px 3px;vertical-align:bottom;"></td> <td data-sheets-value='{"1":2,"2":"Opal (O)"}' style="overflow:hidden;padding:0px 3px 0px 3px;vertical-align:bottom;">Opal (O)</td> <td data-sheets-numberformat='{"1":2,"2":"0.00","3":1}' data-sheets-value='{"1":3,"3":1.19}' style="overflow:hidden;padding:0px 3px 0px 3px;vertical-align:bottom;text-align:center;">1.19</td> <td data-sheets-numberformat='{"1":2,"2":"0","3":1}' data-sheets-value='{"1":3,"3":34.03}' style="overflow:hidden;padding:0px 3px 0px 3px;vertical-align:bottom;text-align:center;">34</td> <td data-sheets-numberformat='{"1":2,"2":"0","3":1}' data-sheets-value='{"1":3,"3":50.160000000000004}' style="overflow:hidden;padding:0px 3px 0px 3px;vertical-align:bottom;text-align:center;">50</td> <td data-sheets-value='{"1":3,"3":24}' style="border-right:1px solid #000000;overflow:hidden;padding:0px 3px 0px 3px;vertical-align:bottom;text-align:center;">24</td> </tr> <tr style="height:20px;"> <td style="border-left:1px solid #000000;overflow:hidden;padding:0px 3px 0px 3px;vertical-align:bottom;"></td> <td data-sheets-value='{"1":2,"2":"DW"}' style="overflow:hidden;padding:0px 3px 0px 3px;vertical-align:bottom;">DW</td> <td data-sheets-value='{"1":2,"2":"Clear (H/H)"}' style="overflow:hidden;padding:0px 3px 0px 3px;vertical-align:bottom;">Clear (H/H)</td> <td data-sheets-numberformat='{"1":2,"2":"0.00","3":1}' data-sheets-value='{"1":3,"3":0.98}' style="overflow:hidden;padding:0px 3px 0px 3px;vertical-align:bottom;text-align:center;">0.98</td> <td data-sheets-numberformat='{"1":2,"2":"0","3":1}' data-sheets-value='{"1":3,"3":33.21}' style="overflow:hidden;padding:0px 3px 0px 3px;vertical-align:bottom;text-align:center;">33</td> <td data-sheets-numberformat='{"1":2,"2":"0","3":1}' data-sheets-value='{"1":3,"3":49.5}' style="overflow:hidden;padding:0px 3px 0px 3px;vertical-align:bottom;text-align:center;">50</td> <td data-sheets-value='{"1":3,"3":26}' style="border-right:1px solid #000000;overflow:hidden;padding:0px 3px 0px 3px;vertical-align:bottom;text-align:center;">26</td> </tr> <tr style="height:20px;"> <td style="border-bottom:1px solid #000000;border-left:1px solid #000000;overflow:hidden;padding:0px 3px 0px 3px;vertical-align:bottom;"></td> <td style="border-bottom:1px solid #000000;overflow:hidden;padding:0px 3px 0px 3px;vertical-align:bottom;"></td> <td data-sheets-value='{"1":2,"2":"Opal (O/O)"}' style="border-bottom:1px solid #000000;overflow:hidden;padding:0px 3px 0px 3px;vertical-align:bottom;">Opal (O/O)</td> <td data-sheets-numberformat='{"1":2,"2":"0.00","3":1}' data-sheets-value='{"1":3,"3":0.98}' style="border-bottom:1px solid #000000;overflow:hidden;padding:0px 3px 0px 3px;vertical-align:bottom;text-align:center;">0.98</td> <td data-sheets-numberformat='{"1":2,"2":"0","3":1}' data-sheets-value='{"1":3,"3":28.29}' style="border-bottom:1px solid #000000;overflow:hidden;padding:0px 3px 0px 3px;vertical-align:bottom;text-align:center;">28</td> <td data-sheets-numberformat='{"1":2,"2":"0","3":1}' data-sheets-value='{"1":3,"3":38.28}' style="border-bottom:1px solid #000000;overflow:hidden;padding:0px 3px 0px 3px;vertical-align:bottom;text-align:center;">38</td> <td data-sheets-value='{"1":3,"3":26}' style="border-right:1px solid #000000;border-bottom:1px solid #000000;overflow:hidden;padding:0px 3px 0px 3px;vertical-align:bottom;text-align:center;">26</td> </tr> <tr style="height:20px;"> <td data-sheets-value='{"1":2,"2":"Polycarbonate "}' style="border-left:1px solid #000000;overflow:hidden;padding:0px 3px 0px 3px;vertical-align:bottom;">Polycarbonate </td> <td data-sheets-value='{"1":2,"2":"EW"}' style="overflow:hidden;padding:0px 3px 0px 3px;vertical-align:bottom;">EW</td> <td data-sheets-value='{"1":2,"2":"Clear (A)"}' style="overflow:hidden;padding:0px 3px 0px 3px;vertical-align:bottom;">Clear (A)</td> <td data-sheets-numberformat='{"1":2,"2":"0.00","3":1}' data-sheets-value='{"1":3,"3":1.19}' style="overflow:hidden;padding:0px 3px 0px 3px;vertical-align:bottom;text-align:center;">1.19</td> <td data-sheets-numberformat='{"1":2,"2":"0","3":1}' data-sheets-value='{"1":3,"3":36.08}' style="overflow:hidden;padding:0px 3px 0px 3px;vertical-align:bottom;text-align:center;">36</td> <td data-sheets-numberformat='{"1":2,"2":"0","3":1}' data-sheets-value='{"1":3,"3":54.78}' style="overflow:hidden;padding:0px 3px 0px 3px;vertical-align:bottom;text-align:center;">55</td> <td data-sheets-value='{"1":3,"3":24}' style="border-right:1px solid #000000;overflow:hidden;padding:0px 3px 0px 3px;vertical-align:bottom;text-align:center;">24</td> </tr> <tr style="height:20px;"> <td data-sheets-value='{"1":2,"2":"PC"}' style="border-left:1px solid #000000;overflow:hidden;padding:0px 3px 0px 3px;vertical-align:bottom;">PC</td> <td style="overflow:hidden;padding:0px 3px 0px 3px;vertical-align:bottom;"></td> <td data-sheets-value='{"1":2,"2":"Opal (D)"}' style="overflow:hidden;padding:0px 3px 0px 3px;vertical-align:bottom;">Opal (D)</td> <td data-sheets-numberformat='{"1":2,"2":"0.00","3":1}' data-sheets-value='{"1":3,"3":1.19}' style="overflow:hidden;padding:0px 3px 0px 3px;vertical-align:bottom;text-align:center;">1.19</td> <td data-sheets-numberformat='{"1":2,"2":"0","3":1}' data-sheets-value='{"1":3,"3":23.779999999999998}' style="overflow:hidden;padding:0px 3px 0px 3px;vertical-align:bottom;text-align:center;">24</td> <td data-sheets-numberformat='{"1":2,"2":"0","3":1}' data-sheets-value='{"1":3,"3":39.6}' style="overflow:hidden;padding:0px 3px 0px 3px;vertical-align:bottom;text-align:center;">40</td> <td data-sheets-value='{"1":3,"3":24}' style="border-right:1px solid #000000;overflow:hidden;padding:0px 3px 0px 3px;vertical-align:bottom;text-align:center;">24</td> </tr> <tr style="height:20px;"> <td style="border-left:1px solid #000000;overflow:hidden;padding:0px 3px 0px 3px;vertical-align:bottom;"></td> <td data-sheets-value='{"1":2,"2":"DW"}' style="overflow:hidden;padding:0px 3px 0px 3px;vertical-align:bottom;">DW</td> <td data-sheets-value='{"1":2,"2":"Clear (A/H)"}' style="overflow:hidden;padding:0px 3px 0px 3px;vertical-align:bottom;">Clear (A/H)</td> <td data-sheets-numberformat='{"1":2,"2":"0.00","3":1}' data-sheets-value='{"1":3,"3":0.98}' style="overflow:hidden;padding:0px 3px 0px 3px;vertical-align:bottom;text-align:center;">0.98</td> <td data-sheets-numberformat='{"1":2,"2":"0","3":1}' data-sheets-value='{"1":3,"3":32.39}' style="overflow:hidden;padding:0px 3px 0px 3px;vertical-align:bottom;text-align:center;">32</td> <td data-sheets-numberformat='{"1":2,"2":"0","3":1}' data-sheets-value='{"1":3,"3":47.52}' style="overflow:hidden;padding:0px 3px 0px 3px;vertical-align:bottom;text-align:center;">48</td> <td data-sheets-value='{"1":3,"3":26}' style="border-right:1px solid #000000;overflow:hidden;padding:0px 3px 0px 3px;vertical-align:bottom;text-align:center;">26</td> </tr> <tr style="height:20px;"> <td style="border-left:1px solid #000000;overflow:hidden;padding:0px 3px 0px 3px;vertical-align:bottom;"></td> <td style="overflow:hidden;padding:0px 3px 0px 3px;vertical-align:bottom;"></td> <td data-sheets-value='{"1":2,"2":"Clear (A/A)"}' style="overflow:hidden;padding:0px 3px 0px 3px;vertical-align:bottom;">Clear (A/A)</td> <td data-sheets-numberformat='{"1":2,"2":"0.00","3":1}' data-sheets-value='{"1":3,"3":0.98}' style="overflow:hidden;padding:0px 3px 0px 3px;vertical-align:bottom;text-align:center;">0.98</td> <td data-sheets-numberformat='{"1":2,"2":"0","3":1}' data-sheets-value='{"1":3,"3":31.569999999999997}' style="overflow:hidden;padding:0px 3px 0px 3px;vertical-align:bottom;text-align:center;">32</td> <td data-sheets-numberformat='{"1":2,"2":"0","3":1}' data-sheets-value='{"1":3,"3":45.54}' style="overflow:hidden;padding:0px 3px 0px 3px;vertical-align:bottom;text-align:center;">46</td> <td data-sheets-value='{"1":3,"3":26}' style="border-right:1px solid #000000;overflow:hidden;padding:0px 3px 0px 3px;vertical-align:bottom;text-align:center;">26</td> </tr> <tr style="height:20px;"> <td style="border-left:1px solid #000000;overflow:hidden;padding:0px 3px 0px 3px;vertical-align:bottom;"></td> <td style="overflow:hidden;padding:0px 3px 0px 3px;vertical-align:bottom;"></td> <td data-sheets-value='{"1":2,"2":"Opal (A/O)"}' style="overflow:hidden;padding:0px 3px 0px 3px;vertical-align:bottom;">Opal (A/O)</td> <td data-sheets-numberformat='{"1":2,"2":"0.00","3":1}' data-sheets-value='{"1":3,"3":0.98}' style="overflow:hidden;padding:0px 3px 0px 3px;vertical-align:bottom;text-align:center;">0.98</td> <td data-sheets-numberformat='{"1":2,"2":"0","3":1}' data-sheets-value='{"1":3,"3":29.93}' style="overflow:hidden;padding:0px 3px 0px 3px;vertical-align:bottom;text-align:center;">30</td> <td data-sheets-numberformat='{"1":2,"2":"0","3":1}' data-sheets-value='{"1":3,"3":41.580000000000005}' style="overflow:hidden;padding:0px 3px 0px 3px;vertical-align:bottom;text-align:center;">42</td> <td data-sheets-value='{"1":3,"3":26}' style="border-right:1px solid #000000;overflow:hidden;padding:0px 3px 0px 3px;vertical-align:bottom;text-align:center;">26</td> </tr> <tr style="height:20px;"> <td style="border-bottom:1px solid #000000;border-left:1px solid #000000;overflow:hidden;padding:0px 3px 0px 3px;vertical-align:bottom;"></td> <td style="border-bottom:1px solid #000000;overflow:hidden;padding:0px 3px 0px 3px;vertical-align:bottom;"></td> <td data-sheets-value='{"1":2,"2":"Opal (A/D)"}' style="border-bottom:1px solid #000000;overflow:hidden;padding:0px 3px 0px 3px;vertical-align:bottom;">Opal (A/D)</td> <td data-sheets-numberformat='{"1":2,"2":"0.00","3":1}' data-sheets-value='{"1":3,"3":0.98}' style="border-bottom:1px solid #000000;overflow:hidden;padding:0px 3px 0px 3px;vertical-align:bottom;text-align:center;">0.98</td> <td data-sheets-numberformat='{"1":2,"2":"0","3":1}' data-sheets-value='{"1":3,"3":20.91}' style="border-bottom:1px solid #000000;overflow:hidden;padding:0px 3px 0px 3px;vertical-align:bottom;text-align:center;">21</td> <td data-sheets-numberformat='{"1":2,"2":"0","3":1}' data-sheets-value='{"1":3,"3":33}' style="border-bottom:1px solid #000000;overflow:hidden;padding:0px 3px 0px 3px;vertical-align:bottom;text-align:center;">33</td> <td data-sheets-value='{"1":3,"3":26}' style="border-right:1px solid #000000;border-bottom:1px solid #000000;overflow:hidden;padding:0px 3px 0px 3px;vertical-align:bottom;text-align:center;">26</td> </tr> <tr style="height:20px;"> <td data-sheets-value='{"1":2,"2":"Polycarbonate"}' style="border-left:1px solid #000000;overflow:hidden;padding:0px 3px 0px 3px;vertical-align:bottom;">Polycarbonate</td> <td data-sheets-value='{"1":2,"2":"EW"}' style="overflow:hidden;padding:0px 3px 0px 3px;vertical-align:bottom;">EW</td> <td data-sheets-value='{"1":2,"2":"Heatstop Opal (T)"}' style="overflow:hidden;padding:0px 3px 0px 3px;vertical-align:bottom;">Heatstop Opal (T)</td> <td data-sheets-numberformat='{"1":2,"2":"0.00","3":1}' data-sheets-value='{"1":3,"3":1.19}' style="overflow:hidden;padding:0px 3px 0px 3px;vertical-align:bottom;text-align:center;">1.19</td> <td data-sheets-numberformat='{"1":2,"2":"0","3":1}' data-sheets-value='{"1":3,"3":20.09}' style="overflow:hidden;padding:0px 3px 0px 3px;vertical-align:bottom;text-align:center;">20</td> <td data-sheets-numberformat='{"1":2,"2":"0","3":1}' data-sheets-value='{"1":3,"3":38.940000000000005}' style="overflow:hidden;padding:0px 3px 0px 3px;vertical-align:bottom;text-align:center;">39</td> <td data-sheets-value='{"1":3,"3":24}' style="border-right:1px solid #000000;overflow:hidden;padding:0px 3px 0px 3px;vertical-align:bottom;text-align:center;">24</td> </tr> <tr style="height:20px;"> <td data-sheets-value='{"1":2,"2":"Heatstop PC"}' style="border-left:1px solid #000000;overflow:hidden;padding:0px 3px 0px 3px;vertical-align:bottom;">Heatstop PC</td> <td data-sheets-value='{"1":2,"2":"DW"}' style="overflow:hidden;padding:0px 3px 0px 3px;vertical-align:bottom;">DW</td> <td data-sheets-value='{"1":2,"2":"Clear (T/H)"}' style="overflow:hidden;padding:0px 3px 0px 3px;vertical-align:bottom;">Clear (T/H)</td> <td data-sheets-numberformat='{"1":2,"2":"0.00","3":1}' data-sheets-value='{"1":3,"3":0.98}' style="overflow:hidden;padding:0px 3px 0px 3px;vertical-align:bottom;text-align:center;">0.98</td> <td data-sheets-numberformat='{"1":2,"2":"0","3":1}' data-sheets-value='{"1":3,"3":18.04}' style="overflow:hidden;padding:0px 3px 0px 3px;vertical-align:bottom;text-align:center;">18</td> <td data-sheets-numberformat='{"1":2,"2":"0","3":1}' data-sheets-value='{"1":3,"3":33.660000000000004}' style="overflow:hidden;padding:0px 3px 0px 3px;vertical-align:bottom;text-align:center;">34</td> <td data-sheets-value='{"1":3,"3":26}' style="border-right:1px solid #000000;overflow:hidden;padding:0px 3px 0px 3px;vertical-align:bottom;text-align:center;">26</td> </tr> <tr style="height:20px;"> <td style="border-bottom:1px solid #000000;border-left:1px solid #000000;overflow:hidden;padding:0px 3px 0px 3px;vertical-align:bottom;"></td> <td style="border-bottom:1px solid #000000;overflow:hidden;padding:0px 3px 0px 3px;vertical-align:bottom;"></td> <td data-sheets-value='{"1":2,"2":"Opal (T/O)"}' style="border-bottom:1px solid #000000;overflow:hidden;padding:0px 3px 0px 3px;vertical-align:bottom;">Opal (T/O)</td> <td data-sheets-numberformat='{"1":2,"2":"0.00","3":1}' data-sheets-value='{"1":3,"3":0.98}' style="border-bottom:1px solid #000000;overflow:hidden;padding:0px 3px 0px 3px;vertical-align:bottom;text-align:center;">0.98</td> <td data-sheets-numberformat='{"1":2,"2":"0","3":1}' data-sheets-value='{"1":3,"3":16.81}' style="border-bottom:1px solid #000000;overflow:hidden;padding:0px 3px 0px 3px;vertical-align:bottom;text-align:center;">17</td> <td data-sheets-numberformat='{"1":2,"2":"0","3":1}' data-sheets-value='{"1":3,"3":29.700000000000003}' style="border-bottom:1px solid #000000;overflow:hidden;padding:0px 3px 0px 3px;vertical-align:bottom;text-align:center;">30</td> <td data-sheets-value='{"1":3,"3":26}' style="border-right:1px solid #000000;border-bottom:1px solid #000000;overflow:hidden;padding:0px 3px 0px 3px;vertical-align:bottom;text-align:center;">26</td> </tr> </tbody></table> | skylux-160-ce-met-koepel-en-pvc-opstand-16-00-met-lm-motor-en-pvc-raam-type-ep25-0750-x-1250-mm | 8586023534925 | 46872332599629
Smoke and heat exhaust (SHEV) | SHE system | Skylux | Skylux 160° CE with skylight and PVC curb 16/00 with LM-actuator and PVC frame type EP25 0800 x 1100 mm |  | 50267 | 5412970502678 | 3890.15 | Yes | 30-45 | 59.67 | 800 x 1100 mm | 1100 | 800 |  | PVC 16/00 (16 cm high & roof opening = daylight size) | Rectangular | 1.19 W/m²K - 0.98 W/m²K | 57% - 30% | 37% - 17% | 24dB - 26dB | 160° CE (for industry) | PVC frame EP25 | without spoiler | E | Single actuator | Maximum double-walled skylight possible for this product | Ut-value LT-value g-value Rw-value EN 1873 : 2014 EN ISO 13468 EN 16153 EN 410 EN 410 EN ISO 140-3 Material Walls Shells (W/m²K) (%) (%) (dB) Acrylic EW Clear (H) 1.19 37 57 24 PMMA Opal (O) 1.19 34 50 24 DW Clear (H/H) 0.98 33 50 26 Opal (O/O) 0.98 28 38 26 Polycarbonate EW Clear (A) 1.19 36 55 24 PC Opal (D) 1.19 24 40 24 DW Clear (A/H) 0.98 32 48 26 Clear (A/A) 0.98 32 46 26 Opal (A/O) 0.98 30 42 26 Opal (A/D) 0.98 21 33 26 Polycarbonate EW Heatstop Opal (T) 1.19 20 39 24 Heatstop PC DW Clear (T/H) 0.98 18 34 26 Opal (T/O) 0.98 17 30 26 | https://skylux.eu/en/products/skylux-160-ce-met-koepel-en-pvc-opstand-16-00-met-lm-motor-en-pvc-raam-type-ep25-0800-x-1100-mm | https://skylux.eu/cdn/shop/files/Skylux-160deg-CE-met-koepel-en-pvc-opstand-1600-met-LM-motor-en-pvc-raam-type-EP25-0800-x-1100-mm-RWA-systeem.jpg?v=1702979571&width=1600 | https://skylux.eu/cdn/shop/files/e5a82811-1bb0-48e4-a776-cacb59c7c092_77b0d323-8519-4451-ae2c-4a2b5ab091af.jpg?v=1688550930&width=1600 | //skylux.eu/cdn/shop/files/E_MH_Mounting_instructions_Skylux_160_CE_LM.pdf?v=12406716259046007223 | //skylux.eu/cdn/shop/files/E_TD_Technical_File_Skylux_Skylux_160_CE_Electric.pdf?v=3667116872303399239 | <style type="text/css" id="isPasted"><!--td {border: 1px solid #cccccc;}br {mso-data-placement:same-cell;}--></style><table border="1" cellpadding="0" cellspacing="0" dir="ltr" style="table-layout:fixed;font-size:10pt;font-family:Arial;border-collapse:collapse;border:none;"><tbody> <tr style="height:20px;"> <td style="overflow:hidden;padding:0px 3px 0px 3px;vertical-align:bottom;"></td> <td style="overflow:hidden;padding:0px 3px 0px 3px;vertical-align:bottom;"></td> <td style="overflow:hidden;padding:0px 3px 0px 3px;vertical-align:bottom;"></td> <td data-sheets-value='{"1":2,"2":"Ut-value"}' style="overflow:hidden;padding:0px 3px 0px 3px;vertical-align:bottom;font-weight:bold;text-align:center;">Ut-value</td> <td data-sheets-value='{"1":2,"2":"LT-value"}' style="overflow:hidden;padding:0px 3px 0px 3px;vertical-align:bottom;font-weight:bold;text-align:center;">LT-value</td> <td data-sheets-value='{"1":2,"2":"g-value"}' style="overflow:hidden;padding:0px 3px 0px 3px;vertical-align:bottom;font-weight:bold;text-align:center;">g-value</td> <td data-sheets-value='{"1":2,"2":"Rw-value "}' style="overflow:hidden;padding:0px 3px 0px 3px;vertical-align:bottom;font-weight:bold;text-align:center;">Rw-value </td> </tr> <tr style="height:20px;"> <td style="overflow:hidden;padding:0px 3px 0px 3px;vertical-align:bottom;"></td> <td style="overflow:hidden;padding:0px 3px 0px 3px;vertical-align:bottom;"></td> <td style="overflow:hidden;padding:0px 3px 0px 3px;vertical-align:bottom;"></td> <td data-sheets-numberformat='{"1":2,"2":"0.00","3":1}' data-sheets-value='{"1":2,"2":"EN 1873 : 2014"}' style="overflow:hidden;padding:0px 3px 0px 3px;vertical-align:bottom;text-align:center;">EN 1873 : 2014</td> <td data-sheets-numberformat='{"1":2,"2":"0","3":1}' data-sheets-value='{"1":2,"2":"EN ISO 13468 EN 16153 EN 410"}' style="overflow:hidden;padding:0px 3px 0px 3px;vertical-align:bottom;text-align:center;">EN ISO 13468 EN 16153 EN 410</td> <td data-sheets-numberformat='{"1":2,"2":"0","3":1}' data-sheets-value='{"1":2,"2":"EN 410"}' style="overflow:hidden;padding:0px 3px 0px 3px;vertical-align:bottom;text-align:center;">EN 410</td> <td data-sheets-value='{"1":2,"2":"EN ISO 140-3\t\t"}' style="overflow:hidden;padding:0px 3px 0px 3px;vertical-align:bottom;text-align:center;">EN ISO 140-3 </td> </tr> <tr style="height:20px;"> <td data-sheets-value='{"1":2,"2":"Material"}' style="border-bottom:1px solid #000000;overflow:hidden;padding:0px 3px 0px 3px;vertical-align:bottom;background-color:#000000;font-weight:bold;color:#ffffff;">Material</td> <td data-sheets-value='{"1":2,"2":"Walls"}' style="border-bottom:1px solid #000000;overflow:hidden;padding:0px 3px 0px 3px;vertical-align:bottom;background-color:#000000;font-weight:bold;color:#ffffff;">Walls</td> <td data-sheets-value='{"1":2,"2":"Shells"}' style="border-bottom:1px solid #000000;overflow:hidden;padding:0px 3px 0px 3px;vertical-align:bottom;background-color:#000000;font-weight:bold;color:#ffffff;">Shells</td> <td data-sheets-numberformat='{"1":2,"2":"0.00","3":1}' data-sheets-value='{"1":2,"2":"(W/m²K)\t"}' style="border-bottom:1px solid #000000;overflow:hidden;padding:0px 3px 0px 3px;vertical-align:bottom;background-color:#000000;font-weight:bold;color:#ffffff;text-align:center;">(W/m²K) </td> <td data-sheets-numberformat='{"1":2,"2":"0","3":1}' data-sheets-value='{"1":2,"2":"(%)"}' style="border-bottom:1px solid #000000;overflow:hidden;padding:0px 3px 0px 3px;vertical-align:bottom;background-color:#000000;font-weight:bold;color:#ffffff;text-align:center;">(%)</td> <td data-sheets-numberformat='{"1":2,"2":"0","3":1}' data-sheets-value='{"1":2,"2":"(%)"}' style="border-bottom:1px solid #000000;overflow:hidden;padding:0px 3px 0px 3px;vertical-align:bottom;background-color:#000000;font-weight:bold;color:#ffffff;text-align:center;">(%)</td> <td data-sheets-value='{"1":2,"2":"(dB)"}' style="border-bottom:1px solid #000000;overflow:hidden;padding:0px 3px 0px 3px;vertical-align:bottom;background-color:#000000;font-weight:bold;color:#ffffff;text-align:center;">(dB)</td> </tr> <tr style="height:20px;"> <td data-sheets-value='{"1":2,"2":"Acrylic"}' style="border-left:1px solid #000000;overflow:hidden;padding:0px 3px 0px 3px;vertical-align:bottom;">Acrylic</td> <td data-sheets-value='{"1":2,"2":"EW"}' style="overflow:hidden;padding:0px 3px 0px 3px;vertical-align:bottom;">EW</td> <td data-sheets-value='{"1":2,"2":"Clear (H)"}' style="overflow:hidden;padding:0px 3px 0px 3px;vertical-align:bottom;">Clear (H)</td> <td data-sheets-numberformat='{"1":2,"2":"0.00","3":1}' data-sheets-value='{"1":3,"3":1.19}' style="overflow:hidden;padding:0px 3px 0px 3px;vertical-align:bottom;text-align:center;">1.19</td> <td data-sheets-numberformat='{"1":2,"2":"0","3":1}' data-sheets-value='{"1":3,"3":36.9}' style="overflow:hidden;padding:0px 3px 0px 3px;vertical-align:bottom;text-align:center;">37</td> <td data-sheets-numberformat='{"1":2,"2":"0","3":1}' data-sheets-value='{"1":3,"3":57.42}' style="overflow:hidden;padding:0px 3px 0px 3px;vertical-align:bottom;text-align:center;">57</td> <td data-sheets-value='{"1":3,"3":24}' style="border-right:1px solid #000000;overflow:hidden;padding:0px 3px 0px 3px;vertical-align:bottom;text-align:center;">24</td> </tr> <tr style="height:20px;"> <td data-sheets-value='{"1":2,"2":"PMMA"}' style="border-left:1px solid #000000;overflow:hidden;padding:0px 3px 0px 3px;vertical-align:bottom;">PMMA</td> <td style="overflow:hidden;padding:0px 3px 0px 3px;vertical-align:bottom;"></td> <td data-sheets-value='{"1":2,"2":"Opal (O)"}' style="overflow:hidden;padding:0px 3px 0px 3px;vertical-align:bottom;">Opal (O)</td> <td data-sheets-numberformat='{"1":2,"2":"0.00","3":1}' data-sheets-value='{"1":3,"3":1.19}' style="overflow:hidden;padding:0px 3px 0px 3px;vertical-align:bottom;text-align:center;">1.19</td> <td data-sheets-numberformat='{"1":2,"2":"0","3":1}' data-sheets-value='{"1":3,"3":34.03}' style="overflow:hidden;padding:0px 3px 0px 3px;vertical-align:bottom;text-align:center;">34</td> <td data-sheets-numberformat='{"1":2,"2":"0","3":1}' data-sheets-value='{"1":3,"3":50.160000000000004}' style="overflow:hidden;padding:0px 3px 0px 3px;vertical-align:bottom;text-align:center;">50</td> <td data-sheets-value='{"1":3,"3":24}' style="border-right:1px solid #000000;overflow:hidden;padding:0px 3px 0px 3px;vertical-align:bottom;text-align:center;">24</td> </tr> <tr style="height:20px;"> <td style="border-left:1px solid #000000;overflow:hidden;padding:0px 3px 0px 3px;vertical-align:bottom;"></td> <td data-sheets-value='{"1":2,"2":"DW"}' style="overflow:hidden;padding:0px 3px 0px 3px;vertical-align:bottom;">DW</td> <td data-sheets-value='{"1":2,"2":"Clear (H/H)"}' style="overflow:hidden;padding:0px 3px 0px 3px;vertical-align:bottom;">Clear (H/H)</td> <td data-sheets-numberformat='{"1":2,"2":"0.00","3":1}' data-sheets-value='{"1":3,"3":0.98}' style="overflow:hidden;padding:0px 3px 0px 3px;vertical-align:bottom;text-align:center;">0.98</td> <td data-sheets-numberformat='{"1":2,"2":"0","3":1}' data-sheets-value='{"1":3,"3":33.21}' style="overflow:hidden;padding:0px 3px 0px 3px;vertical-align:bottom;text-align:center;">33</td> <td data-sheets-numberformat='{"1":2,"2":"0","3":1}' data-sheets-value='{"1":3,"3":49.5}' style="overflow:hidden;padding:0px 3px 0px 3px;vertical-align:bottom;text-align:center;">50</td> <td data-sheets-value='{"1":3,"3":26}' style="border-right:1px solid #000000;overflow:hidden;padding:0px 3px 0px 3px;vertical-align:bottom;text-align:center;">26</td> </tr> <tr style="height:20px;"> <td style="border-bottom:1px solid #000000;border-left:1px solid #000000;overflow:hidden;padding:0px 3px 0px 3px;vertical-align:bottom;"></td> <td style="border-bottom:1px solid #000000;overflow:hidden;padding:0px 3px 0px 3px;vertical-align:bottom;"></td> <td data-sheets-value='{"1":2,"2":"Opal (O/O)"}' style="border-bottom:1px solid #000000;overflow:hidden;padding:0px 3px 0px 3px;vertical-align:bottom;">Opal (O/O)</td> <td data-sheets-numberformat='{"1":2,"2":"0.00","3":1}' data-sheets-value='{"1":3,"3":0.98}' style="border-bottom:1px solid #000000;overflow:hidden;padding:0px 3px 0px 3px;vertical-align:bottom;text-align:center;">0.98</td> <td data-sheets-numberformat='{"1":2,"2":"0","3":1}' data-sheets-value='{"1":3,"3":28.29}' style="border-bottom:1px solid #000000;overflow:hidden;padding:0px 3px 0px 3px;vertical-align:bottom;text-align:center;">28</td> <td data-sheets-numberformat='{"1":2,"2":"0","3":1}' data-sheets-value='{"1":3,"3":38.28}' style="border-bottom:1px solid #000000;overflow:hidden;padding:0px 3px 0px 3px;vertical-align:bottom;text-align:center;">38</td> <td data-sheets-value='{"1":3,"3":26}' style="border-right:1px solid #000000;border-bottom:1px solid #000000;overflow:hidden;padding:0px 3px 0px 3px;vertical-align:bottom;text-align:center;">26</td> </tr> <tr style="height:20px;"> <td data-sheets-value='{"1":2,"2":"Polycarbonate "}' style="border-left:1px solid #000000;overflow:hidden;padding:0px 3px 0px 3px;vertical-align:bottom;">Polycarbonate </td> <td data-sheets-value='{"1":2,"2":"EW"}' style="overflow:hidden;padding:0px 3px 0px 3px;vertical-align:bottom;">EW</td> <td data-sheets-value='{"1":2,"2":"Clear (A)"}' style="overflow:hidden;padding:0px 3px 0px 3px;vertical-align:bottom;">Clear (A)</td> <td data-sheets-numberformat='{"1":2,"2":"0.00","3":1}' data-sheets-value='{"1":3,"3":1.19}' style="overflow:hidden;padding:0px 3px 0px 3px;vertical-align:bottom;text-align:center;">1.19</td> <td data-sheets-numberformat='{"1":2,"2":"0","3":1}' data-sheets-value='{"1":3,"3":36.08}' style="overflow:hidden;padding:0px 3px 0px 3px;vertical-align:bottom;text-align:center;">36</td> <td data-sheets-numberformat='{"1":2,"2":"0","3":1}' data-sheets-value='{"1":3,"3":54.78}' style="overflow:hidden;padding:0px 3px 0px 3px;vertical-align:bottom;text-align:center;">55</td> <td data-sheets-value='{"1":3,"3":24}' style="border-right:1px solid #000000;overflow:hidden;padding:0px 3px 0px 3px;vertical-align:bottom;text-align:center;">24</td> </tr> <tr style="height:20px;"> <td data-sheets-value='{"1":2,"2":"PC"}' style="border-left:1px solid #000000;overflow:hidden;padding:0px 3px 0px 3px;vertical-align:bottom;">PC</td> <td style="overflow:hidden;padding:0px 3px 0px 3px;vertical-align:bottom;"></td> <td data-sheets-value='{"1":2,"2":"Opal (D)"}' style="overflow:hidden;padding:0px 3px 0px 3px;vertical-align:bottom;">Opal (D)</td> <td data-sheets-numberformat='{"1":2,"2":"0.00","3":1}' data-sheets-value='{"1":3,"3":1.19}' style="overflow:hidden;padding:0px 3px 0px 3px;vertical-align:bottom;text-align:center;">1.19</td> <td data-sheets-numberformat='{"1":2,"2":"0","3":1}' data-sheets-value='{"1":3,"3":23.779999999999998}' style="overflow:hidden;padding:0px 3px 0px 3px;vertical-align:bottom;text-align:center;">24</td> <td data-sheets-numberformat='{"1":2,"2":"0","3":1}' data-sheets-value='{"1":3,"3":39.6}' style="overflow:hidden;padding:0px 3px 0px 3px;vertical-align:bottom;text-align:center;">40</td> <td data-sheets-value='{"1":3,"3":24}' style="border-right:1px solid #000000;overflow:hidden;padding:0px 3px 0px 3px;vertical-align:bottom;text-align:center;">24</td> </tr> <tr style="height:20px;"> <td style="border-left:1px solid #000000;overflow:hidden;padding:0px 3px 0px 3px;vertical-align:bottom;"></td> <td data-sheets-value='{"1":2,"2":"DW"}' style="overflow:hidden;padding:0px 3px 0px 3px;vertical-align:bottom;">DW</td> <td data-sheets-value='{"1":2,"2":"Clear (A/H)"}' style="overflow:hidden;padding:0px 3px 0px 3px;vertical-align:bottom;">Clear (A/H)</td> <td data-sheets-numberformat='{"1":2,"2":"0.00","3":1}' data-sheets-value='{"1":3,"3":0.98}' style="overflow:hidden;padding:0px 3px 0px 3px;vertical-align:bottom;text-align:center;">0.98</td> <td data-sheets-numberformat='{"1":2,"2":"0","3":1}' data-sheets-value='{"1":3,"3":32.39}' style="overflow:hidden;padding:0px 3px 0px 3px;vertical-align:bottom;text-align:center;">32</td> <td data-sheets-numberformat='{"1":2,"2":"0","3":1}' data-sheets-value='{"1":3,"3":47.52}' style="overflow:hidden;padding:0px 3px 0px 3px;vertical-align:bottom;text-align:center;">48</td> <td data-sheets-value='{"1":3,"3":26}' style="border-right:1px solid #000000;overflow:hidden;padding:0px 3px 0px 3px;vertical-align:bottom;text-align:center;">26</td> </tr> <tr style="height:20px;"> <td style="border-left:1px solid #000000;overflow:hidden;padding:0px 3px 0px 3px;vertical-align:bottom;"></td> <td style="overflow:hidden;padding:0px 3px 0px 3px;vertical-align:bottom;"></td> <td data-sheets-value='{"1":2,"2":"Clear (A/A)"}' style="overflow:hidden;padding:0px 3px 0px 3px;vertical-align:bottom;">Clear (A/A)</td> <td data-sheets-numberformat='{"1":2,"2":"0.00","3":1}' data-sheets-value='{"1":3,"3":0.98}' style="overflow:hidden;padding:0px 3px 0px 3px;vertical-align:bottom;text-align:center;">0.98</td> <td data-sheets-numberformat='{"1":2,"2":"0","3":1}' data-sheets-value='{"1":3,"3":31.569999999999997}' style="overflow:hidden;padding:0px 3px 0px 3px;vertical-align:bottom;text-align:center;">32</td> <td data-sheets-numberformat='{"1":2,"2":"0","3":1}' data-sheets-value='{"1":3,"3":45.54}' style="overflow:hidden;padding:0px 3px 0px 3px;vertical-align:bottom;text-align:center;">46</td> <td data-sheets-value='{"1":3,"3":26}' style="border-right:1px solid #000000;overflow:hidden;padding:0px 3px 0px 3px;vertical-align:bottom;text-align:center;">26</td> </tr> <tr style="height:20px;"> <td style="border-left:1px solid #000000;overflow:hidden;padding:0px 3px 0px 3px;vertical-align:bottom;"></td> <td style="overflow:hidden;padding:0px 3px 0px 3px;vertical-align:bottom;"></td> <td data-sheets-value='{"1":2,"2":"Opal (A/O)"}' style="overflow:hidden;padding:0px 3px 0px 3px;vertical-align:bottom;">Opal (A/O)</td> <td data-sheets-numberformat='{"1":2,"2":"0.00","3":1}' data-sheets-value='{"1":3,"3":0.98}' style="overflow:hidden;padding:0px 3px 0px 3px;vertical-align:bottom;text-align:center;">0.98</td> <td data-sheets-numberformat='{"1":2,"2":"0","3":1}' data-sheets-value='{"1":3,"3":29.93}' style="overflow:hidden;padding:0px 3px 0px 3px;vertical-align:bottom;text-align:center;">30</td> <td data-sheets-numberformat='{"1":2,"2":"0","3":1}' data-sheets-value='{"1":3,"3":41.580000000000005}' style="overflow:hidden;padding:0px 3px 0px 3px;vertical-align:bottom;text-align:center;">42</td> <td data-sheets-value='{"1":3,"3":26}' style="border-right:1px solid #000000;overflow:hidden;padding:0px 3px 0px 3px;vertical-align:bottom;text-align:center;">26</td> </tr> <tr style="height:20px;"> <td style="border-bottom:1px solid #000000;border-left:1px solid #000000;overflow:hidden;padding:0px 3px 0px 3px;vertical-align:bottom;"></td> <td style="border-bottom:1px solid #000000;overflow:hidden;padding:0px 3px 0px 3px;vertical-align:bottom;"></td> <td data-sheets-value='{"1":2,"2":"Opal (A/D)"}' style="border-bottom:1px solid #000000;overflow:hidden;padding:0px 3px 0px 3px;vertical-align:bottom;">Opal (A/D)</td> <td data-sheets-numberformat='{"1":2,"2":"0.00","3":1}' data-sheets-value='{"1":3,"3":0.98}' style="border-bottom:1px solid #000000;overflow:hidden;padding:0px 3px 0px 3px;vertical-align:bottom;text-align:center;">0.98</td> <td data-sheets-numberformat='{"1":2,"2":"0","3":1}' data-sheets-value='{"1":3,"3":20.91}' style="border-bottom:1px solid #000000;overflow:hidden;padding:0px 3px 0px 3px;vertical-align:bottom;text-align:center;">21</td> <td data-sheets-numberformat='{"1":2,"2":"0","3":1}' data-sheets-value='{"1":3,"3":33}' style="border-bottom:1px solid #000000;overflow:hidden;padding:0px 3px 0px 3px;vertical-align:bottom;text-align:center;">33</td> <td data-sheets-value='{"1":3,"3":26}' style="border-right:1px solid #000000;border-bottom:1px solid #000000;overflow:hidden;padding:0px 3px 0px 3px;vertical-align:bottom;text-align:center;">26</td> </tr> <tr style="height:20px;"> <td data-sheets-value='{"1":2,"2":"Polycarbonate"}' style="border-left:1px solid #000000;overflow:hidden;padding:0px 3px 0px 3px;vertical-align:bottom;">Polycarbonate</td> <td data-sheets-value='{"1":2,"2":"EW"}' style="overflow:hidden;padding:0px 3px 0px 3px;vertical-align:bottom;">EW</td> <td data-sheets-value='{"1":2,"2":"Heatstop Opal (T)"}' style="overflow:hidden;padding:0px 3px 0px 3px;vertical-align:bottom;">Heatstop Opal (T)</td> <td data-sheets-numberformat='{"1":2,"2":"0.00","3":1}' data-sheets-value='{"1":3,"3":1.19}' style="overflow:hidden;padding:0px 3px 0px 3px;vertical-align:bottom;text-align:center;">1.19</td> <td data-sheets-numberformat='{"1":2,"2":"0","3":1}' data-sheets-value='{"1":3,"3":20.09}' style="overflow:hidden;padding:0px 3px 0px 3px;vertical-align:bottom;text-align:center;">20</td> <td data-sheets-numberformat='{"1":2,"2":"0","3":1}' data-sheets-value='{"1":3,"3":38.940000000000005}' style="overflow:hidden;padding:0px 3px 0px 3px;vertical-align:bottom;text-align:center;">39</td> <td data-sheets-value='{"1":3,"3":24}' style="border-right:1px solid #000000;overflow:hidden;padding:0px 3px 0px 3px;vertical-align:bottom;text-align:center;">24</td> </tr> <tr style="height:20px;"> <td data-sheets-value='{"1":2,"2":"Heatstop PC"}' style="border-left:1px solid #000000;overflow:hidden;padding:0px 3px 0px 3px;vertical-align:bottom;">Heatstop PC</td> <td data-sheets-value='{"1":2,"2":"DW"}' style="overflow:hidden;padding:0px 3px 0px 3px;vertical-align:bottom;">DW</td> <td data-sheets-value='{"1":2,"2":"Clear (T/H)"}' style="overflow:hidden;padding:0px 3px 0px 3px;vertical-align:bottom;">Clear (T/H)</td> <td data-sheets-numberformat='{"1":2,"2":"0.00","3":1}' data-sheets-value='{"1":3,"3":0.98}' style="overflow:hidden;padding:0px 3px 0px 3px;vertical-align:bottom;text-align:center;">0.98</td> <td data-sheets-numberformat='{"1":2,"2":"0","3":1}' data-sheets-value='{"1":3,"3":18.04}' style="overflow:hidden;padding:0px 3px 0px 3px;vertical-align:bottom;text-align:center;">18</td> <td data-sheets-numberformat='{"1":2,"2":"0","3":1}' data-sheets-value='{"1":3,"3":33.660000000000004}' style="overflow:hidden;padding:0px 3px 0px 3px;vertical-align:bottom;text-align:center;">34</td> <td data-sheets-value='{"1":3,"3":26}' style="border-right:1px solid #000000;overflow:hidden;padding:0px 3px 0px 3px;vertical-align:bottom;text-align:center;">26</td> </tr> <tr style="height:20px;"> <td style="border-bottom:1px solid #000000;border-left:1px solid #000000;overflow:hidden;padding:0px 3px 0px 3px;vertical-align:bottom;"></td> <td style="border-bottom:1px solid #000000;overflow:hidden;padding:0px 3px 0px 3px;vertical-align:bottom;"></td> <td data-sheets-value='{"1":2,"2":"Opal (T/O)"}' style="border-bottom:1px solid #000000;overflow:hidden;padding:0px 3px 0px 3px;vertical-align:bottom;">Opal (T/O)</td> <td data-sheets-numberformat='{"1":2,"2":"0.00","3":1}' data-sheets-value='{"1":3,"3":0.98}' style="border-bottom:1px solid #000000;overflow:hidden;padding:0px 3px 0px 3px;vertical-align:bottom;text-align:center;">0.98</td> <td data-sheets-numberformat='{"1":2,"2":"0","3":1}' data-sheets-value='{"1":3,"3":16.81}' style="border-bottom:1px solid #000000;overflow:hidden;padding:0px 3px 0px 3px;vertical-align:bottom;text-align:center;">17</td> <td data-sheets-numberformat='{"1":2,"2":"0","3":1}' data-sheets-value='{"1":3,"3":29.700000000000003}' style="border-bottom:1px solid #000000;overflow:hidden;padding:0px 3px 0px 3px;vertical-align:bottom;text-align:center;">30</td> <td data-sheets-value='{"1":3,"3":26}' style="border-right:1px solid #000000;border-bottom:1px solid #000000;overflow:hidden;padding:0px 3px 0px 3px;vertical-align:bottom;text-align:center;">26</td> </tr> </tbody></table> | skylux-160-ce-met-koepel-en-pvc-opstand-16-00-met-lm-motor-en-pvc-raam-type-ep25-0800-x-1100-mm | 8586023600461 | 46872332697933
Smoke and heat exhaust (SHEV) | SHE system | Skylux | Skylux 160° CE with skylight and PVC curb 16/00 with LM-actuator and PVC frame type EP25 0800 x 1300 mm |  | 50268 | 5412970502685 | 4009.95 | Yes | 30-45 | 62.76 | 800 x 1300 mm | 1300 | 800 |  | PVC 16/00 (16 cm high & roof opening = daylight size) | Rectangular | 1.19 W/m²K - 0.98 W/m²K | 57% - 30% | 37% - 17% | 24dB - 26dB | 160° CE (for industry) | PVC frame EP25 | without spoiler | E | Single actuator | Maximum double-walled skylight possible for this product | Ut-value LT-value g-value Rw-value EN 1873 : 2014 EN ISO 13468 EN 16153 EN 410 EN 410 EN ISO 140-3 Material Walls Shells (W/m²K) (%) (%) (dB) Acrylic EW Clear (H) 1.19 37 57 24 PMMA Opal (O) 1.19 34 50 24 DW Clear (H/H) 0.98 33 50 26 Opal (O/O) 0.98 28 38 26 Polycarbonate EW Clear (A) 1.19 36 55 24 PC Opal (D) 1.19 24 40 24 DW Clear (A/H) 0.98 32 48 26 Clear (A/A) 0.98 32 46 26 Opal (A/O) 0.98 30 42 26 Opal (A/D) 0.98 21 33 26 Polycarbonate EW Heatstop Opal (T) 1.19 20 39 24 Heatstop PC DW Clear (T/H) 0.98 18 34 26 Opal (T/O) 0.98 17 30 26 | https://skylux.eu/en/products/skylux-160-ce-met-koepel-en-pvc-opstand-16-00-met-lm-motor-en-pvc-raam-type-ep25-0800-x-1300-mm | https://skylux.eu/cdn/shop/files/Skylux-160deg-CE-met-koepel-en-pvc-opstand-1600-met-LM-motor-en-pvc-raam-type-EP25-0800-x-1300-mm-RWA-systeem.jpg?v=1702979576&width=1600 | https://skylux.eu/cdn/shop/files/e5a82811-1bb0-48e4-a776-cacb59c7c092_9bbbc09d-2758-44f0-a2d4-d6ae647c4c70.jpg?v=1688550931&width=1600 | //skylux.eu/cdn/shop/files/E_MH_Mounting_instructions_Skylux_160_CE_LM.pdf?v=12406716259046007223 | //skylux.eu/cdn/shop/files/E_TD_Technical_File_Skylux_Skylux_160_CE_Electric.pdf?v=3667116872303399239 | <style type="text/css" id="isPasted"><!--td {border: 1px solid #cccccc;}br {mso-data-placement:same-cell;}--></style><table border="1" cellpadding="0" cellspacing="0" dir="ltr" style="table-layout:fixed;font-size:10pt;font-family:Arial;border-collapse:collapse;border:none;"><tbody> <tr style="height:20px;"> <td style="overflow:hidden;padding:0px 3px 0px 3px;vertical-align:bottom;"></td> <td style="overflow:hidden;padding:0px 3px 0px 3px;vertical-align:bottom;"></td> <td style="overflow:hidden;padding:0px 3px 0px 3px;vertical-align:bottom;"></td> <td data-sheets-value='{"1":2,"2":"Ut-value"}' style="overflow:hidden;padding:0px 3px 0px 3px;vertical-align:bottom;font-weight:bold;text-align:center;">Ut-value</td> <td data-sheets-value='{"1":2,"2":"LT-value"}' style="overflow:hidden;padding:0px 3px 0px 3px;vertical-align:bottom;font-weight:bold;text-align:center;">LT-value</td> <td data-sheets-value='{"1":2,"2":"g-value"}' style="overflow:hidden;padding:0px 3px 0px 3px;vertical-align:bottom;font-weight:bold;text-align:center;">g-value</td> <td data-sheets-value='{"1":2,"2":"Rw-value "}' style="overflow:hidden;padding:0px 3px 0px 3px;vertical-align:bottom;font-weight:bold;text-align:center;">Rw-value </td> </tr> <tr style="height:20px;"> <td style="overflow:hidden;padding:0px 3px 0px 3px;vertical-align:bottom;"></td> <td style="overflow:hidden;padding:0px 3px 0px 3px;vertical-align:bottom;"></td> <td style="overflow:hidden;padding:0px 3px 0px 3px;vertical-align:bottom;"></td> <td data-sheets-numberformat='{"1":2,"2":"0.00","3":1}' data-sheets-value='{"1":2,"2":"EN 1873 : 2014"}' style="overflow:hidden;padding:0px 3px 0px 3px;vertical-align:bottom;text-align:center;">EN 1873 : 2014</td> <td data-sheets-numberformat='{"1":2,"2":"0","3":1}' data-sheets-value='{"1":2,"2":"EN ISO 13468 EN 16153 EN 410"}' style="overflow:hidden;padding:0px 3px 0px 3px;vertical-align:bottom;text-align:center;">EN ISO 13468 EN 16153 EN 410</td> <td data-sheets-numberformat='{"1":2,"2":"0","3":1}' data-sheets-value='{"1":2,"2":"EN 410"}' style="overflow:hidden;padding:0px 3px 0px 3px;vertical-align:bottom;text-align:center;">EN 410</td> <td data-sheets-value='{"1":2,"2":"EN ISO 140-3\t\t"}' style="overflow:hidden;padding:0px 3px 0px 3px;vertical-align:bottom;text-align:center;">EN ISO 140-3 </td> </tr> <tr style="height:20px;"> <td data-sheets-value='{"1":2,"2":"Material"}' style="border-bottom:1px solid #000000;overflow:hidden;padding:0px 3px 0px 3px;vertical-align:bottom;background-color:#000000;font-weight:bold;color:#ffffff;">Material</td> <td data-sheets-value='{"1":2,"2":"Walls"}' style="border-bottom:1px solid #000000;overflow:hidden;padding:0px 3px 0px 3px;vertical-align:bottom;background-color:#000000;font-weight:bold;color:#ffffff;">Walls</td> <td data-sheets-value='{"1":2,"2":"Shells"}' style="border-bottom:1px solid #000000;overflow:hidden;padding:0px 3px 0px 3px;vertical-align:bottom;background-color:#000000;font-weight:bold;color:#ffffff;">Shells</td> <td data-sheets-numberformat='{"1":2,"2":"0.00","3":1}' data-sheets-value='{"1":2,"2":"(W/m²K)\t"}' style="border-bottom:1px solid #000000;overflow:hidden;padding:0px 3px 0px 3px;vertical-align:bottom;background-color:#000000;font-weight:bold;color:#ffffff;text-align:center;">(W/m²K) </td> <td data-sheets-numberformat='{"1":2,"2":"0","3":1}' data-sheets-value='{"1":2,"2":"(%)"}' style="border-bottom:1px solid #000000;overflow:hidden;padding:0px 3px 0px 3px;vertical-align:bottom;background-color:#000000;font-weight:bold;color:#ffffff;text-align:center;">(%)</td> <td data-sheets-numberformat='{"1":2,"2":"0","3":1}' data-sheets-value='{"1":2,"2":"(%)"}' style="border-bottom:1px solid #000000;overflow:hidden;padding:0px 3px 0px 3px;vertical-align:bottom;background-color:#000000;font-weight:bold;color:#ffffff;text-align:center;">(%)</td> <td data-sheets-value='{"1":2,"2":"(dB)"}' style="border-bottom:1px solid #000000;overflow:hidden;padding:0px 3px 0px 3px;vertical-align:bottom;background-color:#000000;font-weight:bold;color:#ffffff;text-align:center;">(dB)</td> </tr> <tr style="height:20px;"> <td data-sheets-value='{"1":2,"2":"Acrylic"}' style="border-left:1px solid #000000;overflow:hidden;padding:0px 3px 0px 3px;vertical-align:bottom;">Acrylic</td> <td data-sheets-value='{"1":2,"2":"EW"}' style="overflow:hidden;padding:0px 3px 0px 3px;vertical-align:bottom;">EW</td> <td data-sheets-value='{"1":2,"2":"Clear (H)"}' style="overflow:hidden;padding:0px 3px 0px 3px;vertical-align:bottom;">Clear (H)</td> <td data-sheets-numberformat='{"1":2,"2":"0.00","3":1}' data-sheets-value='{"1":3,"3":1.19}' style="overflow:hidden;padding:0px 3px 0px 3px;vertical-align:bottom;text-align:center;">1.19</td> <td data-sheets-numberformat='{"1":2,"2":"0","3":1}' data-sheets-value='{"1":3,"3":36.9}' style="overflow:hidden;padding:0px 3px 0px 3px;vertical-align:bottom;text-align:center;">37</td> <td data-sheets-numberformat='{"1":2,"2":"0","3":1}' data-sheets-value='{"1":3,"3":57.42}' style="overflow:hidden;padding:0px 3px 0px 3px;vertical-align:bottom;text-align:center;">57</td> <td data-sheets-value='{"1":3,"3":24}' style="border-right:1px solid #000000;overflow:hidden;padding:0px 3px 0px 3px;vertical-align:bottom;text-align:center;">24</td> </tr> <tr style="height:20px;"> <td data-sheets-value='{"1":2,"2":"PMMA"}' style="border-left:1px solid #000000;overflow:hidden;padding:0px 3px 0px 3px;vertical-align:bottom;">PMMA</td> <td style="overflow:hidden;padding:0px 3px 0px 3px;vertical-align:bottom;"></td> <td data-sheets-value='{"1":2,"2":"Opal (O)"}' style="overflow:hidden;padding:0px 3px 0px 3px;vertical-align:bottom;">Opal (O)</td> <td data-sheets-numberformat='{"1":2,"2":"0.00","3":1}' data-sheets-value='{"1":3,"3":1.19}' style="overflow:hidden;padding:0px 3px 0px 3px;vertical-align:bottom;text-align:center;">1.19</td> <td data-sheets-numberformat='{"1":2,"2":"0","3":1}' data-sheets-value='{"1":3,"3":34.03}' style="overflow:hidden;padding:0px 3px 0px 3px;vertical-align:bottom;text-align:center;">34</td> <td data-sheets-numberformat='{"1":2,"2":"0","3":1}' data-sheets-value='{"1":3,"3":50.160000000000004}' style="overflow:hidden;padding:0px 3px 0px 3px;vertical-align:bottom;text-align:center;">50</td> <td data-sheets-value='{"1":3,"3":24}' style="border-right:1px solid #000000;overflow:hidden;padding:0px 3px 0px 3px;vertical-align:bottom;text-align:center;">24</td> </tr> <tr style="height:20px;"> <td style="border-left:1px solid #000000;overflow:hidden;padding:0px 3px 0px 3px;vertical-align:bottom;"></td> <td data-sheets-value='{"1":2,"2":"DW"}' style="overflow:hidden;padding:0px 3px 0px 3px;vertical-align:bottom;">DW</td> <td data-sheets-value='{"1":2,"2":"Clear (H/H)"}' style="overflow:hidden;padding:0px 3px 0px 3px;vertical-align:bottom;">Clear (H/H)</td> <td data-sheets-numberformat='{"1":2,"2":"0.00","3":1}' data-sheets-value='{"1":3,"3":0.98}' style="overflow:hidden;padding:0px 3px 0px 3px;vertical-align:bottom;text-align:center;">0.98</td> <td data-sheets-numberformat='{"1":2,"2":"0","3":1}' data-sheets-value='{"1":3,"3":33.21}' style="overflow:hidden;padding:0px 3px 0px 3px;vertical-align:bottom;text-align:center;">33</td> <td data-sheets-numberformat='{"1":2,"2":"0","3":1}' data-sheets-value='{"1":3,"3":49.5}' style="overflow:hidden;padding:0px 3px 0px 3px;vertical-align:bottom;text-align:center;">50</td> <td data-sheets-value='{"1":3,"3":26}' style="border-right:1px solid #000000;overflow:hidden;padding:0px 3px 0px 3px;vertical-align:bottom;text-align:center;">26</td> </tr> <tr style="height:20px;"> <td style="border-bottom:1px solid #000000;border-left:1px solid #000000;overflow:hidden;padding:0px 3px 0px 3px;vertical-align:bottom;"></td> <td style="border-bottom:1px solid #000000;overflow:hidden;padding:0px 3px 0px 3px;vertical-align:bottom;"></td> <td data-sheets-value='{"1":2,"2":"Opal (O/O)"}' style="border-bottom:1px solid #000000;overflow:hidden;padding:0px 3px 0px 3px;vertical-align:bottom;">Opal (O/O)</td> <td data-sheets-numberformat='{"1":2,"2":"0.00","3":1}' data-sheets-value='{"1":3,"3":0.98}' style="border-bottom:1px solid #000000;overflow:hidden;padding:0px 3px 0px 3px;vertical-align:bottom;text-align:center;">0.98</td> <td data-sheets-numberformat='{"1":2,"2":"0","3":1}' data-sheets-value='{"1":3,"3":28.29}' style="border-bottom:1px solid #000000;overflow:hidden;padding:0px 3px 0px 3px;vertical-align:bottom;text-align:center;">28</td> <td data-sheets-numberformat='{"1":2,"2":"0","3":1}' data-sheets-value='{"1":3,"3":38.28}' style="border-bottom:1px solid #000000;overflow:hidden;padding:0px 3px 0px 3px;vertical-align:bottom;text-align:center;">38</td> <td data-sheets-value='{"1":3,"3":26}' style="border-right:1px solid #000000;border-bottom:1px solid #000000;overflow:hidden;padding:0px 3px 0px 3px;vertical-align:bottom;text-align:center;">26</td> </tr> <tr style="height:20px;"> <td data-sheets-value='{"1":2,"2":"Polycarbonate "}' style="border-left:1px solid #000000;overflow:hidden;padding:0px 3px 0px 3px;vertical-align:bottom;">Polycarbonate </td> <td data-sheets-value='{"1":2,"2":"EW"}' style="overflow:hidden;padding:0px 3px 0px 3px;vertical-align:bottom;">EW</td> <td data-sheets-value='{"1":2,"2":"Clear (A)"}' style="overflow:hidden;padding:0px 3px 0px 3px;vertical-align:bottom;">Clear (A)</td> <td data-sheets-numberformat='{"1":2,"2":"0.00","3":1}' data-sheets-value='{"1":3,"3":1.19}' style="overflow:hidden;padding:0px 3px 0px 3px;vertical-align:bottom;text-align:center;">1.19</td> <td data-sheets-numberformat='{"1":2,"2":"0","3":1}' data-sheets-value='{"1":3,"3":36.08}' style="overflow:hidden;padding:0px 3px 0px 3px;vertical-align:bottom;text-align:center;">36</td> <td data-sheets-numberformat='{"1":2,"2":"0","3":1}' data-sheets-value='{"1":3,"3":54.78}' style="overflow:hidden;padding:0px 3px 0px 3px;vertical-align:bottom;text-align:center;">55</td> <td data-sheets-value='{"1":3,"3":24}' style="border-right:1px solid #000000;overflow:hidden;padding:0px 3px 0px 3px;vertical-align:bottom;text-align:center;">24</td> </tr> <tr style="height:20px;"> <td data-sheets-value='{"1":2,"2":"PC"}' style="border-left:1px solid #000000;overflow:hidden;padding:0px 3px 0px 3px;vertical-align:bottom;">PC</td> <td style="overflow:hidden;padding:0px 3px 0px 3px;vertical-align:bottom;"></td> <td data-sheets-value='{"1":2,"2":"Opal (D)"}' style="overflow:hidden;padding:0px 3px 0px 3px;vertical-align:bottom;">Opal (D)</td> <td data-sheets-numberformat='{"1":2,"2":"0.00","3":1}' data-sheets-value='{"1":3,"3":1.19}' style="overflow:hidden;padding:0px 3px 0px 3px;vertical-align:bottom;text-align:center;">1.19</td> <td data-sheets-numberformat='{"1":2,"2":"0","3":1}' data-sheets-value='{"1":3,"3":23.779999999999998}' style="overflow:hidden;padding:0px 3px 0px 3px;vertical-align:bottom;text-align:center;">24</td> <td data-sheets-numberformat='{"1":2,"2":"0","3":1}' data-sheets-value='{"1":3,"3":39.6}' style="overflow:hidden;padding:0px 3px 0px 3px;vertical-align:bottom;text-align:center;">40</td> <td data-sheets-value='{"1":3,"3":24}' style="border-right:1px solid #000000;overflow:hidden;padding:0px 3px 0px 3px;vertical-align:bottom;text-align:center;">24</td> </tr> <tr style="height:20px;"> <td style="border-left:1px solid #000000;overflow:hidden;padding:0px 3px 0px 3px;vertical-align:bottom;"></td> <td data-sheets-value='{"1":2,"2":"DW"}' style="overflow:hidden;padding:0px 3px 0px 3px;vertical-align:bottom;">DW</td> <td data-sheets-value='{"1":2,"2":"Clear (A/H)"}' style="overflow:hidden;padding:0px 3px 0px 3px;vertical-align:bottom;">Clear (A/H)</td> <td data-sheets-numberformat='{"1":2,"2":"0.00","3":1}' data-sheets-value='{"1":3,"3":0.98}' style="overflow:hidden;padding:0px 3px 0px 3px;vertical-align:bottom;text-align:center;">0.98</td> <td data-sheets-numberformat='{"1":2,"2":"0","3":1}' data-sheets-value='{"1":3,"3":32.39}' style="overflow:hidden;padding:0px 3px 0px 3px;vertical-align:bottom;text-align:center;">32</td> <td data-sheets-numberformat='{"1":2,"2":"0","3":1}' data-sheets-value='{"1":3,"3":47.52}' style="overflow:hidden;padding:0px 3px 0px 3px;vertical-align:bottom;text-align:center;">48</td> <td data-sheets-value='{"1":3,"3":26}' style="border-right:1px solid #000000;overflow:hidden;padding:0px 3px 0px 3px;vertical-align:bottom;text-align:center;">26</td> </tr> <tr style="height:20px;"> <td style="border-left:1px solid #000000;overflow:hidden;padding:0px 3px 0px 3px;vertical-align:bottom;"></td> <td style="overflow:hidden;padding:0px 3px 0px 3px;vertical-align:bottom;"></td> <td data-sheets-value='{"1":2,"2":"Clear (A/A)"}' style="overflow:hidden;padding:0px 3px 0px 3px;vertical-align:bottom;">Clear (A/A)</td> <td data-sheets-numberformat='{"1":2,"2":"0.00","3":1}' data-sheets-value='{"1":3,"3":0.98}' style="overflow:hidden;padding:0px 3px 0px 3px;vertical-align:bottom;text-align:center;">0.98</td> <td data-sheets-numberformat='{"1":2,"2":"0","3":1}' data-sheets-value='{"1":3,"3":31.569999999999997}' style="overflow:hidden;padding:0px 3px 0px 3px;vertical-align:bottom;text-align:center;">32</td> <td data-sheets-numberformat='{"1":2,"2":"0","3":1}' data-sheets-value='{"1":3,"3":45.54}' style="overflow:hidden;padding:0px 3px 0px 3px;vertical-align:bottom;text-align:center;">46</td> <td data-sheets-value='{"1":3,"3":26}' style="border-right:1px solid #000000;overflow:hidden;padding:0px 3px 0px 3px;vertical-align:bottom;text-align:center;">26</td> </tr> <tr style="height:20px;"> <td style="border-left:1px solid #000000;overflow:hidden;padding:0px 3px 0px 3px;vertical-align:bottom;"></td> <td style="overflow:hidden;padding:0px 3px 0px 3px;vertical-align:bottom;"></td> <td data-sheets-value='{"1":2,"2":"Opal (A/O)"}' style="overflow:hidden;padding:0px 3px 0px 3px;vertical-align:bottom;">Opal (A/O)</td> <td data-sheets-numberformat='{"1":2,"2":"0.00","3":1}' data-sheets-value='{"1":3,"3":0.98}' style="overflow:hidden;padding:0px 3px 0px 3px;vertical-align:bottom;text-align:center;">0.98</td> <td data-sheets-numberformat='{"1":2,"2":"0","3":1}' data-sheets-value='{"1":3,"3":29.93}' style="overflow:hidden;padding:0px 3px 0px 3px;vertical-align:bottom;text-align:center;">30</td> <td data-sheets-numberformat='{"1":2,"2":"0","3":1}' data-sheets-value='{"1":3,"3":41.580000000000005}' style="overflow:hidden;padding:0px 3px 0px 3px;vertical-align:bottom;text-align:center;">42</td> <td data-sheets-value='{"1":3,"3":26}' style="border-right:1px solid #000000;overflow:hidden;padding:0px 3px 0px 3px;vertical-align:bottom;text-align:center;">26</td> </tr> <tr style="height:20px;"> <td style="border-bottom:1px solid #000000;border-left:1px solid #000000;overflow:hidden;padding:0px 3px 0px 3px;vertical-align:bottom;"></td> <td style="border-bottom:1px solid #000000;overflow:hidden;padding:0px 3px 0px 3px;vertical-align:bottom;"></td> <td data-sheets-value='{"1":2,"2":"Opal (A/D)"}' style="border-bottom:1px solid #000000;overflow:hidden;padding:0px 3px 0px 3px;vertical-align:bottom;">Opal (A/D)</td> <td data-sheets-numberformat='{"1":2,"2":"0.00","3":1}' data-sheets-value='{"1":3,"3":0.98}' style="border-bottom:1px solid #000000;overflow:hidden;padding:0px 3px 0px 3px;vertical-align:bottom;text-align:center;">0.98</td> <td data-sheets-numberformat='{"1":2,"2":"0","3":1}' data-sheets-value='{"1":3,"3":20.91}' style="border-bottom:1px solid #000000;overflow:hidden;padding:0px 3px 0px 3px;vertical-align:bottom;text-align:center;">21</td> <td data-sheets-numberformat='{"1":2,"2":"0","3":1}' data-sheets-value='{"1":3,"3":33}' style="border-bottom:1px solid #000000;overflow:hidden;padding:0px 3px 0px 3px;vertical-align:bottom;text-align:center;">33</td> <td data-sheets-value='{"1":3,"3":26}' style="border-right:1px solid #000000;border-bottom:1px solid #000000;overflow:hidden;padding:0px 3px 0px 3px;vertical-align:bottom;text-align:center;">26</td> </tr> <tr style="height:20px;"> <td data-sheets-value='{"1":2,"2":"Polycarbonate"}' style="border-left:1px solid #000000;overflow:hidden;padding:0px 3px 0px 3px;vertical-align:bottom;">Polycarbonate</td> <td data-sheets-value='{"1":2,"2":"EW"}' style="overflow:hidden;padding:0px 3px 0px 3px;vertical-align:bottom;">EW</td> <td data-sheets-value='{"1":2,"2":"Heatstop Opal (T)"}' style="overflow:hidden;padding:0px 3px 0px 3px;vertical-align:bottom;">Heatstop Opal (T)</td> <td data-sheets-numberformat='{"1":2,"2":"0.00","3":1}' data-sheets-value='{"1":3,"3":1.19}' style="overflow:hidden;padding:0px 3px 0px 3px;vertical-align:bottom;text-align:center;">1.19</td> <td data-sheets-numberformat='{"1":2,"2":"0","3":1}' data-sheets-value='{"1":3,"3":20.09}' style="overflow:hidden;padding:0px 3px 0px 3px;vertical-align:bottom;text-align:center;">20</td> <td data-sheets-numberformat='{"1":2,"2":"0","3":1}' data-sheets-value='{"1":3,"3":38.940000000000005}' style="overflow:hidden;padding:0px 3px 0px 3px;vertical-align:bottom;text-align:center;">39</td> <td data-sheets-value='{"1":3,"3":24}' style="border-right:1px solid #000000;overflow:hidden;padding:0px 3px 0px 3px;vertical-align:bottom;text-align:center;">24</td> </tr> <tr style="height:20px;"> <td data-sheets-value='{"1":2,"2":"Heatstop PC"}' style="border-left:1px solid #000000;overflow:hidden;padding:0px 3px 0px 3px;vertical-align:bottom;">Heatstop PC</td> <td data-sheets-value='{"1":2,"2":"DW"}' style="overflow:hidden;padding:0px 3px 0px 3px;vertical-align:bottom;">DW</td> <td data-sheets-value='{"1":2,"2":"Clear (T/H)"}' style="overflow:hidden;padding:0px 3px 0px 3px;vertical-align:bottom;">Clear (T/H)</td> <td data-sheets-numberformat='{"1":2,"2":"0.00","3":1}' data-sheets-value='{"1":3,"3":0.98}' style="overflow:hidden;padding:0px 3px 0px 3px;vertical-align:bottom;text-align:center;">0.98</td> <td data-sheets-numberformat='{"1":2,"2":"0","3":1}' data-sheets-value='{"1":3,"3":18.04}' style="overflow:hidden;padding:0px 3px 0px 3px;vertical-align:bottom;text-align:center;">18</td> <td data-sheets-numberformat='{"1":2,"2":"0","3":1}' data-sheets-value='{"1":3,"3":33.660000000000004}' style="overflow:hidden;padding:0px 3px 0px 3px;vertical-align:bottom;text-align:center;">34</td> <td data-sheets-value='{"1":3,"3":26}' style="border-right:1px solid #000000;overflow:hidden;padding:0px 3px 0px 3px;vertical-align:bottom;text-align:center;">26</td> </tr> <tr style="height:20px;"> <td style="border-bottom:1px solid #000000;border-left:1px solid #000000;overflow:hidden;padding:0px 3px 0px 3px;vertical-align:bottom;"></td> <td style="border-bottom:1px solid #000000;overflow:hidden;padding:0px 3px 0px 3px;vertical-align:bottom;"></td> <td data-sheets-value='{"1":2,"2":"Opal (T/O)"}' style="border-bottom:1px solid #000000;overflow:hidden;padding:0px 3px 0px 3px;vertical-align:bottom;">Opal (T/O)</td> <td data-sheets-numberformat='{"1":2,"2":"0.00","3":1}' data-sheets-value='{"1":3,"3":0.98}' style="border-bottom:1px solid #000000;overflow:hidden;padding:0px 3px 0px 3px;vertical-align:bottom;text-align:center;">0.98</td> <td data-sheets-numberformat='{"1":2,"2":"0","3":1}' data-sheets-value='{"1":3,"3":16.81}' style="border-bottom:1px solid #000000;overflow:hidden;padding:0px 3px 0px 3px;vertical-align:bottom;text-align:center;">17</td> <td data-sheets-numberformat='{"1":2,"2":"0","3":1}' data-sheets-value='{"1":3,"3":29.700000000000003}' style="border-bottom:1px solid #000000;overflow:hidden;padding:0px 3px 0px 3px;vertical-align:bottom;text-align:center;">30</td> <td data-sheets-value='{"1":3,"3":26}' style="border-right:1px solid #000000;border-bottom:1px solid #000000;overflow:hidden;padding:0px 3px 0px 3px;vertical-align:bottom;text-align:center;">26</td> </tr> </tbody></table> | skylux-160-ce-met-koepel-en-pvc-opstand-16-00-met-lm-motor-en-pvc-raam-type-ep25-0800-x-1300-mm | 8586023633229 | 46872332730701
Smoke and heat exhaust (SHEV) | SHE system | Skylux | Skylux 160° CE with skylight and PVC curb 16/00 with LM-actuator and PVC frame type EP25 0800 x 1400 mm |  | 50269 | 5412970502692 | 4178.15 | Yes | 30-45 | 61.58 | 800 x 1400 mm | 1400 | 800 |  | PVC 16/00 (16 cm high & roof opening = daylight size) | Rectangular | 1.19 W/m²K - 0.98 W/m²K | 57% - 30% | 37% - 17% | 24dB - 26dB | 160° CE (for industry) | PVC frame EP25 | without spoiler | E | Single actuator | Maximum double-walled skylight possible for this product | Ut-value LT-value g-value Rw-value EN 1873 : 2014 EN ISO 13468 EN 16153 EN 410 EN 410 EN ISO 140-3 Material Walls Shells (W/m²K) (%) (%) (dB) Acrylic EW Clear (H) 1.19 37 57 24 PMMA Opal (O) 1.19 34 50 24 DW Clear (H/H) 0.98 33 50 26 Opal (O/O) 0.98 28 38 26 Polycarbonate EW Clear (A) 1.19 36 55 24 PC Opal (D) 1.19 24 40 24 DW Clear (A/H) 0.98 32 48 26 Clear (A/A) 0.98 32 46 26 Opal (A/O) 0.98 30 42 26 Opal (A/D) 0.98 21 33 26 Polycarbonate EW Heatstop Opal (T) 1.19 20 39 24 Heatstop PC DW Clear (T/H) 0.98 18 34 26 Opal (T/O) 0.98 17 30 26 | https://skylux.eu/en/products/skylux-160-ce-met-koepel-en-pvc-opstand-16-00-met-lm-motor-en-pvc-raam-type-ep25-0800-x-1400-mm | https://skylux.eu/cdn/shop/files/Skylux-160deg-CE-met-koepel-en-pvc-opstand-1600-met-LM-motor-en-pvc-raam-type-EP25-0800-x-1400-mm-RWA-systeem.jpg?v=1702979581&width=1600 | https://skylux.eu/cdn/shop/files/e5a82811-1bb0-48e4-a776-cacb59c7c092_167e8c9f-f977-4e5f-b8f9-5a7ad90e0f8f.jpg?v=1688550932&width=1600 | //skylux.eu/cdn/shop/files/E_MH_Mounting_instructions_Skylux_160_CE_LM.pdf?v=12406716259046007223 | //skylux.eu/cdn/shop/files/E_TD_Technical_File_Skylux_Skylux_160_CE_Electric.pdf?v=3667116872303399239 | <style type="text/css" id="isPasted"><!--td {border: 1px solid #cccccc;}br {mso-data-placement:same-cell;}--></style><table border="1" cellpadding="0" cellspacing="0" dir="ltr" style="table-layout:fixed;font-size:10pt;font-family:Arial;border-collapse:collapse;border:none;"><tbody> <tr style="height:20px;"> <td style="overflow:hidden;padding:0px 3px 0px 3px;vertical-align:bottom;"></td> <td style="overflow:hidden;padding:0px 3px 0px 3px;vertical-align:bottom;"></td> <td style="overflow:hidden;padding:0px 3px 0px 3px;vertical-align:bottom;"></td> <td data-sheets-value='{"1":2,"2":"Ut-value"}' style="overflow:hidden;padding:0px 3px 0px 3px;vertical-align:bottom;font-weight:bold;text-align:center;">Ut-value</td> <td data-sheets-value='{"1":2,"2":"LT-value"}' style="overflow:hidden;padding:0px 3px 0px 3px;vertical-align:bottom;font-weight:bold;text-align:center;">LT-value</td> <td data-sheets-value='{"1":2,"2":"g-value"}' style="overflow:hidden;padding:0px 3px 0px 3px;vertical-align:bottom;font-weight:bold;text-align:center;">g-value</td> <td data-sheets-value='{"1":2,"2":"Rw-value "}' style="overflow:hidden;padding:0px 3px 0px 3px;vertical-align:bottom;font-weight:bold;text-align:center;">Rw-value </td> </tr> <tr style="height:20px;"> <td style="overflow:hidden;padding:0px 3px 0px 3px;vertical-align:bottom;"></td> <td style="overflow:hidden;padding:0px 3px 0px 3px;vertical-align:bottom;"></td> <td style="overflow:hidden;padding:0px 3px 0px 3px;vertical-align:bottom;"></td> <td data-sheets-numberformat='{"1":2,"2":"0.00","3":1}' data-sheets-value='{"1":2,"2":"EN 1873 : 2014"}' style="overflow:hidden;padding:0px 3px 0px 3px;vertical-align:bottom;text-align:center;">EN 1873 : 2014</td> <td data-sheets-numberformat='{"1":2,"2":"0","3":1}' data-sheets-value='{"1":2,"2":"EN ISO 13468 EN 16153 EN 410"}' style="overflow:hidden;padding:0px 3px 0px 3px;vertical-align:bottom;text-align:center;">EN ISO 13468 EN 16153 EN 410</td> <td data-sheets-numberformat='{"1":2,"2":"0","3":1}' data-sheets-value='{"1":2,"2":"EN 410"}' style="overflow:hidden;padding:0px 3px 0px 3px;vertical-align:bottom;text-align:center;">EN 410</td> <td data-sheets-value='{"1":2,"2":"EN ISO 140-3\t\t"}' style="overflow:hidden;padding:0px 3px 0px 3px;vertical-align:bottom;text-align:center;">EN ISO 140-3 </td> </tr> <tr style="height:20px;"> <td data-sheets-value='{"1":2,"2":"Material"}' style="border-bottom:1px solid #000000;overflow:hidden;padding:0px 3px 0px 3px;vertical-align:bottom;background-color:#000000;font-weight:bold;color:#ffffff;">Material</td> <td data-sheets-value='{"1":2,"2":"Walls"}' style="border-bottom:1px solid #000000;overflow:hidden;padding:0px 3px 0px 3px;vertical-align:bottom;background-color:#000000;font-weight:bold;color:#ffffff;">Walls</td> <td data-sheets-value='{"1":2,"2":"Shells"}' style="border-bottom:1px solid #000000;overflow:hidden;padding:0px 3px 0px 3px;vertical-align:bottom;background-color:#000000;font-weight:bold;color:#ffffff;">Shells</td> <td data-sheets-numberformat='{"1":2,"2":"0.00","3":1}' data-sheets-value='{"1":2,"2":"(W/m²K)\t"}' style="border-bottom:1px solid #000000;overflow:hidden;padding:0px 3px 0px 3px;vertical-align:bottom;background-color:#000000;font-weight:bold;color:#ffffff;text-align:center;">(W/m²K) </td> <td data-sheets-numberformat='{"1":2,"2":"0","3":1}' data-sheets-value='{"1":2,"2":"(%)"}' style="border-bottom:1px solid #000000;overflow:hidden;padding:0px 3px 0px 3px;vertical-align:bottom;background-color:#000000;font-weight:bold;color:#ffffff;text-align:center;">(%)</td> <td data-sheets-numberformat='{"1":2,"2":"0","3":1}' data-sheets-value='{"1":2,"2":"(%)"}' style="border-bottom:1px solid #000000;overflow:hidden;padding:0px 3px 0px 3px;vertical-align:bottom;background-color:#000000;font-weight:bold;color:#ffffff;text-align:center;">(%)</td> <td data-sheets-value='{"1":2,"2":"(dB)"}' style="border-bottom:1px solid #000000;overflow:hidden;padding:0px 3px 0px 3px;vertical-align:bottom;background-color:#000000;font-weight:bold;color:#ffffff;text-align:center;">(dB)</td> </tr> <tr style="height:20px;"> <td data-sheets-value='{"1":2,"2":"Acrylic"}' style="border-left:1px solid #000000;overflow:hidden;padding:0px 3px 0px 3px;vertical-align:bottom;">Acrylic</td> <td data-sheets-value='{"1":2,"2":"EW"}' style="overflow:hidden;padding:0px 3px 0px 3px;vertical-align:bottom;">EW</td> <td data-sheets-value='{"1":2,"2":"Clear (H)"}' style="overflow:hidden;padding:0px 3px 0px 3px;vertical-align:bottom;">Clear (H)</td> <td data-sheets-numberformat='{"1":2,"2":"0.00","3":1}' data-sheets-value='{"1":3,"3":1.19}' style="overflow:hidden;padding:0px 3px 0px 3px;vertical-align:bottom;text-align:center;">1.19</td> <td data-sheets-numberformat='{"1":2,"2":"0","3":1}' data-sheets-value='{"1":3,"3":36.9}' style="overflow:hidden;padding:0px 3px 0px 3px;vertical-align:bottom;text-align:center;">37</td> <td data-sheets-numberformat='{"1":2,"2":"0","3":1}' data-sheets-value='{"1":3,"3":57.42}' style="overflow:hidden;padding:0px 3px 0px 3px;vertical-align:bottom;text-align:center;">57</td> <td data-sheets-value='{"1":3,"3":24}' style="border-right:1px solid #000000;overflow:hidden;padding:0px 3px 0px 3px;vertical-align:bottom;text-align:center;">24</td> </tr> <tr style="height:20px;"> <td data-sheets-value='{"1":2,"2":"PMMA"}' style="border-left:1px solid #000000;overflow:hidden;padding:0px 3px 0px 3px;vertical-align:bottom;">PMMA</td> <td style="overflow:hidden;padding:0px 3px 0px 3px;vertical-align:bottom;"></td> <td data-sheets-value='{"1":2,"2":"Opal (O)"}' style="overflow:hidden;padding:0px 3px 0px 3px;vertical-align:bottom;">Opal (O)</td> <td data-sheets-numberformat='{"1":2,"2":"0.00","3":1}' data-sheets-value='{"1":3,"3":1.19}' style="overflow:hidden;padding:0px 3px 0px 3px;vertical-align:bottom;text-align:center;">1.19</td> <td data-sheets-numberformat='{"1":2,"2":"0","3":1}' data-sheets-value='{"1":3,"3":34.03}' style="overflow:hidden;padding:0px 3px 0px 3px;vertical-align:bottom;text-align:center;">34</td> <td data-sheets-numberformat='{"1":2,"2":"0","3":1}' data-sheets-value='{"1":3,"3":50.160000000000004}' style="overflow:hidden;padding:0px 3px 0px 3px;vertical-align:bottom;text-align:center;">50</td> <td data-sheets-value='{"1":3,"3":24}' style="border-right:1px solid #000000;overflow:hidden;padding:0px 3px 0px 3px;vertical-align:bottom;text-align:center;">24</td> </tr> <tr style="height:20px;"> <td style="border-left:1px solid #000000;overflow:hidden;padding:0px 3px 0px 3px;vertical-align:bottom;"></td> <td data-sheets-value='{"1":2,"2":"DW"}' style="overflow:hidden;padding:0px 3px 0px 3px;vertical-align:bottom;">DW</td> <td data-sheets-value='{"1":2,"2":"Clear (H/H)"}' style="overflow:hidden;padding:0px 3px 0px 3px;vertical-align:bottom;">Clear (H/H)</td> <td data-sheets-numberformat='{"1":2,"2":"0.00","3":1}' data-sheets-value='{"1":3,"3":0.98}' style="overflow:hidden;padding:0px 3px 0px 3px;vertical-align:bottom;text-align:center;">0.98</td> <td data-sheets-numberformat='{"1":2,"2":"0","3":1}' data-sheets-value='{"1":3,"3":33.21}' style="overflow:hidden;padding:0px 3px 0px 3px;vertical-align:bottom;text-align:center;">33</td> <td data-sheets-numberformat='{"1":2,"2":"0","3":1}' data-sheets-value='{"1":3,"3":49.5}' style="overflow:hidden;padding:0px 3px 0px 3px;vertical-align:bottom;text-align:center;">50</td> <td data-sheets-value='{"1":3,"3":26}' style="border-right:1px solid #000000;overflow:hidden;padding:0px 3px 0px 3px;vertical-align:bottom;text-align:center;">26</td> </tr> <tr style="height:20px;"> <td style="border-bottom:1px solid #000000;border-left:1px solid #000000;overflow:hidden;padding:0px 3px 0px 3px;vertical-align:bottom;"></td> <td style="border-bottom:1px solid #000000;overflow:hidden;padding:0px 3px 0px 3px;vertical-align:bottom;"></td> <td data-sheets-value='{"1":2,"2":"Opal (O/O)"}' style="border-bottom:1px solid #000000;overflow:hidden;padding:0px 3px 0px 3px;vertical-align:bottom;">Opal (O/O)</td> <td data-sheets-numberformat='{"1":2,"2":"0.00","3":1}' data-sheets-value='{"1":3,"3":0.98}' style="border-bottom:1px solid #000000;overflow:hidden;padding:0px 3px 0px 3px;vertical-align:bottom;text-align:center;">0.98</td> <td data-sheets-numberformat='{"1":2,"2":"0","3":1}' data-sheets-value='{"1":3,"3":28.29}' style="border-bottom:1px solid #000000;overflow:hidden;padding:0px 3px 0px 3px;vertical-align:bottom;text-align:center;">28</td> <td data-sheets-numberformat='{"1":2,"2":"0","3":1}' data-sheets-value='{"1":3,"3":38.28}' style="border-bottom:1px solid #000000;overflow:hidden;padding:0px 3px 0px 3px;vertical-align:bottom;text-align:center;">38</td> <td data-sheets-value='{"1":3,"3":26}' style="border-right:1px solid #000000;border-bottom:1px solid #000000;overflow:hidden;padding:0px 3px 0px 3px;vertical-align:bottom;text-align:center;">26</td> </tr> <tr style="height:20px;"> <td data-sheets-value='{"1":2,"2":"Polycarbonate "}' style="border-left:1px solid #000000;overflow:hidden;padding:0px 3px 0px 3px;vertical-align:bottom;">Polycarbonate </td> <td data-sheets-value='{"1":2,"2":"EW"}' style="overflow:hidden;padding:0px 3px 0px 3px;vertical-align:bottom;">EW</td> <td data-sheets-value='{"1":2,"2":"Clear (A)"}' style="overflow:hidden;padding:0px 3px 0px 3px;vertical-align:bottom;">Clear (A)</td> <td data-sheets-numberformat='{"1":2,"2":"0.00","3":1}' data-sheets-value='{"1":3,"3":1.19}' style="overflow:hidden;padding:0px 3px 0px 3px;vertical-align:bottom;text-align:center;">1.19</td> <td data-sheets-numberformat='{"1":2,"2":"0","3":1}' data-sheets-value='{"1":3,"3":36.08}' style="overflow:hidden;padding:0px 3px 0px 3px;vertical-align:bottom;text-align:center;">36</td> <td data-sheets-numberformat='{"1":2,"2":"0","3":1}' data-sheets-value='{"1":3,"3":54.78}' style="overflow:hidden;padding:0px 3px 0px 3px;vertical-align:bottom;text-align:center;">55</td> <td data-sheets-value='{"1":3,"3":24}' style="border-right:1px solid #000000;overflow:hidden;padding:0px 3px 0px 3px;vertical-align:bottom;text-align:center;">24</td> </tr> <tr style="height:20px;"> <td data-sheets-value='{"1":2,"2":"PC"}' style="border-left:1px solid #000000;overflow:hidden;padding:0px 3px 0px 3px;vertical-align:bottom;">PC</td> <td style="overflow:hidden;padding:0px 3px 0px 3px;vertical-align:bottom;"></td> <td data-sheets-value='{"1":2,"2":"Opal (D)"}' style="overflow:hidden;padding:0px 3px 0px 3px;vertical-align:bottom;">Opal (D)</td> <td data-sheets-numberformat='{"1":2,"2":"0.00","3":1}' data-sheets-value='{"1":3,"3":1.19}' style="overflow:hidden;padding:0px 3px 0px 3px;vertical-align:bottom;text-align:center;">1.19</td> <td data-sheets-numberformat='{"1":2,"2":"0","3":1}' data-sheets-value='{"1":3,"3":23.779999999999998}' style="overflow:hidden;padding:0px 3px 0px 3px;vertical-align:bottom;text-align:center;">24</td> <td data-sheets-numberformat='{"1":2,"2":"0","3":1}' data-sheets-value='{"1":3,"3":39.6}' style="overflow:hidden;padding:0px 3px 0px 3px;vertical-align:bottom;text-align:center;">40</td> <td data-sheets-value='{"1":3,"3":24}' style="border-right:1px solid #000000;overflow:hidden;padding:0px 3px 0px 3px;vertical-align:bottom;text-align:center;">24</td> </tr> <tr style="height:20px;"> <td style="border-left:1px solid #000000;overflow:hidden;padding:0px 3px 0px 3px;vertical-align:bottom;"></td> <td data-sheets-value='{"1":2,"2":"DW"}' style="overflow:hidden;padding:0px 3px 0px 3px;vertical-align:bottom;">DW</td> <td data-sheets-value='{"1":2,"2":"Clear (A/H)"}' style="overflow:hidden;padding:0px 3px 0px 3px;vertical-align:bottom;">Clear (A/H)</td> <td data-sheets-numberformat='{"1":2,"2":"0.00","3":1}' data-sheets-value='{"1":3,"3":0.98}' style="overflow:hidden;padding:0px 3px 0px 3px;vertical-align:bottom;text-align:center;">0.98</td> <td data-sheets-numberformat='{"1":2,"2":"0","3":1}' data-sheets-value='{"1":3,"3":32.39}' style="overflow:hidden;padding:0px 3px 0px 3px;vertical-align:bottom;text-align:center;">32</td> <td data-sheets-numberformat='{"1":2,"2":"0","3":1}' data-sheets-value='{"1":3,"3":47.52}' style="overflow:hidden;padding:0px 3px 0px 3px;vertical-align:bottom;text-align:center;">48</td> <td data-sheets-value='{"1":3,"3":26}' style="border-right:1px solid #000000;overflow:hidden;padding:0px 3px 0px 3px;vertical-align:bottom;text-align:center;">26</td> </tr> <tr style="height:20px;"> <td style="border-left:1px solid #000000;overflow:hidden;padding:0px 3px 0px 3px;vertical-align:bottom;"></td> <td style="overflow:hidden;padding:0px 3px 0px 3px;vertical-align:bottom;"></td> <td data-sheets-value='{"1":2,"2":"Clear (A/A)"}' style="overflow:hidden;padding:0px 3px 0px 3px;vertical-align:bottom;">Clear (A/A)</td> <td data-sheets-numberformat='{"1":2,"2":"0.00","3":1}' data-sheets-value='{"1":3,"3":0.98}' style="overflow:hidden;padding:0px 3px 0px 3px;vertical-align:bottom;text-align:center;">0.98</td> <td data-sheets-numberformat='{"1":2,"2":"0","3":1}' data-sheets-value='{"1":3,"3":31.569999999999997}' style="overflow:hidden;padding:0px 3px 0px 3px;vertical-align:bottom;text-align:center;">32</td> <td data-sheets-numberformat='{"1":2,"2":"0","3":1}' data-sheets-value='{"1":3,"3":45.54}' style="overflow:hidden;padding:0px 3px 0px 3px;vertical-align:bottom;text-align:center;">46</td> <td data-sheets-value='{"1":3,"3":26}' style="border-right:1px solid #000000;overflow:hidden;padding:0px 3px 0px 3px;vertical-align:bottom;text-align:center;">26</td> </tr> <tr style="height:20px;"> <td style="border-left:1px solid #000000;overflow:hidden;padding:0px 3px 0px 3px;vertical-align:bottom;"></td> <td style="overflow:hidden;padding:0px 3px 0px 3px;vertical-align:bottom;"></td> <td data-sheets-value='{"1":2,"2":"Opal (A/O)"}' style="overflow:hidden;padding:0px 3px 0px 3px;vertical-align:bottom;">Opal (A/O)</td> <td data-sheets-numberformat='{"1":2,"2":"0.00","3":1}' data-sheets-value='{"1":3,"3":0.98}' style="overflow:hidden;padding:0px 3px 0px 3px;vertical-align:bottom;text-align:center;">0.98</td> <td data-sheets-numberformat='{"1":2,"2":"0","3":1}' data-sheets-value='{"1":3,"3":29.93}' style="overflow:hidden;padding:0px 3px 0px 3px;vertical-align:bottom;text-align:center;">30</td> <td data-sheets-numberformat='{"1":2,"2":"0","3":1}' data-sheets-value='{"1":3,"3":41.580000000000005}' style="overflow:hidden;padding:0px 3px 0px 3px;vertical-align:bottom;text-align:center;">42</td> <td data-sheets-value='{"1":3,"3":26}' style="border-right:1px solid #000000;overflow:hidden;padding:0px 3px 0px 3px;vertical-align:bottom;text-align:center;">26</td> </tr> <tr style="height:20px;"> <td style="border-bottom:1px solid #000000;border-left:1px solid #000000;overflow:hidden;padding:0px 3px 0px 3px;vertical-align:bottom;"></td> <td style="border-bottom:1px solid #000000;overflow:hidden;padding:0px 3px 0px 3px;vertical-align:bottom;"></td> <td data-sheets-value='{"1":2,"2":"Opal (A/D)"}' style="border-bottom:1px solid #000000;overflow:hidden;padding:0px 3px 0px 3px;vertical-align:bottom;">Opal (A/D)</td> <td data-sheets-numberformat='{"1":2,"2":"0.00","3":1}' data-sheets-value='{"1":3,"3":0.98}' style="border-bottom:1px solid #000000;overflow:hidden;padding:0px 3px 0px 3px;vertical-align:bottom;text-align:center;">0.98</td> <td data-sheets-numberformat='{"1":2,"2":"0","3":1}' data-sheets-value='{"1":3,"3":20.91}' style="border-bottom:1px solid #000000;overflow:hidden;padding:0px 3px 0px 3px;vertical-align:bottom;text-align:center;">21</td> <td data-sheets-numberformat='{"1":2,"2":"0","3":1}' data-sheets-value='{"1":3,"3":33}' style="border-bottom:1px solid #000000;overflow:hidden;padding:0px 3px 0px 3px;vertical-align:bottom;text-align:center;">33</td> <td data-sheets-value='{"1":3,"3":26}' style="border-right:1px solid #000000;border-bottom:1px solid #000000;overflow:hidden;padding:0px 3px 0px 3px;vertical-align:bottom;text-align:center;">26</td> </tr> <tr style="height:20px;"> <td data-sheets-value='{"1":2,"2":"Polycarbonate"}' style="border-left:1px solid #000000;overflow:hidden;padding:0px 3px 0px 3px;vertical-align:bottom;">Polycarbonate</td> <td data-sheets-value='{"1":2,"2":"EW"}' style="overflow:hidden;padding:0px 3px 0px 3px;vertical-align:bottom;">EW</td> <td data-sheets-value='{"1":2,"2":"Heatstop Opal (T)"}' style="overflow:hidden;padding:0px 3px 0px 3px;vertical-align:bottom;">Heatstop Opal (T)</td> <td data-sheets-numberformat='{"1":2,"2":"0.00","3":1}' data-sheets-value='{"1":3,"3":1.19}' style="overflow:hidden;padding:0px 3px 0px 3px;vertical-align:bottom;text-align:center;">1.19</td> <td data-sheets-numberformat='{"1":2,"2":"0","3":1}' data-sheets-value='{"1":3,"3":20.09}' style="overflow:hidden;padding:0px 3px 0px 3px;vertical-align:bottom;text-align:center;">20</td> <td data-sheets-numberformat='{"1":2,"2":"0","3":1}' data-sheets-value='{"1":3,"3":38.940000000000005}' style="overflow:hidden;padding:0px 3px 0px 3px;vertical-align:bottom;text-align:center;">39</td> <td data-sheets-value='{"1":3,"3":24}' style="border-right:1px solid #000000;overflow:hidden;padding:0px 3px 0px 3px;vertical-align:bottom;text-align:center;">24</td> </tr> <tr style="height:20px;"> <td data-sheets-value='{"1":2,"2":"Heatstop PC"}' style="border-left:1px solid #000000;overflow:hidden;padding:0px 3px 0px 3px;vertical-align:bottom;">Heatstop PC</td> <td data-sheets-value='{"1":2,"2":"DW"}' style="overflow:hidden;padding:0px 3px 0px 3px;vertical-align:bottom;">DW</td> <td data-sheets-value='{"1":2,"2":"Clear (T/H)"}' style="overflow:hidden;padding:0px 3px 0px 3px;vertical-align:bottom;">Clear (T/H)</td> <td data-sheets-numberformat='{"1":2,"2":"0.00","3":1}' data-sheets-value='{"1":3,"3":0.98}' style="overflow:hidden;padding:0px 3px 0px 3px;vertical-align:bottom;text-align:center;">0.98</td> <td data-sheets-numberformat='{"1":2,"2":"0","3":1}' data-sheets-value='{"1":3,"3":18.04}' style="overflow:hidden;padding:0px 3px 0px 3px;vertical-align:bottom;text-align:center;">18</td> <td data-sheets-numberformat='{"1":2,"2":"0","3":1}' data-sheets-value='{"1":3,"3":33.660000000000004}' style="overflow:hidden;padding:0px 3px 0px 3px;vertical-align:bottom;text-align:center;">34</td> <td data-sheets-value='{"1":3,"3":26}' style="border-right:1px solid #000000;overflow:hidden;padding:0px 3px 0px 3px;vertical-align:bottom;text-align:center;">26</td> </tr> <tr style="height:20px;"> <td style="border-bottom:1px solid #000000;border-left:1px solid #000000;overflow:hidden;padding:0px 3px 0px 3px;vertical-align:bottom;"></td> <td style="border-bottom:1px solid #000000;overflow:hidden;padding:0px 3px 0px 3px;vertical-align:bottom;"></td> <td data-sheets-value='{"1":2,"2":"Opal (T/O)"}' style="border-bottom:1px solid #000000;overflow:hidden;padding:0px 3px 0px 3px;vertical-align:bottom;">Opal (T/O)</td> <td data-sheets-numberformat='{"1":2,"2":"0.00","3":1}' data-sheets-value='{"1":3,"3":0.98}' style="border-bottom:1px solid #000000;overflow:hidden;padding:0px 3px 0px 3px;vertical-align:bottom;text-align:center;">0.98</td> <td data-sheets-numberformat='{"1":2,"2":"0","3":1}' data-sheets-value='{"1":3,"3":16.81}' style="border-bottom:1px solid #000000;overflow:hidden;padding:0px 3px 0px 3px;vertical-align:bottom;text-align:center;">17</td> <td data-sheets-numberformat='{"1":2,"2":"0","3":1}' data-sheets-value='{"1":3,"3":29.700000000000003}' style="border-bottom:1px solid #000000;overflow:hidden;padding:0px 3px 0px 3px;vertical-align:bottom;text-align:center;">30</td> <td data-sheets-value='{"1":3,"3":26}' style="border-right:1px solid #000000;border-bottom:1px solid #000000;overflow:hidden;padding:0px 3px 0px 3px;vertical-align:bottom;text-align:center;">26</td> </tr> </tbody></table> | skylux-160-ce-met-koepel-en-pvc-opstand-16-00-met-lm-motor-en-pvc-raam-type-ep25-0800-x-1400-mm | 8586023665997 | 46872332796237
Smoke and heat exhaust (SHEV) | SHE system | Skylux | Skylux 160° CE with skylight and PVC curb 16/00 with LM-actuator and PVC frame type EP25 0900 x 1200 mm |  | 50270 | 5412970502708 | 4034.15 | Yes | 30-45 | 62.95 | 900 x 1200 mm | 1200 | 900 |  | PVC 16/00 (16 cm high & roof opening = daylight size) | Rectangular | 1.19 W/m²K - 0.98 W/m²K | 57% - 30% | 37% - 17% | 24dB - 26dB | 160° CE (for industry) | PVC frame EP25 | without spoiler | E | Single actuator | Maximum double-walled skylight possible for this product | Ut-value LT-value g-value Rw-value EN 1873 : 2014 EN ISO 13468 EN 16153 EN 410 EN 410 EN ISO 140-3 Material Walls Shells (W/m²K) (%) (%) (dB) Acrylic EW Clear (H) 1.19 37 57 24 PMMA Opal (O) 1.19 34 50 24 DW Clear (H/H) 0.98 33 50 26 Opal (O/O) 0.98 28 38 26 Polycarbonate EW Clear (A) 1.19 36 55 24 PC Opal (D) 1.19 24 40 24 DW Clear (A/H) 0.98 32 48 26 Clear (A/A) 0.98 32 46 26 Opal (A/O) 0.98 30 42 26 Opal (A/D) 0.98 21 33 26 Polycarbonate EW Heatstop Opal (T) 1.19 20 39 24 Heatstop PC DW Clear (T/H) 0.98 18 34 26 Opal (T/O) 0.98 17 30 26 | https://skylux.eu/en/products/skylux-160-ce-met-koepel-en-pvc-opstand-16-00-met-lm-motor-en-pvc-raam-type-ep25-0900-x-1200-mm | https://skylux.eu/cdn/shop/files/Skylux-160deg-CE-met-koepel-en-pvc-opstand-1600-met-LM-motor-en-pvc-raam-type-EP25-0900-x-1200-mm-RWA-systeem.jpg?v=1702979587&width=1600 | https://skylux.eu/cdn/shop/files/e5a82811-1bb0-48e4-a776-cacb59c7c092_034dcc0e-de2a-435c-8888-4acd95d12f27.jpg?v=1688550933&width=1600 | //skylux.eu/cdn/shop/files/E_MH_Mounting_instructions_Skylux_160_CE_LM.pdf?v=12406716259046007223 | //skylux.eu/cdn/shop/files/E_TD_Technical_File_Skylux_Skylux_160_CE_Electric.pdf?v=3667116872303399239 | <style type="text/css" id="isPasted"><!--td {border: 1px solid #cccccc;}br {mso-data-placement:same-cell;}--></style><table border="1" cellpadding="0" cellspacing="0" dir="ltr" style="table-layout:fixed;font-size:10pt;font-family:Arial;border-collapse:collapse;border:none;"><tbody> <tr style="height:20px;"> <td style="overflow:hidden;padding:0px 3px 0px 3px;vertical-align:bottom;"></td> <td style="overflow:hidden;padding:0px 3px 0px 3px;vertical-align:bottom;"></td> <td style="overflow:hidden;padding:0px 3px 0px 3px;vertical-align:bottom;"></td> <td data-sheets-value='{"1":2,"2":"Ut-value"}' style="overflow:hidden;padding:0px 3px 0px 3px;vertical-align:bottom;font-weight:bold;text-align:center;">Ut-value</td> <td data-sheets-value='{"1":2,"2":"LT-value"}' style="overflow:hidden;padding:0px 3px 0px 3px;vertical-align:bottom;font-weight:bold;text-align:center;">LT-value</td> <td data-sheets-value='{"1":2,"2":"g-value"}' style="overflow:hidden;padding:0px 3px 0px 3px;vertical-align:bottom;font-weight:bold;text-align:center;">g-value</td> <td data-sheets-value='{"1":2,"2":"Rw-value "}' style="overflow:hidden;padding:0px 3px 0px 3px;vertical-align:bottom;font-weight:bold;text-align:center;">Rw-value </td> </tr> <tr style="height:20px;"> <td style="overflow:hidden;padding:0px 3px 0px 3px;vertical-align:bottom;"></td> <td style="overflow:hidden;padding:0px 3px 0px 3px;vertical-align:bottom;"></td> <td style="overflow:hidden;padding:0px 3px 0px 3px;vertical-align:bottom;"></td> <td data-sheets-numberformat='{"1":2,"2":"0.00","3":1}' data-sheets-value='{"1":2,"2":"EN 1873 : 2014"}' style="overflow:hidden;padding:0px 3px 0px 3px;vertical-align:bottom;text-align:center;">EN 1873 : 2014</td> <td data-sheets-numberformat='{"1":2,"2":"0","3":1}' data-sheets-value='{"1":2,"2":"EN ISO 13468 EN 16153 EN 410"}' style="overflow:hidden;padding:0px 3px 0px 3px;vertical-align:bottom;text-align:center;">EN ISO 13468 EN 16153 EN 410</td> <td data-sheets-numberformat='{"1":2,"2":"0","3":1}' data-sheets-value='{"1":2,"2":"EN 410"}' style="overflow:hidden;padding:0px 3px 0px 3px;vertical-align:bottom;text-align:center;">EN 410</td> <td data-sheets-value='{"1":2,"2":"EN ISO 140-3\t\t"}' style="overflow:hidden;padding:0px 3px 0px 3px;vertical-align:bottom;text-align:center;">EN ISO 140-3 </td> </tr> <tr style="height:20px;"> <td data-sheets-value='{"1":2,"2":"Material"}' style="border-bottom:1px solid #000000;overflow:hidden;padding:0px 3px 0px 3px;vertical-align:bottom;background-color:#000000;font-weight:bold;color:#ffffff;">Material</td> <td data-sheets-value='{"1":2,"2":"Walls"}' style="border-bottom:1px solid #000000;overflow:hidden;padding:0px 3px 0px 3px;vertical-align:bottom;background-color:#000000;font-weight:bold;color:#ffffff;">Walls</td> <td data-sheets-value='{"1":2,"2":"Shells"}' style="border-bottom:1px solid #000000;overflow:hidden;padding:0px 3px 0px 3px;vertical-align:bottom;background-color:#000000;font-weight:bold;color:#ffffff;">Shells</td> <td data-sheets-numberformat='{"1":2,"2":"0.00","3":1}' data-sheets-value='{"1":2,"2":"(W/m²K)\t"}' style="border-bottom:1px solid #000000;overflow:hidden;padding:0px 3px 0px 3px;vertical-align:bottom;background-color:#000000;font-weight:bold;color:#ffffff;text-align:center;">(W/m²K) </td> <td data-sheets-numberformat='{"1":2,"2":"0","3":1}' data-sheets-value='{"1":2,"2":"(%)"}' style="border-bottom:1px solid #000000;overflow:hidden;padding:0px 3px 0px 3px;vertical-align:bottom;background-color:#000000;font-weight:bold;color:#ffffff;text-align:center;">(%)</td> <td data-sheets-numberformat='{"1":2,"2":"0","3":1}' data-sheets-value='{"1":2,"2":"(%)"}' style="border-bottom:1px solid #000000;overflow:hidden;padding:0px 3px 0px 3px;vertical-align:bottom;background-color:#000000;font-weight:bold;color:#ffffff;text-align:center;">(%)</td> <td data-sheets-value='{"1":2,"2":"(dB)"}' style="border-bottom:1px solid #000000;overflow:hidden;padding:0px 3px 0px 3px;vertical-align:bottom;background-color:#000000;font-weight:bold;color:#ffffff;text-align:center;">(dB)</td> </tr> <tr style="height:20px;"> <td data-sheets-value='{"1":2,"2":"Acrylic"}' style="border-left:1px solid #000000;overflow:hidden;padding:0px 3px 0px 3px;vertical-align:bottom;">Acrylic</td> <td data-sheets-value='{"1":2,"2":"EW"}' style="overflow:hidden;padding:0px 3px 0px 3px;vertical-align:bottom;">EW</td> <td data-sheets-value='{"1":2,"2":"Clear (H)"}' style="overflow:hidden;padding:0px 3px 0px 3px;vertical-align:bottom;">Clear (H)</td> <td data-sheets-numberformat='{"1":2,"2":"0.00","3":1}' data-sheets-value='{"1":3,"3":1.19}' style="overflow:hidden;padding:0px 3px 0px 3px;vertical-align:bottom;text-align:center;">1.19</td> <td data-sheets-numberformat='{"1":2,"2":"0","3":1}' data-sheets-value='{"1":3,"3":36.9}' style="overflow:hidden;padding:0px 3px 0px 3px;vertical-align:bottom;text-align:center;">37</td> <td data-sheets-numberformat='{"1":2,"2":"0","3":1}' data-sheets-value='{"1":3,"3":57.42}' style="overflow:hidden;padding:0px 3px 0px 3px;vertical-align:bottom;text-align:center;">57</td> <td data-sheets-value='{"1":3,"3":24}' style="border-right:1px solid #000000;overflow:hidden;padding:0px 3px 0px 3px;vertical-align:bottom;text-align:center;">24</td> </tr> <tr style="height:20px;"> <td data-sheets-value='{"1":2,"2":"PMMA"}' style="border-left:1px solid #000000;overflow:hidden;padding:0px 3px 0px 3px;vertical-align:bottom;">PMMA</td> <td style="overflow:hidden;padding:0px 3px 0px 3px;vertical-align:bottom;"></td> <td data-sheets-value='{"1":2,"2":"Opal (O)"}' style="overflow:hidden;padding:0px 3px 0px 3px;vertical-align:bottom;">Opal (O)</td> <td data-sheets-numberformat='{"1":2,"2":"0.00","3":1}' data-sheets-value='{"1":3,"3":1.19}' style="overflow:hidden;padding:0px 3px 0px 3px;vertical-align:bottom;text-align:center;">1.19</td> <td data-sheets-numberformat='{"1":2,"2":"0","3":1}' data-sheets-value='{"1":3,"3":34.03}' style="overflow:hidden;padding:0px 3px 0px 3px;vertical-align:bottom;text-align:center;">34</td> <td data-sheets-numberformat='{"1":2,"2":"0","3":1}' data-sheets-value='{"1":3,"3":50.160000000000004}' style="overflow:hidden;padding:0px 3px 0px 3px;vertical-align:bottom;text-align:center;">50</td> <td data-sheets-value='{"1":3,"3":24}' style="border-right:1px solid #000000;overflow:hidden;padding:0px 3px 0px 3px;vertical-align:bottom;text-align:center;">24</td> </tr> <tr style="height:20px;"> <td style="border-left:1px solid #000000;overflow:hidden;padding:0px 3px 0px 3px;vertical-align:bottom;"></td> <td data-sheets-value='{"1":2,"2":"DW"}' style="overflow:hidden;padding:0px 3px 0px 3px;vertical-align:bottom;">DW</td> <td data-sheets-value='{"1":2,"2":"Clear (H/H)"}' style="overflow:hidden;padding:0px 3px 0px 3px;vertical-align:bottom;">Clear (H/H)</td> <td data-sheets-numberformat='{"1":2,"2":"0.00","3":1}' data-sheets-value='{"1":3,"3":0.98}' style="overflow:hidden;padding:0px 3px 0px 3px;vertical-align:bottom;text-align:center;">0.98</td> <td data-sheets-numberformat='{"1":2,"2":"0","3":1}' data-sheets-value='{"1":3,"3":33.21}' style="overflow:hidden;padding:0px 3px 0px 3px;vertical-align:bottom;text-align:center;">33</td> <td data-sheets-numberformat='{"1":2,"2":"0","3":1}' data-sheets-value='{"1":3,"3":49.5}' style="overflow:hidden;padding:0px 3px 0px 3px;vertical-align:bottom;text-align:center;">50</td> <td data-sheets-value='{"1":3,"3":26}' style="border-right:1px solid #000000;overflow:hidden;padding:0px 3px 0px 3px;vertical-align:bottom;text-align:center;">26</td> </tr> <tr style="height:20px;"> <td style="border-bottom:1px solid #000000;border-left:1px solid #000000;overflow:hidden;padding:0px 3px 0px 3px;vertical-align:bottom;"></td> <td style="border-bottom:1px solid #000000;overflow:hidden;padding:0px 3px 0px 3px;vertical-align:bottom;"></td> <td data-sheets-value='{"1":2,"2":"Opal (O/O)"}' style="border-bottom:1px solid #000000;overflow:hidden;padding:0px 3px 0px 3px;vertical-align:bottom;">Opal (O/O)</td> <td data-sheets-numberformat='{"1":2,"2":"0.00","3":1}' data-sheets-value='{"1":3,"3":0.98}' style="border-bottom:1px solid #000000;overflow:hidden;padding:0px 3px 0px 3px;vertical-align:bottom;text-align:center;">0.98</td> <td data-sheets-numberformat='{"1":2,"2":"0","3":1}' data-sheets-value='{"1":3,"3":28.29}' style="border-bottom:1px solid #000000;overflow:hidden;padding:0px 3px 0px 3px;vertical-align:bottom;text-align:center;">28</td> <td data-sheets-numberformat='{"1":2,"2":"0","3":1}' data-sheets-value='{"1":3,"3":38.28}' style="border-bottom:1px solid #000000;overflow:hidden;padding:0px 3px 0px 3px;vertical-align:bottom;text-align:center;">38</td> <td data-sheets-value='{"1":3,"3":26}' style="border-right:1px solid #000000;border-bottom:1px solid #000000;overflow:hidden;padding:0px 3px 0px 3px;vertical-align:bottom;text-align:center;">26</td> </tr> <tr style="height:20px;"> <td data-sheets-value='{"1":2,"2":"Polycarbonate "}' style="border-left:1px solid #000000;overflow:hidden;padding:0px 3px 0px 3px;vertical-align:bottom;">Polycarbonate </td> <td data-sheets-value='{"1":2,"2":"EW"}' style="overflow:hidden;padding:0px 3px 0px 3px;vertical-align:bottom;">EW</td> <td data-sheets-value='{"1":2,"2":"Clear (A)"}' style="overflow:hidden;padding:0px 3px 0px 3px;vertical-align:bottom;">Clear (A)</td> <td data-sheets-numberformat='{"1":2,"2":"0.00","3":1}' data-sheets-value='{"1":3,"3":1.19}' style="overflow:hidden;padding:0px 3px 0px 3px;vertical-align:bottom;text-align:center;">1.19</td> <td data-sheets-numberformat='{"1":2,"2":"0","3":1}' data-sheets-value='{"1":3,"3":36.08}' style="overflow:hidden;padding:0px 3px 0px 3px;vertical-align:bottom;text-align:center;">36</td> <td data-sheets-numberformat='{"1":2,"2":"0","3":1}' data-sheets-value='{"1":3,"3":54.78}' style="overflow:hidden;padding:0px 3px 0px 3px;vertical-align:bottom;text-align:center;">55</td> <td data-sheets-value='{"1":3,"3":24}' style="border-right:1px solid #000000;overflow:hidden;padding:0px 3px 0px 3px;vertical-align:bottom;text-align:center;">24</td> </tr> <tr style="height:20px;"> <td data-sheets-value='{"1":2,"2":"PC"}' style="border-left:1px solid #000000;overflow:hidden;padding:0px 3px 0px 3px;vertical-align:bottom;">PC</td> <td style="overflow:hidden;padding:0px 3px 0px 3px;vertical-align:bottom;"></td> <td data-sheets-value='{"1":2,"2":"Opal (D)"}' style="overflow:hidden;padding:0px 3px 0px 3px;vertical-align:bottom;">Opal (D)</td> <td data-sheets-numberformat='{"1":2,"2":"0.00","3":1}' data-sheets-value='{"1":3,"3":1.19}' style="overflow:hidden;padding:0px 3px 0px 3px;vertical-align:bottom;text-align:center;">1.19</td> <td data-sheets-numberformat='{"1":2,"2":"0","3":1}' data-sheets-value='{"1":3,"3":23.779999999999998}' style="overflow:hidden;padding:0px 3px 0px 3px;vertical-align:bottom;text-align:center;">24</td> <td data-sheets-numberformat='{"1":2,"2":"0","3":1}' data-sheets-value='{"1":3,"3":39.6}' style="overflow:hidden;padding:0px 3px 0px 3px;vertical-align:bottom;text-align:center;">40</td> <td data-sheets-value='{"1":3,"3":24}' style="border-right:1px solid #000000;overflow:hidden;padding:0px 3px 0px 3px;vertical-align:bottom;text-align:center;">24</td> </tr> <tr style="height:20px;"> <td style="border-left:1px solid #000000;overflow:hidden;padding:0px 3px 0px 3px;vertical-align:bottom;"></td> <td data-sheets-value='{"1":2,"2":"DW"}' style="overflow:hidden;padding:0px 3px 0px 3px;vertical-align:bottom;">DW</td> <td data-sheets-value='{"1":2,"2":"Clear (A/H)"}' style="overflow:hidden;padding:0px 3px 0px 3px;vertical-align:bottom;">Clear (A/H)</td> <td data-sheets-numberformat='{"1":2,"2":"0.00","3":1}' data-sheets-value='{"1":3,"3":0.98}' style="overflow:hidden;padding:0px 3px 0px 3px;vertical-align:bottom;text-align:center;">0.98</td> <td data-sheets-numberformat='{"1":2,"2":"0","3":1}' data-sheets-value='{"1":3,"3":32.39}' style="overflow:hidden;padding:0px 3px 0px 3px;vertical-align:bottom;text-align:center;">32</td> <td data-sheets-numberformat='{"1":2,"2":"0","3":1}' data-sheets-value='{"1":3,"3":47.52}' style="overflow:hidden;padding:0px 3px 0px 3px;vertical-align:bottom;text-align:center;">48</td> <td data-sheets-value='{"1":3,"3":26}' style="border-right:1px solid #000000;overflow:hidden;padding:0px 3px 0px 3px;vertical-align:bottom;text-align:center;">26</td> </tr> <tr style="height:20px;"> <td style="border-left:1px solid #000000;overflow:hidden;padding:0px 3px 0px 3px;vertical-align:bottom;"></td> <td style="overflow:hidden;padding:0px 3px 0px 3px;vertical-align:bottom;"></td> <td data-sheets-value='{"1":2,"2":"Clear (A/A)"}' style="overflow:hidden;padding:0px 3px 0px 3px;vertical-align:bottom;">Clear (A/A)</td> <td data-sheets-numberformat='{"1":2,"2":"0.00","3":1}' data-sheets-value='{"1":3,"3":0.98}' style="overflow:hidden;padding:0px 3px 0px 3px;vertical-align:bottom;text-align:center;">0.98</td> <td data-sheets-numberformat='{"1":2,"2":"0","3":1}' data-sheets-value='{"1":3,"3":31.569999999999997}' style="overflow:hidden;padding:0px 3px 0px 3px;vertical-align:bottom;text-align:center;">32</td> <td data-sheets-numberformat='{"1":2,"2":"0","3":1}' data-sheets-value='{"1":3,"3":45.54}' style="overflow:hidden;padding:0px 3px 0px 3px;vertical-align:bottom;text-align:center;">46</td> <td data-sheets-value='{"1":3,"3":26}' style="border-right:1px solid #000000;overflow:hidden;padding:0px 3px 0px 3px;vertical-align:bottom;text-align:center;">26</td> </tr> <tr style="height:20px;"> <td style="border-left:1px solid #000000;overflow:hidden;padding:0px 3px 0px 3px;vertical-align:bottom;"></td> <td style="overflow:hidden;padding:0px 3px 0px 3px;vertical-align:bottom;"></td> <td data-sheets-value='{"1":2,"2":"Opal (A/O)"}' style="overflow:hidden;padding:0px 3px 0px 3px;vertical-align:bottom;">Opal (A/O)</td> <td data-sheets-numberformat='{"1":2,"2":"0.00","3":1}' data-sheets-value='{"1":3,"3":0.98}' style="overflow:hidden;padding:0px 3px 0px 3px;vertical-align:bottom;text-align:center;">0.98</td> <td data-sheets-numberformat='{"1":2,"2":"0","3":1}' data-sheets-value='{"1":3,"3":29.93}' style="overflow:hidden;padding:0px 3px 0px 3px;vertical-align:bottom;text-align:center;">30</td> <td data-sheets-numberformat='{"1":2,"2":"0","3":1}' data-sheets-value='{"1":3,"3":41.580000000000005}' style="overflow:hidden;padding:0px 3px 0px 3px;vertical-align:bottom;text-align:center;">42</td> <td data-sheets-value='{"1":3,"3":26}' style="border-right:1px solid #000000;overflow:hidden;padding:0px 3px 0px 3px;vertical-align:bottom;text-align:center;">26</td> </tr> <tr style="height:20px;"> <td style="border-bottom:1px solid #000000;border-left:1px solid #000000;overflow:hidden;padding:0px 3px 0px 3px;vertical-align:bottom;"></td> <td style="border-bottom:1px solid #000000;overflow:hidden;padding:0px 3px 0px 3px;vertical-align:bottom;"></td> <td data-sheets-value='{"1":2,"2":"Opal (A/D)"}' style="border-bottom:1px solid #000000;overflow:hidden;padding:0px 3px 0px 3px;vertical-align:bottom;">Opal (A/D)</td> <td data-sheets-numberformat='{"1":2,"2":"0.00","3":1}' data-sheets-value='{"1":3,"3":0.98}' style="border-bottom:1px solid #000000;overflow:hidden;padding:0px 3px 0px 3px;vertical-align:bottom;text-align:center;">0.98</td> <td data-sheets-numberformat='{"1":2,"2":"0","3":1}' data-sheets-value='{"1":3,"3":20.91}' style="border-bottom:1px solid #000000;overflow:hidden;padding:0px 3px 0px 3px;vertical-align:bottom;text-align:center;">21</td> <td data-sheets-numberformat='{"1":2,"2":"0","3":1}' data-sheets-value='{"1":3,"3":33}' style="border-bottom:1px solid #000000;overflow:hidden;padding:0px 3px 0px 3px;vertical-align:bottom;text-align:center;">33</td> <td data-sheets-value='{"1":3,"3":26}' style="border-right:1px solid #000000;border-bottom:1px solid #000000;overflow:hidden;padding:0px 3px 0px 3px;vertical-align:bottom;text-align:center;">26</td> </tr> <tr style="height:20px;"> <td data-sheets-value='{"1":2,"2":"Polycarbonate"}' style="border-left:1px solid #000000;overflow:hidden;padding:0px 3px 0px 3px;vertical-align:bottom;">Polycarbonate</td> <td data-sheets-value='{"1":2,"2":"EW"}' style="overflow:hidden;padding:0px 3px 0px 3px;vertical-align:bottom;">EW</td> <td data-sheets-value='{"1":2,"2":"Heatstop Opal (T)"}' style="overflow:hidden;padding:0px 3px 0px 3px;vertical-align:bottom;">Heatstop Opal (T)</td> <td data-sheets-numberformat='{"1":2,"2":"0.00","3":1}' data-sheets-value='{"1":3,"3":1.19}' style="overflow:hidden;padding:0px 3px 0px 3px;vertical-align:bottom;text-align:center;">1.19</td> <td data-sheets-numberformat='{"1":2,"2":"0","3":1}' data-sheets-value='{"1":3,"3":20.09}' style="overflow:hidden;padding:0px 3px 0px 3px;vertical-align:bottom;text-align:center;">20</td> <td data-sheets-numberformat='{"1":2,"2":"0","3":1}' data-sheets-value='{"1":3,"3":38.940000000000005}' style="overflow:hidden;padding:0px 3px 0px 3px;vertical-align:bottom;text-align:center;">39</td> <td data-sheets-value='{"1":3,"3":24}' style="border-right:1px solid #000000;overflow:hidden;padding:0px 3px 0px 3px;vertical-align:bottom;text-align:center;">24</td> </tr> <tr style="height:20px;"> <td data-sheets-value='{"1":2,"2":"Heatstop PC"}' style="border-left:1px solid #000000;overflow:hidden;padding:0px 3px 0px 3px;vertical-align:bottom;">Heatstop PC</td> <td data-sheets-value='{"1":2,"2":"DW"}' style="overflow:hidden;padding:0px 3px 0px 3px;vertical-align:bottom;">DW</td> <td data-sheets-value='{"1":2,"2":"Clear (T/H)"}' style="overflow:hidden;padding:0px 3px 0px 3px;vertical-align:bottom;">Clear (T/H)</td> <td data-sheets-numberformat='{"1":2,"2":"0.00","3":1}' data-sheets-value='{"1":3,"3":0.98}' style="overflow:hidden;padding:0px 3px 0px 3px;vertical-align:bottom;text-align:center;">0.98</td> <td data-sheets-numberformat='{"1":2,"2":"0","3":1}' data-sheets-value='{"1":3,"3":18.04}' style="overflow:hidden;padding:0px 3px 0px 3px;vertical-align:bottom;text-align:center;">18</td> <td data-sheets-numberformat='{"1":2,"2":"0","3":1}' data-sheets-value='{"1":3,"3":33.660000000000004}' style="overflow:hidden;padding:0px 3px 0px 3px;vertical-align:bottom;text-align:center;">34</td> <td data-sheets-value='{"1":3,"3":26}' style="border-right:1px solid #000000;overflow:hidden;padding:0px 3px 0px 3px;vertical-align:bottom;text-align:center;">26</td> </tr> <tr style="height:20px;"> <td style="border-bottom:1px solid #000000;border-left:1px solid #000000;overflow:hidden;padding:0px 3px 0px 3px;vertical-align:bottom;"></td> <td style="border-bottom:1px solid #000000;overflow:hidden;padding:0px 3px 0px 3px;vertical-align:bottom;"></td> <td data-sheets-value='{"1":2,"2":"Opal (T/O)"}' style="border-bottom:1px solid #000000;overflow:hidden;padding:0px 3px 0px 3px;vertical-align:bottom;">Opal (T/O)</td> <td data-sheets-numberformat='{"1":2,"2":"0.00","3":1}' data-sheets-value='{"1":3,"3":0.98}' style="border-bottom:1px solid #000000;overflow:hidden;padding:0px 3px 0px 3px;vertical-align:bottom;text-align:center;">0.98</td> <td data-sheets-numberformat='{"1":2,"2":"0","3":1}' data-sheets-value='{"1":3,"3":16.81}' style="border-bottom:1px solid #000000;overflow:hidden;padding:0px 3px 0px 3px;vertical-align:bottom;text-align:center;">17</td> <td data-sheets-numberformat='{"1":2,"2":"0","3":1}' data-sheets-value='{"1":3,"3":29.700000000000003}' style="border-bottom:1px solid #000000;overflow:hidden;padding:0px 3px 0px 3px;vertical-align:bottom;text-align:center;">30</td> <td data-sheets-value='{"1":3,"3":26}' style="border-right:1px solid #000000;border-bottom:1px solid #000000;overflow:hidden;padding:0px 3px 0px 3px;vertical-align:bottom;text-align:center;">26</td> </tr> </tbody></table> | skylux-160-ce-met-koepel-en-pvc-opstand-16-00-met-lm-motor-en-pvc-raam-type-ep25-0900-x-1200-mm | 8586023698765 | 46872332861773
Smoke and heat exhaust (SHEV) | SHE system | Skylux | Skylux 160° CE with skylight and PVC curb 16/00 with LM-actuator and PVC frame type EP25 0900 x 1500 mm |  | 50271 | 5412970502715 | 4262.85 | Yes | 30-45 | 68.55 | 900 x 1500 mm | 1500 | 900 |  | PVC 16/00 (16 cm high & roof opening = daylight size) | Rectangular | 1.19 W/m²K - 0.98 W/m²K | 57% - 30% | 37% - 17% | 24dB - 26dB | 160° CE (for industry) | PVC frame EP25 | without spoiler | E | Single actuator | Maximum double-walled skylight possible for this product | Ut-value LT-value g-value Rw-value EN 1873 : 2014 EN ISO 13468 EN 16153 EN 410 EN 410 EN ISO 140-3 Material Walls Shells (W/m²K) (%) (%) (dB) Acrylic EW Clear (H) 1.19 37 57 24 PMMA Opal (O) 1.19 34 50 24 DW Clear (H/H) 0.98 33 50 26 Opal (O/O) 0.98 28 38 26 Polycarbonate EW Clear (A) 1.19 36 55 24 PC Opal (D) 1.19 24 40 24 DW Clear (A/H) 0.98 32 48 26 Clear (A/A) 0.98 32 46 26 Opal (A/O) 0.98 30 42 26 Opal (A/D) 0.98 21 33 26 Polycarbonate EW Heatstop Opal (T) 1.19 20 39 24 Heatstop PC DW Clear (T/H) 0.98 18 34 26 Opal (T/O) 0.98 17 30 26 | https://skylux.eu/en/products/skylux-160-ce-met-koepel-en-pvc-opstand-16-00-met-lm-motor-en-pvc-raam-type-ep25-0900-x-1500-mm | https://skylux.eu/cdn/shop/files/Skylux-160deg-CE-met-koepel-en-pvc-opstand-1600-met-LM-motor-en-pvc-raam-type-EP25-0900-x-1500-mm-RWA-systeem.jpg?v=1702979592&width=1600 | https://skylux.eu/cdn/shop/files/e5a82811-1bb0-48e4-a776-cacb59c7c092_c3b9f792-69a0-4e3c-a520-9ea4f530c663.jpg?v=1688550934&width=1600 | //skylux.eu/cdn/shop/files/E_MH_Mounting_instructions_Skylux_160_CE_LM.pdf?v=12406716259046007223 | //skylux.eu/cdn/shop/files/E_TD_Technical_File_Skylux_Skylux_160_CE_Electric.pdf?v=3667116872303399239 | <style type="text/css" id="isPasted"><!--td {border: 1px solid #cccccc;}br {mso-data-placement:same-cell;}--></style><table border="1" cellpadding="0" cellspacing="0" dir="ltr" style="table-layout:fixed;font-size:10pt;font-family:Arial;border-collapse:collapse;border:none;"><tbody> <tr style="height:20px;"> <td style="overflow:hidden;padding:0px 3px 0px 3px;vertical-align:bottom;"></td> <td style="overflow:hidden;padding:0px 3px 0px 3px;vertical-align:bottom;"></td> <td style="overflow:hidden;padding:0px 3px 0px 3px;vertical-align:bottom;"></td> <td data-sheets-value='{"1":2,"2":"Ut-value"}' style="overflow:hidden;padding:0px 3px 0px 3px;vertical-align:bottom;font-weight:bold;text-align:center;">Ut-value</td> <td data-sheets-value='{"1":2,"2":"LT-value"}' style="overflow:hidden;padding:0px 3px 0px 3px;vertical-align:bottom;font-weight:bold;text-align:center;">LT-value</td> <td data-sheets-value='{"1":2,"2":"g-value"}' style="overflow:hidden;padding:0px 3px 0px 3px;vertical-align:bottom;font-weight:bold;text-align:center;">g-value</td> <td data-sheets-value='{"1":2,"2":"Rw-value "}' style="overflow:hidden;padding:0px 3px 0px 3px;vertical-align:bottom;font-weight:bold;text-align:center;">Rw-value </td> </tr> <tr style="height:20px;"> <td style="overflow:hidden;padding:0px 3px 0px 3px;vertical-align:bottom;"></td> <td style="overflow:hidden;padding:0px 3px 0px 3px;vertical-align:bottom;"></td> <td style="overflow:hidden;padding:0px 3px 0px 3px;vertical-align:bottom;"></td> <td data-sheets-numberformat='{"1":2,"2":"0.00","3":1}' data-sheets-value='{"1":2,"2":"EN 1873 : 2014"}' style="overflow:hidden;padding:0px 3px 0px 3px;vertical-align:bottom;text-align:center;">EN 1873 : 2014</td> <td data-sheets-numberformat='{"1":2,"2":"0","3":1}' data-sheets-value='{"1":2,"2":"EN ISO 13468 EN 16153 EN 410"}' style="overflow:hidden;padding:0px 3px 0px 3px;vertical-align:bottom;text-align:center;">EN ISO 13468 EN 16153 EN 410</td> <td data-sheets-numberformat='{"1":2,"2":"0","3":1}' data-sheets-value='{"1":2,"2":"EN 410"}' style="overflow:hidden;padding:0px 3px 0px 3px;vertical-align:bottom;text-align:center;">EN 410</td> <td data-sheets-value='{"1":2,"2":"EN ISO 140-3\t\t"}' style="overflow:hidden;padding:0px 3px 0px 3px;vertical-align:bottom;text-align:center;">EN ISO 140-3 </td> </tr> <tr style="height:20px;"> <td data-sheets-value='{"1":2,"2":"Material"}' style="border-bottom:1px solid #000000;overflow:hidden;padding:0px 3px 0px 3px;vertical-align:bottom;background-color:#000000;font-weight:bold;color:#ffffff;">Material</td> <td data-sheets-value='{"1":2,"2":"Walls"}' style="border-bottom:1px solid #000000;overflow:hidden;padding:0px 3px 0px 3px;vertical-align:bottom;background-color:#000000;font-weight:bold;color:#ffffff;">Walls</td> <td data-sheets-value='{"1":2,"2":"Shells"}' style="border-bottom:1px solid #000000;overflow:hidden;padding:0px 3px 0px 3px;vertical-align:bottom;background-color:#000000;font-weight:bold;color:#ffffff;">Shells</td> <td data-sheets-numberformat='{"1":2,"2":"0.00","3":1}' data-sheets-value='{"1":2,"2":"(W/m²K)\t"}' style="border-bottom:1px solid #000000;overflow:hidden;padding:0px 3px 0px 3px;vertical-align:bottom;background-color:#000000;font-weight:bold;color:#ffffff;text-align:center;">(W/m²K) </td> <td data-sheets-numberformat='{"1":2,"2":"0","3":1}' data-sheets-value='{"1":2,"2":"(%)"}' style="border-bottom:1px solid #000000;overflow:hidden;padding:0px 3px 0px 3px;vertical-align:bottom;background-color:#000000;font-weight:bold;color:#ffffff;text-align:center;">(%)</td> <td data-sheets-numberformat='{"1":2,"2":"0","3":1}' data-sheets-value='{"1":2,"2":"(%)"}' style="border-bottom:1px solid #000000;overflow:hidden;padding:0px 3px 0px 3px;vertical-align:bottom;background-color:#000000;font-weight:bold;color:#ffffff;text-align:center;">(%)</td> <td data-sheets-value='{"1":2,"2":"(dB)"}' style="border-bottom:1px solid #000000;overflow:hidden;padding:0px 3px 0px 3px;vertical-align:bottom;background-color:#000000;font-weight:bold;color:#ffffff;text-align:center;">(dB)</td> </tr> <tr style="height:20px;"> <td data-sheets-value='{"1":2,"2":"Acrylic"}' style="border-left:1px solid #000000;overflow:hidden;padding:0px 3px 0px 3px;vertical-align:bottom;">Acrylic</td> <td data-sheets-value='{"1":2,"2":"EW"}' style="overflow:hidden;padding:0px 3px 0px 3px;vertical-align:bottom;">EW</td> <td data-sheets-value='{"1":2,"2":"Clear (H)"}' style="overflow:hidden;padding:0px 3px 0px 3px;vertical-align:bottom;">Clear (H)</td> <td data-sheets-numberformat='{"1":2,"2":"0.00","3":1}' data-sheets-value='{"1":3,"3":1.19}' style="overflow:hidden;padding:0px 3px 0px 3px;vertical-align:bottom;text-align:center;">1.19</td> <td data-sheets-numberformat='{"1":2,"2":"0","3":1}' data-sheets-value='{"1":3,"3":36.9}' style="overflow:hidden;padding:0px 3px 0px 3px;vertical-align:bottom;text-align:center;">37</td> <td data-sheets-numberformat='{"1":2,"2":"0","3":1}' data-sheets-value='{"1":3,"3":57.42}' style="overflow:hidden;padding:0px 3px 0px 3px;vertical-align:bottom;text-align:center;">57</td> <td data-sheets-value='{"1":3,"3":24}' style="border-right:1px solid #000000;overflow:hidden;padding:0px 3px 0px 3px;vertical-align:bottom;text-align:center;">24</td> </tr> <tr style="height:20px;"> <td data-sheets-value='{"1":2,"2":"PMMA"}' style="border-left:1px solid #000000;overflow:hidden;padding:0px 3px 0px 3px;vertical-align:bottom;">PMMA</td> <td style="overflow:hidden;padding:0px 3px 0px 3px;vertical-align:bottom;"></td> <td data-sheets-value='{"1":2,"2":"Opal (O)"}' style="overflow:hidden;padding:0px 3px 0px 3px;vertical-align:bottom;">Opal (O)</td> <td data-sheets-numberformat='{"1":2,"2":"0.00","3":1}' data-sheets-value='{"1":3,"3":1.19}' style="overflow:hidden;padding:0px 3px 0px 3px;vertical-align:bottom;text-align:center;">1.19</td> <td data-sheets-numberformat='{"1":2,"2":"0","3":1}' data-sheets-value='{"1":3,"3":34.03}' style="overflow:hidden;padding:0px 3px 0px 3px;vertical-align:bottom;text-align:center;">34</td> <td data-sheets-numberformat='{"1":2,"2":"0","3":1}' data-sheets-value='{"1":3,"3":50.160000000000004}' style="overflow:hidden;padding:0px 3px 0px 3px;vertical-align:bottom;text-align:center;">50</td> <td data-sheets-value='{"1":3,"3":24}' style="border-right:1px solid #000000;overflow:hidden;padding:0px 3px 0px 3px;vertical-align:bottom;text-align:center;">24</td> </tr> <tr style="height:20px;"> <td style="border-left:1px solid #000000;overflow:hidden;padding:0px 3px 0px 3px;vertical-align:bottom;"></td> <td data-sheets-value='{"1":2,"2":"DW"}' style="overflow:hidden;padding:0px 3px 0px 3px;vertical-align:bottom;">DW</td> <td data-sheets-value='{"1":2,"2":"Clear (H/H)"}' style="overflow:hidden;padding:0px 3px 0px 3px;vertical-align:bottom;">Clear (H/H)</td> <td data-sheets-numberformat='{"1":2,"2":"0.00","3":1}' data-sheets-value='{"1":3,"3":0.98}' style="overflow:hidden;padding:0px 3px 0px 3px;vertical-align:bottom;text-align:center;">0.98</td> <td data-sheets-numberformat='{"1":2,"2":"0","3":1}' data-sheets-value='{"1":3,"3":33.21}' style="overflow:hidden;padding:0px 3px 0px 3px;vertical-align:bottom;text-align:center;">33</td> <td data-sheets-numberformat='{"1":2,"2":"0","3":1}' data-sheets-value='{"1":3,"3":49.5}' style="overflow:hidden;padding:0px 3px 0px 3px;vertical-align:bottom;text-align:center;">50</td> <td data-sheets-value='{"1":3,"3":26}' style="border-right:1px solid #000000;overflow:hidden;padding:0px 3px 0px 3px;vertical-align:bottom;text-align:center;">26</td> </tr> <tr style="height:20px;"> <td style="border-bottom:1px solid #000000;border-left:1px solid #000000;overflow:hidden;padding:0px 3px 0px 3px;vertical-align:bottom;"></td> <td style="border-bottom:1px solid #000000;overflow:hidden;padding:0px 3px 0px 3px;vertical-align:bottom;"></td> <td data-sheets-value='{"1":2,"2":"Opal (O/O)"}' style="border-bottom:1px solid #000000;overflow:hidden;padding:0px 3px 0px 3px;vertical-align:bottom;">Opal (O/O)</td> <td data-sheets-numberformat='{"1":2,"2":"0.00","3":1}' data-sheets-value='{"1":3,"3":0.98}' style="border-bottom:1px solid #000000;overflow:hidden;padding:0px 3px 0px 3px;vertical-align:bottom;text-align:center;">0.98</td> <td data-sheets-numberformat='{"1":2,"2":"0","3":1}' data-sheets-value='{"1":3,"3":28.29}' style="border-bottom:1px solid #000000;overflow:hidden;padding:0px 3px 0px 3px;vertical-align:bottom;text-align:center;">28</td> <td data-sheets-numberformat='{"1":2,"2":"0","3":1}' data-sheets-value='{"1":3,"3":38.28}' style="border-bottom:1px solid #000000;overflow:hidden;padding:0px 3px 0px 3px;vertical-align:bottom;text-align:center;">38</td> <td data-sheets-value='{"1":3,"3":26}' style="border-right:1px solid #000000;border-bottom:1px solid #000000;overflow:hidden;padding:0px 3px 0px 3px;vertical-align:bottom;text-align:center;">26</td> </tr> <tr style="height:20px;"> <td data-sheets-value='{"1":2,"2":"Polycarbonate "}' style="border-left:1px solid #000000;overflow:hidden;padding:0px 3px 0px 3px;vertical-align:bottom;">Polycarbonate </td> <td data-sheets-value='{"1":2,"2":"EW"}' style="overflow:hidden;padding:0px 3px 0px 3px;vertical-align:bottom;">EW</td> <td data-sheets-value='{"1":2,"2":"Clear (A)"}' style="overflow:hidden;padding:0px 3px 0px 3px;vertical-align:bottom;">Clear (A)</td> <td data-sheets-numberformat='{"1":2,"2":"0.00","3":1}' data-sheets-value='{"1":3,"3":1.19}' style="overflow:hidden;padding:0px 3px 0px 3px;vertical-align:bottom;text-align:center;">1.19</td> <td data-sheets-numberformat='{"1":2,"2":"0","3":1}' data-sheets-value='{"1":3,"3":36.08}' style="overflow:hidden;padding:0px 3px 0px 3px;vertical-align:bottom;text-align:center;">36</td> <td data-sheets-numberformat='{"1":2,"2":"0","3":1}' data-sheets-value='{"1":3,"3":54.78}' style="overflow:hidden;padding:0px 3px 0px 3px;vertical-align:bottom;text-align:center;">55</td> <td data-sheets-value='{"1":3,"3":24}' style="border-right:1px solid #000000;overflow:hidden;padding:0px 3px 0px 3px;vertical-align:bottom;text-align:center;">24</td> </tr> <tr style="height:20px;"> <td data-sheets-value='{"1":2,"2":"PC"}' style="border-left:1px solid #000000;overflow:hidden;padding:0px 3px 0px 3px;vertical-align:bottom;">PC</td> <td style="overflow:hidden;padding:0px 3px 0px 3px;vertical-align:bottom;"></td> <td data-sheets-value='{"1":2,"2":"Opal (D)"}' style="overflow:hidden;padding:0px 3px 0px 3px;vertical-align:bottom;">Opal (D)</td> <td data-sheets-numberformat='{"1":2,"2":"0.00","3":1}' data-sheets-value='{"1":3,"3":1.19}' style="overflow:hidden;padding:0px 3px 0px 3px;vertical-align:bottom;text-align:center;">1.19</td> <td data-sheets-numberformat='{"1":2,"2":"0","3":1}' data-sheets-value='{"1":3,"3":23.779999999999998}' style="overflow:hidden;padding:0px 3px 0px 3px;vertical-align:bottom;text-align:center;">24</td> <td data-sheets-numberformat='{"1":2,"2":"0","3":1}' data-sheets-value='{"1":3,"3":39.6}' style="overflow:hidden;padding:0px 3px 0px 3px;vertical-align:bottom;text-align:center;">40</td> <td data-sheets-value='{"1":3,"3":24}' style="border-right:1px solid #000000;overflow:hidden;padding:0px 3px 0px 3px;vertical-align:bottom;text-align:center;">24</td> </tr> <tr style="height:20px;"> <td style="border-left:1px solid #000000;overflow:hidden;padding:0px 3px 0px 3px;vertical-align:bottom;"></td> <td data-sheets-value='{"1":2,"2":"DW"}' style="overflow:hidden;padding:0px 3px 0px 3px;vertical-align:bottom;">DW</td> <td data-sheets-value='{"1":2,"2":"Clear (A/H)"}' style="overflow:hidden;padding:0px 3px 0px 3px;vertical-align:bottom;">Clear (A/H)</td> <td data-sheets-numberformat='{"1":2,"2":"0.00","3":1}' data-sheets-value='{"1":3,"3":0.98}' style="overflow:hidden;padding:0px 3px 0px 3px;vertical-align:bottom;text-align:center;">0.98</td> <td data-sheets-numberformat='{"1":2,"2":"0","3":1}' data-sheets-value='{"1":3,"3":32.39}' style="overflow:hidden;padding:0px 3px 0px 3px;vertical-align:bottom;text-align:center;">32</td> <td data-sheets-numberformat='{"1":2,"2":"0","3":1}' data-sheets-value='{"1":3,"3":47.52}' style="overflow:hidden;padding:0px 3px 0px 3px;vertical-align:bottom;text-align:center;">48</td> <td data-sheets-value='{"1":3,"3":26}' style="border-right:1px solid #000000;overflow:hidden;padding:0px 3px 0px 3px;vertical-align:bottom;text-align:center;">26</td> </tr> <tr style="height:20px;"> <td style="border-left:1px solid #000000;overflow:hidden;padding:0px 3px 0px 3px;vertical-align:bottom;"></td> <td style="overflow:hidden;padding:0px 3px 0px 3px;vertical-align:bottom;"></td> <td data-sheets-value='{"1":2,"2":"Clear (A/A)"}' style="overflow:hidden;padding:0px 3px 0px 3px;vertical-align:bottom;">Clear (A/A)</td> <td data-sheets-numberformat='{"1":2,"2":"0.00","3":1}' data-sheets-value='{"1":3,"3":0.98}' style="overflow:hidden;padding:0px 3px 0px 3px;vertical-align:bottom;text-align:center;">0.98</td> <td data-sheets-numberformat='{"1":2,"2":"0","3":1}' data-sheets-value='{"1":3,"3":31.569999999999997}' style="overflow:hidden;padding:0px 3px 0px 3px;vertical-align:bottom;text-align:center;">32</td> <td data-sheets-numberformat='{"1":2,"2":"0","3":1}' data-sheets-value='{"1":3,"3":45.54}' style="overflow:hidden;padding:0px 3px 0px 3px;vertical-align:bottom;text-align:center;">46</td> <td data-sheets-value='{"1":3,"3":26}' style="border-right:1px solid #000000;overflow:hidden;padding:0px 3px 0px 3px;vertical-align:bottom;text-align:center;">26</td> </tr> <tr style="height:20px;"> <td style="border-left:1px solid #000000;overflow:hidden;padding:0px 3px 0px 3px;vertical-align:bottom;"></td> <td style="overflow:hidden;padding:0px 3px 0px 3px;vertical-align:bottom;"></td> <td data-sheets-value='{"1":2,"2":"Opal (A/O)"}' style="overflow:hidden;padding:0px 3px 0px 3px;vertical-align:bottom;">Opal (A/O)</td> <td data-sheets-numberformat='{"1":2,"2":"0.00","3":1}' data-sheets-value='{"1":3,"3":0.98}' style="overflow:hidden;padding:0px 3px 0px 3px;vertical-align:bottom;text-align:center;">0.98</td> <td data-sheets-numberformat='{"1":2,"2":"0","3":1}' data-sheets-value='{"1":3,"3":29.93}' style="overflow:hidden;padding:0px 3px 0px 3px;vertical-align:bottom;text-align:center;">30</td> <td data-sheets-numberformat='{"1":2,"2":"0","3":1}' data-sheets-value='{"1":3,"3":41.580000000000005}' style="overflow:hidden;padding:0px 3px 0px 3px;vertical-align:bottom;text-align:center;">42</td> <td data-sheets-value='{"1":3,"3":26}' style="border-right:1px solid #000000;overflow:hidden;padding:0px 3px 0px 3px;vertical-align:bottom;text-align:center;">26</td> </tr> <tr style="height:20px;"> <td style="border-bottom:1px solid #000000;border-left:1px solid #000000;overflow:hidden;padding:0px 3px 0px 3px;vertical-align:bottom;"></td> <td style="border-bottom:1px solid #000000;overflow:hidden;padding:0px 3px 0px 3px;vertical-align:bottom;"></td> <td data-sheets-value='{"1":2,"2":"Opal (A/D)"}' style="border-bottom:1px solid #000000;overflow:hidden;padding:0px 3px 0px 3px;vertical-align:bottom;">Opal (A/D)</td> <td data-sheets-numberformat='{"1":2,"2":"0.00","3":1}' data-sheets-value='{"1":3,"3":0.98}' style="border-bottom:1px solid #000000;overflow:hidden;padding:0px 3px 0px 3px;vertical-align:bottom;text-align:center;">0.98</td> <td data-sheets-numberformat='{"1":2,"2":"0","3":1}' data-sheets-value='{"1":3,"3":20.91}' style="border-bottom:1px solid #000000;overflow:hidden;padding:0px 3px 0px 3px;vertical-align:bottom;text-align:center;">21</td> <td data-sheets-numberformat='{"1":2,"2":"0","3":1}' data-sheets-value='{"1":3,"3":33}' style="border-bottom:1px solid #000000;overflow:hidden;padding:0px 3px 0px 3px;vertical-align:bottom;text-align:center;">33</td> <td data-sheets-value='{"1":3,"3":26}' style="border-right:1px solid #000000;border-bottom:1px solid #000000;overflow:hidden;padding:0px 3px 0px 3px;vertical-align:bottom;text-align:center;">26</td> </tr> <tr style="height:20px;"> <td data-sheets-value='{"1":2,"2":"Polycarbonate"}' style="border-left:1px solid #000000;overflow:hidden;padding:0px 3px 0px 3px;vertical-align:bottom;">Polycarbonate</td> <td data-sheets-value='{"1":2,"2":"EW"}' style="overflow:hidden;padding:0px 3px 0px 3px;vertical-align:bottom;">EW</td> <td data-sheets-value='{"1":2,"2":"Heatstop Opal (T)"}' style="overflow:hidden;padding:0px 3px 0px 3px;vertical-align:bottom;">Heatstop Opal (T)</td> <td data-sheets-numberformat='{"1":2,"2":"0.00","3":1}' data-sheets-value='{"1":3,"3":1.19}' style="overflow:hidden;padding:0px 3px 0px 3px;vertical-align:bottom;text-align:center;">1.19</td> <td data-sheets-numberformat='{"1":2,"2":"0","3":1}' data-sheets-value='{"1":3,"3":20.09}' style="overflow:hidden;padding:0px 3px 0px 3px;vertical-align:bottom;text-align:center;">20</td> <td data-sheets-numberformat='{"1":2,"2":"0","3":1}' data-sheets-value='{"1":3,"3":38.940000000000005}' style="overflow:hidden;padding:0px 3px 0px 3px;vertical-align:bottom;text-align:center;">39</td> <td data-sheets-value='{"1":3,"3":24}' style="border-right:1px solid #000000;overflow:hidden;padding:0px 3px 0px 3px;vertical-align:bottom;text-align:center;">24</td> </tr> <tr style="height:20px;"> <td data-sheets-value='{"1":2,"2":"Heatstop PC"}' style="border-left:1px solid #000000;overflow:hidden;padding:0px 3px 0px 3px;vertical-align:bottom;">Heatstop PC</td> <td data-sheets-value='{"1":2,"2":"DW"}' style="overflow:hidden;padding:0px 3px 0px 3px;vertical-align:bottom;">DW</td> <td data-sheets-value='{"1":2,"2":"Clear (T/H)"}' style="overflow:hidden;padding:0px 3px 0px 3px;vertical-align:bottom;">Clear (T/H)</td> <td data-sheets-numberformat='{"1":2,"2":"0.00","3":1}' data-sheets-value='{"1":3,"3":0.98}' style="overflow:hidden;padding:0px 3px 0px 3px;vertical-align:bottom;text-align:center;">0.98</td> <td data-sheets-numberformat='{"1":2,"2":"0","3":1}' data-sheets-value='{"1":3,"3":18.04}' style="overflow:hidden;padding:0px 3px 0px 3px;vertical-align:bottom;text-align:center;">18</td> <td data-sheets-numberformat='{"1":2,"2":"0","3":1}' data-sheets-value='{"1":3,"3":33.660000000000004}' style="overflow:hidden;padding:0px 3px 0px 3px;vertical-align:bottom;text-align:center;">34</td> <td data-sheets-value='{"1":3,"3":26}' style="border-right:1px solid #000000;overflow:hidden;padding:0px 3px 0px 3px;vertical-align:bottom;text-align:center;">26</td> </tr> <tr style="height:20px;"> <td style="border-bottom:1px solid #000000;border-left:1px solid #000000;overflow:hidden;padding:0px 3px 0px 3px;vertical-align:bottom;"></td> <td style="border-bottom:1px solid #000000;overflow:hidden;padding:0px 3px 0px 3px;vertical-align:bottom;"></td> <td data-sheets-value='{"1":2,"2":"Opal (T/O)"}' style="border-bottom:1px solid #000000;overflow:hidden;padding:0px 3px 0px 3px;vertical-align:bottom;">Opal (T/O)</td> <td data-sheets-numberformat='{"1":2,"2":"0.00","3":1}' data-sheets-value='{"1":3,"3":0.98}' style="border-bottom:1px solid #000000;overflow:hidden;padding:0px 3px 0px 3px;vertical-align:bottom;text-align:center;">0.98</td> <td data-sheets-numberformat='{"1":2,"2":"0","3":1}' data-sheets-value='{"1":3,"3":16.81}' style="border-bottom:1px solid #000000;overflow:hidden;padding:0px 3px 0px 3px;vertical-align:bottom;text-align:center;">17</td> <td data-sheets-numberformat='{"1":2,"2":"0","3":1}' data-sheets-value='{"1":3,"3":29.700000000000003}' style="border-bottom:1px solid #000000;overflow:hidden;padding:0px 3px 0px 3px;vertical-align:bottom;text-align:center;">30</td> <td data-sheets-value='{"1":3,"3":26}' style="border-right:1px solid #000000;border-bottom:1px solid #000000;overflow:hidden;padding:0px 3px 0px 3px;vertical-align:bottom;text-align:center;">26</td> </tr> </tbody></table> | skylux-160-ce-met-koepel-en-pvc-opstand-16-00-met-lm-motor-en-pvc-raam-type-ep25-0900-x-1500-mm | 8586023731533 | 46872332894541
Smoke and heat exhaust (SHEV) | SHE system | Skylux | Skylux 160° CE with skylight and PVC curb 16/00 with LM-actuator and PVC frame type EP25 1000 x 1000 mm |  | 50272 | 5412970502722 | 3899.85 | Yes | 30-45 | 60.73 | 1000 x 1000 mm | 1000 | 1000 |  | PVC 16/00 (16 cm high & roof opening = daylight size) | Square | 1.19 W/m²K - 0.98 W/m²K | 57% - 30% | 37% - 17% | 24dB - 26dB | 160° CE (for industry) | PVC frame EP25 | without spoiler | E | Single actuator | Maximum double-walled skylight possible for this product | Ut-value LT-value g-value Rw-value EN 1873 : 2014 EN ISO 13468 EN 16153 EN 410 EN 410 EN ISO 140-3 Material Walls Shells (W/m²K) (%) (%) (dB) Acrylic EW Clear (H) 1.19 37 57 24 PMMA Opal (O) 1.19 34 50 24 DW Clear (H/H) 0.98 33 50 26 Opal (O/O) 0.98 28 38 26 Polycarbonate EW Clear (A) 1.19 36 55 24 PC Opal (D) 1.19 24 40 24 DW Clear (A/H) 0.98 32 48 26 Clear (A/A) 0.98 32 46 26 Opal (A/O) 0.98 30 42 26 Opal (A/D) 0.98 21 33 26 Polycarbonate EW Heatstop Opal (T) 1.19 20 39 24 Heatstop PC DW Clear (T/H) 0.98 18 34 26 Opal (T/O) 0.98 17 30 26 | https://skylux.eu/en/products/skylux-160-ce-met-koepel-en-pvc-opstand-16-00-met-lm-motor-en-pvc-raam-type-ep25-1000-x-1000-mm | https://skylux.eu/cdn/shop/files/Skylux-160deg-CE-met-koepel-en-pvc-opstand-1600-met-LM-motor-en-pvc-raam-type-EP25-1000-x-1000-mm-RWA-systeem.jpg?v=1702979598&width=1600 | https://skylux.eu/cdn/shop/files/e5a82811-1bb0-48e4-a776-cacb59c7c092_03618e9b-75a9-4317-91f7-16d5b2637b6b.jpg?v=1688550935&width=1600 | //skylux.eu/cdn/shop/files/E_MH_Mounting_instructions_Skylux_160_CE_LM.pdf?v=12406716259046007223 | //skylux.eu/cdn/shop/files/E_TD_Technical_File_Skylux_Skylux_160_CE_Electric.pdf?v=3667116872303399239 | <style type="text/css" id="isPasted"><!--td {border: 1px solid #cccccc;}br {mso-data-placement:same-cell;}--></style><table border="1" cellpadding="0" cellspacing="0" dir="ltr" style="table-layout:fixed;font-size:10pt;font-family:Arial;border-collapse:collapse;border:none;"><tbody> <tr style="height:20px;"> <td style="overflow:hidden;padding:0px 3px 0px 3px;vertical-align:bottom;"></td> <td style="overflow:hidden;padding:0px 3px 0px 3px;vertical-align:bottom;"></td> <td style="overflow:hidden;padding:0px 3px 0px 3px;vertical-align:bottom;"></td> <td data-sheets-value='{"1":2,"2":"Ut-value"}' style="overflow:hidden;padding:0px 3px 0px 3px;vertical-align:bottom;font-weight:bold;text-align:center;">Ut-value</td> <td data-sheets-value='{"1":2,"2":"LT-value"}' style="overflow:hidden;padding:0px 3px 0px 3px;vertical-align:bottom;font-weight:bold;text-align:center;">LT-value</td> <td data-sheets-value='{"1":2,"2":"g-value"}' style="overflow:hidden;padding:0px 3px 0px 3px;vertical-align:bottom;font-weight:bold;text-align:center;">g-value</td> <td data-sheets-value='{"1":2,"2":"Rw-value "}' style="overflow:hidden;padding:0px 3px 0px 3px;vertical-align:bottom;font-weight:bold;text-align:center;">Rw-value </td> </tr> <tr style="height:20px;"> <td style="overflow:hidden;padding:0px 3px 0px 3px;vertical-align:bottom;"></td> <td style="overflow:hidden;padding:0px 3px 0px 3px;vertical-align:bottom;"></td> <td style="overflow:hidden;padding:0px 3px 0px 3px;vertical-align:bottom;"></td> <td data-sheets-numberformat='{"1":2,"2":"0.00","3":1}' data-sheets-value='{"1":2,"2":"EN 1873 : 2014"}' style="overflow:hidden;padding:0px 3px 0px 3px;vertical-align:bottom;text-align:center;">EN 1873 : 2014</td> <td data-sheets-numberformat='{"1":2,"2":"0","3":1}' data-sheets-value='{"1":2,"2":"EN ISO 13468 EN 16153 EN 410"}' style="overflow:hidden;padding:0px 3px 0px 3px;vertical-align:bottom;text-align:center;">EN ISO 13468 EN 16153 EN 410</td> <td data-sheets-numberformat='{"1":2,"2":"0","3":1}' data-sheets-value='{"1":2,"2":"EN 410"}' style="overflow:hidden;padding:0px 3px 0px 3px;vertical-align:bottom;text-align:center;">EN 410</td> <td data-sheets-value='{"1":2,"2":"EN ISO 140-3\t\t"}' style="overflow:hidden;padding:0px 3px 0px 3px;vertical-align:bottom;text-align:center;">EN ISO 140-3 </td> </tr> <tr style="height:20px;"> <td data-sheets-value='{"1":2,"2":"Material"}' style="border-bottom:1px solid #000000;overflow:hidden;padding:0px 3px 0px 3px;vertical-align:bottom;background-color:#000000;font-weight:bold;color:#ffffff;">Material</td> <td data-sheets-value='{"1":2,"2":"Walls"}' style="border-bottom:1px solid #000000;overflow:hidden;padding:0px 3px 0px 3px;vertical-align:bottom;background-color:#000000;font-weight:bold;color:#ffffff;">Walls</td> <td data-sheets-value='{"1":2,"2":"Shells"}' style="border-bottom:1px solid #000000;overflow:hidden;padding:0px 3px 0px 3px;vertical-align:bottom;background-color:#000000;font-weight:bold;color:#ffffff;">Shells</td> <td data-sheets-numberformat='{"1":2,"2":"0.00","3":1}' data-sheets-value='{"1":2,"2":"(W/m²K)\t"}' style="border-bottom:1px solid #000000;overflow:hidden;padding:0px 3px 0px 3px;vertical-align:bottom;background-color:#000000;font-weight:bold;color:#ffffff;text-align:center;">(W/m²K) </td> <td data-sheets-numberformat='{"1":2,"2":"0","3":1}' data-sheets-value='{"1":2,"2":"(%)"}' style="border-bottom:1px solid #000000;overflow:hidden;padding:0px 3px 0px 3px;vertical-align:bottom;background-color:#000000;font-weight:bold;color:#ffffff;text-align:center;">(%)</td> <td data-sheets-numberformat='{"1":2,"2":"0","3":1}' data-sheets-value='{"1":2,"2":"(%)"}' style="border-bottom:1px solid #000000;overflow:hidden;padding:0px 3px 0px 3px;vertical-align:bottom;background-color:#000000;font-weight:bold;color:#ffffff;text-align:center;">(%)</td> <td data-sheets-value='{"1":2,"2":"(dB)"}' style="border-bottom:1px solid #000000;overflow:hidden;padding:0px 3px 0px 3px;vertical-align:bottom;background-color:#000000;font-weight:bold;color:#ffffff;text-align:center;">(dB)</td> </tr> <tr style="height:20px;"> <td data-sheets-value='{"1":2,"2":"Acrylic"}' style="border-left:1px solid #000000;overflow:hidden;padding:0px 3px 0px 3px;vertical-align:bottom;">Acrylic</td> <td data-sheets-value='{"1":2,"2":"EW"}' style="overflow:hidden;padding:0px 3px 0px 3px;vertical-align:bottom;">EW</td> <td data-sheets-value='{"1":2,"2":"Clear (H)"}' style="overflow:hidden;padding:0px 3px 0px 3px;vertical-align:bottom;">Clear (H)</td> <td data-sheets-numberformat='{"1":2,"2":"0.00","3":1}' data-sheets-value='{"1":3,"3":1.19}' style="overflow:hidden;padding:0px 3px 0px 3px;vertical-align:bottom;text-align:center;">1.19</td> <td data-sheets-numberformat='{"1":2,"2":"0","3":1}' data-sheets-value='{"1":3,"3":36.9}' style="overflow:hidden;padding:0px 3px 0px 3px;vertical-align:bottom;text-align:center;">37</td> <td data-sheets-numberformat='{"1":2,"2":"0","3":1}' data-sheets-value='{"1":3,"3":57.42}' style="overflow:hidden;padding:0px 3px 0px 3px;vertical-align:bottom;text-align:center;">57</td> <td data-sheets-value='{"1":3,"3":24}' style="border-right:1px solid #000000;overflow:hidden;padding:0px 3px 0px 3px;vertical-align:bottom;text-align:center;">24</td> </tr> <tr style="height:20px;"> <td data-sheets-value='{"1":2,"2":"PMMA"}' style="border-left:1px solid #000000;overflow:hidden;padding:0px 3px 0px 3px;vertical-align:bottom;">PMMA</td> <td style="overflow:hidden;padding:0px 3px 0px 3px;vertical-align:bottom;"></td> <td data-sheets-value='{"1":2,"2":"Opal (O)"}' style="overflow:hidden;padding:0px 3px 0px 3px;vertical-align:bottom;">Opal (O)</td> <td data-sheets-numberformat='{"1":2,"2":"0.00","3":1}' data-sheets-value='{"1":3,"3":1.19}' style="overflow:hidden;padding:0px 3px 0px 3px;vertical-align:bottom;text-align:center;">1.19</td> <td data-sheets-numberformat='{"1":2,"2":"0","3":1}' data-sheets-value='{"1":3,"3":34.03}' style="overflow:hidden;padding:0px 3px 0px 3px;vertical-align:bottom;text-align:center;">34</td> <td data-sheets-numberformat='{"1":2,"2":"0","3":1}' data-sheets-value='{"1":3,"3":50.160000000000004}' style="overflow:hidden;padding:0px 3px 0px 3px;vertical-align:bottom;text-align:center;">50</td> <td data-sheets-value='{"1":3,"3":24}' style="border-right:1px solid #000000;overflow:hidden;padding:0px 3px 0px 3px;vertical-align:bottom;text-align:center;">24</td> </tr> <tr style="height:20px;"> <td style="border-left:1px solid #000000;overflow:hidden;padding:0px 3px 0px 3px;vertical-align:bottom;"></td> <td data-sheets-value='{"1":2,"2":"DW"}' style="overflow:hidden;padding:0px 3px 0px 3px;vertical-align:bottom;">DW</td> <td data-sheets-value='{"1":2,"2":"Clear (H/H)"}' style="overflow:hidden;padding:0px 3px 0px 3px;vertical-align:bottom;">Clear (H/H)</td> <td data-sheets-numberformat='{"1":2,"2":"0.00","3":1}' data-sheets-value='{"1":3,"3":0.98}' style="overflow:hidden;padding:0px 3px 0px 3px;vertical-align:bottom;text-align:center;">0.98</td> <td data-sheets-numberformat='{"1":2,"2":"0","3":1}' data-sheets-value='{"1":3,"3":33.21}' style="overflow:hidden;padding:0px 3px 0px 3px;vertical-align:bottom;text-align:center;">33</td> <td data-sheets-numberformat='{"1":2,"2":"0","3":1}' data-sheets-value='{"1":3,"3":49.5}' style="overflow:hidden;padding:0px 3px 0px 3px;vertical-align:bottom;text-align:center;">50</td> <td data-sheets-value='{"1":3,"3":26}' style="border-right:1px solid #000000;overflow:hidden;padding:0px 3px 0px 3px;vertical-align:bottom;text-align:center;">26</td> </tr> <tr style="height:20px;"> <td style="border-bottom:1px solid #000000;border-left:1px solid #000000;overflow:hidden;padding:0px 3px 0px 3px;vertical-align:bottom;"></td> <td style="border-bottom:1px solid #000000;overflow:hidden;padding:0px 3px 0px 3px;vertical-align:bottom;"></td> <td data-sheets-value='{"1":2,"2":"Opal (O/O)"}' style="border-bottom:1px solid #000000;overflow:hidden;padding:0px 3px 0px 3px;vertical-align:bottom;">Opal (O/O)</td> <td data-sheets-numberformat='{"1":2,"2":"0.00","3":1}' data-sheets-value='{"1":3,"3":0.98}' style="border-bottom:1px solid #000000;overflow:hidden;padding:0px 3px 0px 3px;vertical-align:bottom;text-align:center;">0.98</td> <td data-sheets-numberformat='{"1":2,"2":"0","3":1}' data-sheets-value='{"1":3,"3":28.29}' style="border-bottom:1px solid #000000;overflow:hidden;padding:0px 3px 0px 3px;vertical-align:bottom;text-align:center;">28</td> <td data-sheets-numberformat='{"1":2,"2":"0","3":1}' data-sheets-value='{"1":3,"3":38.28}' style="border-bottom:1px solid #000000;overflow:hidden;padding:0px 3px 0px 3px;vertical-align:bottom;text-align:center;">38</td> <td data-sheets-value='{"1":3,"3":26}' style="border-right:1px solid #000000;border-bottom:1px solid #000000;overflow:hidden;padding:0px 3px 0px 3px;vertical-align:bottom;text-align:center;">26</td> </tr> <tr style="height:20px;"> <td data-sheets-value='{"1":2,"2":"Polycarbonate "}' style="border-left:1px solid #000000;overflow:hidden;padding:0px 3px 0px 3px;vertical-align:bottom;">Polycarbonate </td> <td data-sheets-value='{"1":2,"2":"EW"}' style="overflow:hidden;padding:0px 3px 0px 3px;vertical-align:bottom;">EW</td> <td data-sheets-value='{"1":2,"2":"Clear (A)"}' style="overflow:hidden;padding:0px 3px 0px 3px;vertical-align:bottom;">Clear (A)</td> <td data-sheets-numberformat='{"1":2,"2":"0.00","3":1}' data-sheets-value='{"1":3,"3":1.19}' style="overflow:hidden;padding:0px 3px 0px 3px;vertical-align:bottom;text-align:center;">1.19</td> <td data-sheets-numberformat='{"1":2,"2":"0","3":1}' data-sheets-value='{"1":3,"3":36.08}' style="overflow:hidden;padding:0px 3px 0px 3px;vertical-align:bottom;text-align:center;">36</td> <td data-sheets-numberformat='{"1":2,"2":"0","3":1}' data-sheets-value='{"1":3,"3":54.78}' style="overflow:hidden;padding:0px 3px 0px 3px;vertical-align:bottom;text-align:center;">55</td> <td data-sheets-value='{"1":3,"3":24}' style="border-right:1px solid #000000;overflow:hidden;padding:0px 3px 0px 3px;vertical-align:bottom;text-align:center;">24</td> </tr> <tr style="height:20px;"> <td data-sheets-value='{"1":2,"2":"PC"}' style="border-left:1px solid #000000;overflow:hidden;padding:0px 3px 0px 3px;vertical-align:bottom;">PC</td> <td style="overflow:hidden;padding:0px 3px 0px 3px;vertical-align:bottom;"></td> <td data-sheets-value='{"1":2,"2":"Opal (D)"}' style="overflow:hidden;padding:0px 3px 0px 3px;vertical-align:bottom;">Opal (D)</td> <td data-sheets-numberformat='{"1":2,"2":"0.00","3":1}' data-sheets-value='{"1":3,"3":1.19}' style="overflow:hidden;padding:0px 3px 0px 3px;vertical-align:bottom;text-align:center;">1.19</td> <td data-sheets-numberformat='{"1":2,"2":"0","3":1}' data-sheets-value='{"1":3,"3":23.779999999999998}' style="overflow:hidden;padding:0px 3px 0px 3px;vertical-align:bottom;text-align:center;">24</td> <td data-sheets-numberformat='{"1":2,"2":"0","3":1}' data-sheets-value='{"1":3,"3":39.6}' style="overflow:hidden;padding:0px 3px 0px 3px;vertical-align:bottom;text-align:center;">40</td> <td data-sheets-value='{"1":3,"3":24}' style="border-right:1px solid #000000;overflow:hidden;padding:0px 3px 0px 3px;vertical-align:bottom;text-align:center;">24</td> </tr> <tr style="height:20px;"> <td style="border-left:1px solid #000000;overflow:hidden;padding:0px 3px 0px 3px;vertical-align:bottom;"></td> <td data-sheets-value='{"1":2,"2":"DW"}' style="overflow:hidden;padding:0px 3px 0px 3px;vertical-align:bottom;">DW</td> <td data-sheets-value='{"1":2,"2":"Clear (A/H)"}' style="overflow:hidden;padding:0px 3px 0px 3px;vertical-align:bottom;">Clear (A/H)</td> <td data-sheets-numberformat='{"1":2,"2":"0.00","3":1}' data-sheets-value='{"1":3,"3":0.98}' style="overflow:hidden;padding:0px 3px 0px 3px;vertical-align:bottom;text-align:center;">0.98</td> <td data-sheets-numberformat='{"1":2,"2":"0","3":1}' data-sheets-value='{"1":3,"3":32.39}' style="overflow:hidden;padding:0px 3px 0px 3px;vertical-align:bottom;text-align:center;">32</td> <td data-sheets-numberformat='{"1":2,"2":"0","3":1}' data-sheets-value='{"1":3,"3":47.52}' style="overflow:hidden;padding:0px 3px 0px 3px;vertical-align:bottom;text-align:center;">48</td> <td data-sheets-value='{"1":3,"3":26}' style="border-right:1px solid #000000;overflow:hidden;padding:0px 3px 0px 3px;vertical-align:bottom;text-align:center;">26</td> </tr> <tr style="height:20px;"> <td style="border-left:1px solid #000000;overflow:hidden;padding:0px 3px 0px 3px;vertical-align:bottom;"></td> <td style="overflow:hidden;padding:0px 3px 0px 3px;vertical-align:bottom;"></td> <td data-sheets-value='{"1":2,"2":"Clear (A/A)"}' style="overflow:hidden;padding:0px 3px 0px 3px;vertical-align:bottom;">Clear (A/A)</td> <td data-sheets-numberformat='{"1":2,"2":"0.00","3":1}' data-sheets-value='{"1":3,"3":0.98}' style="overflow:hidden;padding:0px 3px 0px 3px;vertical-align:bottom;text-align:center;">0.98</td> <td data-sheets-numberformat='{"1":2,"2":"0","3":1}' data-sheets-value='{"1":3,"3":31.569999999999997}' style="overflow:hidden;padding:0px 3px 0px 3px;vertical-align:bottom;text-align:center;">32</td> <td data-sheets-numberformat='{"1":2,"2":"0","3":1}' data-sheets-value='{"1":3,"3":45.54}' style="overflow:hidden;padding:0px 3px 0px 3px;vertical-align:bottom;text-align:center;">46</td> <td data-sheets-value='{"1":3,"3":26}' style="border-right:1px solid #000000;overflow:hidden;padding:0px 3px 0px 3px;vertical-align:bottom;text-align:center;">26</td> </tr> <tr style="height:20px;"> <td style="border-left:1px solid #000000;overflow:hidden;padding:0px 3px 0px 3px;vertical-align:bottom;"></td> <td style="overflow:hidden;padding:0px 3px 0px 3px;vertical-align:bottom;"></td> <td data-sheets-value='{"1":2,"2":"Opal (A/O)"}' style="overflow:hidden;padding:0px 3px 0px 3px;vertical-align:bottom;">Opal (A/O)</td> <td data-sheets-numberformat='{"1":2,"2":"0.00","3":1}' data-sheets-value='{"1":3,"3":0.98}' style="overflow:hidden;padding:0px 3px 0px 3px;vertical-align:bottom;text-align:center;">0.98</td> <td data-sheets-numberformat='{"1":2,"2":"0","3":1}' data-sheets-value='{"1":3,"3":29.93}' style="overflow:hidden;padding:0px 3px 0px 3px;vertical-align:bottom;text-align:center;">30</td> <td data-sheets-numberformat='{"1":2,"2":"0","3":1}' data-sheets-value='{"1":3,"3":41.580000000000005}' style="overflow:hidden;padding:0px 3px 0px 3px;vertical-align:bottom;text-align:center;">42</td> <td data-sheets-value='{"1":3,"3":26}' style="border-right:1px solid #000000;overflow:hidden;padding:0px 3px 0px 3px;vertical-align:bottom;text-align:center;">26</td> </tr> <tr style="height:20px;"> <td style="border-bottom:1px solid #000000;border-left:1px solid #000000;overflow:hidden;padding:0px 3px 0px 3px;vertical-align:bottom;"></td> <td style="border-bottom:1px solid #000000;overflow:hidden;padding:0px 3px 0px 3px;vertical-align:bottom;"></td> <td data-sheets-value='{"1":2,"2":"Opal (A/D)"}' style="border-bottom:1px solid #000000;overflow:hidden;padding:0px 3px 0px 3px;vertical-align:bottom;">Opal (A/D)</td> <td data-sheets-numberformat='{"1":2,"2":"0.00","3":1}' data-sheets-value='{"1":3,"3":0.98}' style="border-bottom:1px solid #000000;overflow:hidden;padding:0px 3px 0px 3px;vertical-align:bottom;text-align:center;">0.98</td> <td data-sheets-numberformat='{"1":2,"2":"0","3":1}' data-sheets-value='{"1":3,"3":20.91}' style="border-bottom:1px solid #000000;overflow:hidden;padding:0px 3px 0px 3px;vertical-align:bottom;text-align:center;">21</td> <td data-sheets-numberformat='{"1":2,"2":"0","3":1}' data-sheets-value='{"1":3,"3":33}' style="border-bottom:1px solid #000000;overflow:hidden;padding:0px 3px 0px 3px;vertical-align:bottom;text-align:center;">33</td> <td data-sheets-value='{"1":3,"3":26}' style="border-right:1px solid #000000;border-bottom:1px solid #000000;overflow:hidden;padding:0px 3px 0px 3px;vertical-align:bottom;text-align:center;">26</td> </tr> <tr style="height:20px;"> <td data-sheets-value='{"1":2,"2":"Polycarbonate"}' style="border-left:1px solid #000000;overflow:hidden;padding:0px 3px 0px 3px;vertical-align:bottom;">Polycarbonate</td> <td data-sheets-value='{"1":2,"2":"EW"}' style="overflow:hidden;padding:0px 3px 0px 3px;vertical-align:bottom;">EW</td> <td data-sheets-value='{"1":2,"2":"Heatstop Opal (T)"}' style="overflow:hidden;padding:0px 3px 0px 3px;vertical-align:bottom;">Heatstop Opal (T)</td> <td data-sheets-numberformat='{"1":2,"2":"0.00","3":1}' data-sheets-value='{"1":3,"3":1.19}' style="overflow:hidden;padding:0px 3px 0px 3px;vertical-align:bottom;text-align:center;">1.19</td> <td data-sheets-numberformat='{"1":2,"2":"0","3":1}' data-sheets-value='{"1":3,"3":20.09}' style="overflow:hidden;padding:0px 3px 0px 3px;vertical-align:bottom;text-align:center;">20</td> <td data-sheets-numberformat='{"1":2,"2":"0","3":1}' data-sheets-value='{"1":3,"3":38.940000000000005}' style="overflow:hidden;padding:0px 3px 0px 3px;vertical-align:bottom;text-align:center;">39</td> <td data-sheets-value='{"1":3,"3":24}' style="border-right:1px solid #000000;overflow:hidden;padding:0px 3px 0px 3px;vertical-align:bottom;text-align:center;">24</td> </tr> <tr style="height:20px;"> <td data-sheets-value='{"1":2,"2":"Heatstop PC"}' style="border-left:1px solid #000000;overflow:hidden;padding:0px 3px 0px 3px;vertical-align:bottom;">Heatstop PC</td> <td data-sheets-value='{"1":2,"2":"DW"}' style="overflow:hidden;padding:0px 3px 0px 3px;vertical-align:bottom;">DW</td> <td data-sheets-value='{"1":2,"2":"Clear (T/H)"}' style="overflow:hidden;padding:0px 3px 0px 3px;vertical-align:bottom;">Clear (T/H)</td> <td data-sheets-numberformat='{"1":2,"2":"0.00","3":1}' data-sheets-value='{"1":3,"3":0.98}' style="overflow:hidden;padding:0px 3px 0px 3px;vertical-align:bottom;text-align:center;">0.98</td> <td data-sheets-numberformat='{"1":2,"2":"0","3":1}' data-sheets-value='{"1":3,"3":18.04}' style="overflow:hidden;padding:0px 3px 0px 3px;vertical-align:bottom;text-align:center;">18</td> <td data-sheets-numberformat='{"1":2,"2":"0","3":1}' data-sheets-value='{"1":3,"3":33.660000000000004}' style="overflow:hidden;padding:0px 3px 0px 3px;vertical-align:bottom;text-align:center;">34</td> <td data-sheets-value='{"1":3,"3":26}' style="border-right:1px solid #000000;overflow:hidden;padding:0px 3px 0px 3px;vertical-align:bottom;text-align:center;">26</td> </tr> <tr style="height:20px;"> <td style="border-bottom:1px solid #000000;border-left:1px solid #000000;overflow:hidden;padding:0px 3px 0px 3px;vertical-align:bottom;"></td> <td style="border-bottom:1px solid #000000;overflow:hidden;padding:0px 3px 0px 3px;vertical-align:bottom;"></td> <td data-sheets-value='{"1":2,"2":"Opal (T/O)"}' style="border-bottom:1px solid #000000;overflow:hidden;padding:0px 3px 0px 3px;vertical-align:bottom;">Opal (T/O)</td> <td data-sheets-numberformat='{"1":2,"2":"0.00","3":1}' data-sheets-value='{"1":3,"3":0.98}' style="border-bottom:1px solid #000000;overflow:hidden;padding:0px 3px 0px 3px;vertical-align:bottom;text-align:center;">0.98</td> <td data-sheets-numberformat='{"1":2,"2":"0","3":1}' data-sheets-value='{"1":3,"3":16.81}' style="border-bottom:1px solid #000000;overflow:hidden;padding:0px 3px 0px 3px;vertical-align:bottom;text-align:center;">17</td> <td data-sheets-numberformat='{"1":2,"2":"0","3":1}' data-sheets-value='{"1":3,"3":29.700000000000003}' style="border-bottom:1px solid #000000;overflow:hidden;padding:0px 3px 0px 3px;vertical-align:bottom;text-align:center;">30</td> <td data-sheets-value='{"1":3,"3":26}' style="border-right:1px solid #000000;border-bottom:1px solid #000000;overflow:hidden;padding:0px 3px 0px 3px;vertical-align:bottom;text-align:center;">26</td> </tr> </tbody></table> | skylux-160-ce-met-koepel-en-pvc-opstand-16-00-met-lm-motor-en-pvc-raam-type-ep25-1000-x-1000-mm | 8586023764301 | 46872332960077
Smoke and heat exhaust (SHEV) | SHE system | Skylux | Skylux 160° CE with skylight and PVC curb 16/00 with LM-actuator and PVC frame type EP25 1000 x 1300 mm |  | 50273 | 5412970502739 | 4174.5 | Yes | 30-45 | 67.02 | 1000 x 1300 mm | 1300 | 1000 |  | PVC 16/00 (16 cm high & roof opening = daylight size) | Rectangular | 1.19 W/m²K - 0.98 W/m²K | 57% - 30% | 37% - 17% | 24dB - 26dB | 160° CE (for industry) | PVC frame EP25 | without spoiler | E | Single actuator | Maximum double-walled skylight possible for this product | Ut-value LT-value g-value Rw-value EN 1873 : 2014 EN ISO 13468 EN 16153 EN 410 EN 410 EN ISO 140-3 Material Walls Shells (W/m²K) (%) (%) (dB) Acrylic EW Clear (H) 1.19 37 57 24 PMMA Opal (O) 1.19 34 50 24 DW Clear (H/H) 0.98 33 50 26 Opal (O/O) 0.98 28 38 26 Polycarbonate EW Clear (A) 1.19 36 55 24 PC Opal (D) 1.19 24 40 24 DW Clear (A/H) 0.98 32 48 26 Clear (A/A) 0.98 32 46 26 Opal (A/O) 0.98 30 42 26 Opal (A/D) 0.98 21 33 26 Polycarbonate EW Heatstop Opal (T) 1.19 20 39 24 Heatstop PC DW Clear (T/H) 0.98 18 34 26 Opal (T/O) 0.98 17 30 26 | https://skylux.eu/en/products/skylux-160-ce-met-koepel-en-pvc-opstand-16-00-met-lm-motor-en-pvc-raam-type-ep25-1000-x-1300-mm | https://skylux.eu/cdn/shop/files/Skylux-160deg-CE-met-koepel-en-pvc-opstand-1600-met-LM-motor-en-pvc-raam-type-EP25-1000-x-1300-mm-RWA-systeem.jpg?v=1702979603&width=1600 | https://skylux.eu/cdn/shop/files/e5a82811-1bb0-48e4-a776-cacb59c7c092_4a9cddd7-cb59-458d-ac37-8fa9b64357e9.jpg?v=1688550937&width=1600 | //skylux.eu/cdn/shop/files/E_MH_Mounting_instructions_Skylux_160_CE_LM.pdf?v=12406716259046007223 | //skylux.eu/cdn/shop/files/E_TD_Technical_File_Skylux_Skylux_160_CE_Electric.pdf?v=3667116872303399239 | <style type="text/css" id="isPasted"><!--td {border: 1px solid #cccccc;}br {mso-data-placement:same-cell;}--></style><table border="1" cellpadding="0" cellspacing="0" dir="ltr" style="table-layout:fixed;font-size:10pt;font-family:Arial;border-collapse:collapse;border:none;"><tbody> <tr style="height:20px;"> <td style="overflow:hidden;padding:0px 3px 0px 3px;vertical-align:bottom;"></td> <td style="overflow:hidden;padding:0px 3px 0px 3px;vertical-align:bottom;"></td> <td style="overflow:hidden;padding:0px 3px 0px 3px;vertical-align:bottom;"></td> <td data-sheets-value='{"1":2,"2":"Ut-value"}' style="overflow:hidden;padding:0px 3px 0px 3px;vertical-align:bottom;font-weight:bold;text-align:center;">Ut-value</td> <td data-sheets-value='{"1":2,"2":"LT-value"}' style="overflow:hidden;padding:0px 3px 0px 3px;vertical-align:bottom;font-weight:bold;text-align:center;">LT-value</td> <td data-sheets-value='{"1":2,"2":"g-value"}' style="overflow:hidden;padding:0px 3px 0px 3px;vertical-align:bottom;font-weight:bold;text-align:center;">g-value</td> <td data-sheets-value='{"1":2,"2":"Rw-value "}' style="overflow:hidden;padding:0px 3px 0px 3px;vertical-align:bottom;font-weight:bold;text-align:center;">Rw-value </td> </tr> <tr style="height:20px;"> <td style="overflow:hidden;padding:0px 3px 0px 3px;vertical-align:bottom;"></td> <td style="overflow:hidden;padding:0px 3px 0px 3px;vertical-align:bottom;"></td> <td style="overflow:hidden;padding:0px 3px 0px 3px;vertical-align:bottom;"></td> <td data-sheets-numberformat='{"1":2,"2":"0.00","3":1}' data-sheets-value='{"1":2,"2":"EN 1873 : 2014"}' style="overflow:hidden;padding:0px 3px 0px 3px;vertical-align:bottom;text-align:center;">EN 1873 : 2014</td> <td data-sheets-numberformat='{"1":2,"2":"0","3":1}' data-sheets-value='{"1":2,"2":"EN ISO 13468 EN 16153 EN 410"}' style="overflow:hidden;padding:0px 3px 0px 3px;vertical-align:bottom;text-align:center;">EN ISO 13468 EN 16153 EN 410</td> <td data-sheets-numberformat='{"1":2,"2":"0","3":1}' data-sheets-value='{"1":2,"2":"EN 410"}' style="overflow:hidden;padding:0px 3px 0px 3px;vertical-align:bottom;text-align:center;">EN 410</td> <td data-sheets-value='{"1":2,"2":"EN ISO 140-3\t\t"}' style="overflow:hidden;padding:0px 3px 0px 3px;vertical-align:bottom;text-align:center;">EN ISO 140-3 </td> </tr> <tr style="height:20px;"> <td data-sheets-value='{"1":2,"2":"Material"}' style="border-bottom:1px solid #000000;overflow:hidden;padding:0px 3px 0px 3px;vertical-align:bottom;background-color:#000000;font-weight:bold;color:#ffffff;">Material</td> <td data-sheets-value='{"1":2,"2":"Walls"}' style="border-bottom:1px solid #000000;overflow:hidden;padding:0px 3px 0px 3px;vertical-align:bottom;background-color:#000000;font-weight:bold;color:#ffffff;">Walls</td> <td data-sheets-value='{"1":2,"2":"Shells"}' style="border-bottom:1px solid #000000;overflow:hidden;padding:0px 3px 0px 3px;vertical-align:bottom;background-color:#000000;font-weight:bold;color:#ffffff;">Shells</td> <td data-sheets-numberformat='{"1":2,"2":"0.00","3":1}' data-sheets-value='{"1":2,"2":"(W/m²K)\t"}' style="border-bottom:1px solid #000000;overflow:hidden;padding:0px 3px 0px 3px;vertical-align:bottom;background-color:#000000;font-weight:bold;color:#ffffff;text-align:center;">(W/m²K) </td> <td data-sheets-numberformat='{"1":2,"2":"0","3":1}' data-sheets-value='{"1":2,"2":"(%)"}' style="border-bottom:1px solid #000000;overflow:hidden;padding:0px 3px 0px 3px;vertical-align:bottom;background-color:#000000;font-weight:bold;color:#ffffff;text-align:center;">(%)</td> <td data-sheets-numberformat='{"1":2,"2":"0","3":1}' data-sheets-value='{"1":2,"2":"(%)"}' style="border-bottom:1px solid #000000;overflow:hidden;padding:0px 3px 0px 3px;vertical-align:bottom;background-color:#000000;font-weight:bold;color:#ffffff;text-align:center;">(%)</td> <td data-sheets-value='{"1":2,"2":"(dB)"}' style="border-bottom:1px solid #000000;overflow:hidden;padding:0px 3px 0px 3px;vertical-align:bottom;background-color:#000000;font-weight:bold;color:#ffffff;text-align:center;">(dB)</td> </tr> <tr style="height:20px;"> <td data-sheets-value='{"1":2,"2":"Acrylic"}' style="border-left:1px solid #000000;overflow:hidden;padding:0px 3px 0px 3px;vertical-align:bottom;">Acrylic</td> <td data-sheets-value='{"1":2,"2":"EW"}' style="overflow:hidden;padding:0px 3px 0px 3px;vertical-align:bottom;">EW</td> <td data-sheets-value='{"1":2,"2":"Clear (H)"}' style="overflow:hidden;padding:0px 3px 0px 3px;vertical-align:bottom;">Clear (H)</td> <td data-sheets-numberformat='{"1":2,"2":"0.00","3":1}' data-sheets-value='{"1":3,"3":1.19}' style="overflow:hidden;padding:0px 3px 0px 3px;vertical-align:bottom;text-align:center;">1.19</td> <td data-sheets-numberformat='{"1":2,"2":"0","3":1}' data-sheets-value='{"1":3,"3":36.9}' style="overflow:hidden;padding:0px 3px 0px 3px;vertical-align:bottom;text-align:center;">37</td> <td data-sheets-numberformat='{"1":2,"2":"0","3":1}' data-sheets-value='{"1":3,"3":57.42}' style="overflow:hidden;padding:0px 3px 0px 3px;vertical-align:bottom;text-align:center;">57</td> <td data-sheets-value='{"1":3,"3":24}' style="border-right:1px solid #000000;overflow:hidden;padding:0px 3px 0px 3px;vertical-align:bottom;text-align:center;">24</td> </tr> <tr style="height:20px;"> <td data-sheets-value='{"1":2,"2":"PMMA"}' style="border-left:1px solid #000000;overflow:hidden;padding:0px 3px 0px 3px;vertical-align:bottom;">PMMA</td> <td style="overflow:hidden;padding:0px 3px 0px 3px;vertical-align:bottom;"></td> <td data-sheets-value='{"1":2,"2":"Opal (O)"}' style="overflow:hidden;padding:0px 3px 0px 3px;vertical-align:bottom;">Opal (O)</td> <td data-sheets-numberformat='{"1":2,"2":"0.00","3":1}' data-sheets-value='{"1":3,"3":1.19}' style="overflow:hidden;padding:0px 3px 0px 3px;vertical-align:bottom;text-align:center;">1.19</td> <td data-sheets-numberformat='{"1":2,"2":"0","3":1}' data-sheets-value='{"1":3,"3":34.03}' style="overflow:hidden;padding:0px 3px 0px 3px;vertical-align:bottom;text-align:center;">34</td> <td data-sheets-numberformat='{"1":2,"2":"0","3":1}' data-sheets-value='{"1":3,"3":50.160000000000004}' style="overflow:hidden;padding:0px 3px 0px 3px;vertical-align:bottom;text-align:center;">50</td> <td data-sheets-value='{"1":3,"3":24}' style="border-right:1px solid #000000;overflow:hidden;padding:0px 3px 0px 3px;vertical-align:bottom;text-align:center;">24</td> </tr> <tr style="height:20px;"> <td style="border-left:1px solid #000000;overflow:hidden;padding:0px 3px 0px 3px;vertical-align:bottom;"></td> <td data-sheets-value='{"1":2,"2":"DW"}' style="overflow:hidden;padding:0px 3px 0px 3px;vertical-align:bottom;">DW</td> <td data-sheets-value='{"1":2,"2":"Clear (H/H)"}' style="overflow:hidden;padding:0px 3px 0px 3px;vertical-align:bottom;">Clear (H/H)</td> <td data-sheets-numberformat='{"1":2,"2":"0.00","3":1}' data-sheets-value='{"1":3,"3":0.98}' style="overflow:hidden;padding:0px 3px 0px 3px;vertical-align:bottom;text-align:center;">0.98</td> <td data-sheets-numberformat='{"1":2,"2":"0","3":1}' data-sheets-value='{"1":3,"3":33.21}' style="overflow:hidden;padding:0px 3px 0px 3px;vertical-align:bottom;text-align:center;">33</td> <td data-sheets-numberformat='{"1":2,"2":"0","3":1}' data-sheets-value='{"1":3,"3":49.5}' style="overflow:hidden;padding:0px 3px 0px 3px;vertical-align:bottom;text-align:center;">50</td> <td data-sheets-value='{"1":3,"3":26}' style="border-right:1px solid #000000;overflow:hidden;padding:0px 3px 0px 3px;vertical-align:bottom;text-align:center;">26</td> </tr> <tr style="height:20px;"> <td style="border-bottom:1px solid #000000;border-left:1px solid #000000;overflow:hidden;padding:0px 3px 0px 3px;vertical-align:bottom;"></td> <td style="border-bottom:1px solid #000000;overflow:hidden;padding:0px 3px 0px 3px;vertical-align:bottom;"></td> <td data-sheets-value='{"1":2,"2":"Opal (O/O)"}' style="border-bottom:1px solid #000000;overflow:hidden;padding:0px 3px 0px 3px;vertical-align:bottom;">Opal (O/O)</td> <td data-sheets-numberformat='{"1":2,"2":"0.00","3":1}' data-sheets-value='{"1":3,"3":0.98}' style="border-bottom:1px solid #000000;overflow:hidden;padding:0px 3px 0px 3px;vertical-align:bottom;text-align:center;">0.98</td> <td data-sheets-numberformat='{"1":2,"2":"0","3":1}' data-sheets-value='{"1":3,"3":28.29}' style="border-bottom:1px solid #000000;overflow:hidden;padding:0px 3px 0px 3px;vertical-align:bottom;text-align:center;">28</td> <td data-sheets-numberformat='{"1":2,"2":"0","3":1}' data-sheets-value='{"1":3,"3":38.28}' style="border-bottom:1px solid #000000;overflow:hidden;padding:0px 3px 0px 3px;vertical-align:bottom;text-align:center;">38</td> <td data-sheets-value='{"1":3,"3":26}' style="border-right:1px solid #000000;border-bottom:1px solid #000000;overflow:hidden;padding:0px 3px 0px 3px;vertical-align:bottom;text-align:center;">26</td> </tr> <tr style="height:20px;"> <td data-sheets-value='{"1":2,"2":"Polycarbonate "}' style="border-left:1px solid #000000;overflow:hidden;padding:0px 3px 0px 3px;vertical-align:bottom;">Polycarbonate </td> <td data-sheets-value='{"1":2,"2":"EW"}' style="overflow:hidden;padding:0px 3px 0px 3px;vertical-align:bottom;">EW</td> <td data-sheets-value='{"1":2,"2":"Clear (A)"}' style="overflow:hidden;padding:0px 3px 0px 3px;vertical-align:bottom;">Clear (A)</td> <td data-sheets-numberformat='{"1":2,"2":"0.00","3":1}' data-sheets-value='{"1":3,"3":1.19}' style="overflow:hidden;padding:0px 3px 0px 3px;vertical-align:bottom;text-align:center;">1.19</td> <td data-sheets-numberformat='{"1":2,"2":"0","3":1}' data-sheets-value='{"1":3,"3":36.08}' style="overflow:hidden;padding:0px 3px 0px 3px;vertical-align:bottom;text-align:center;">36</td> <td data-sheets-numberformat='{"1":2,"2":"0","3":1}' data-sheets-value='{"1":3,"3":54.78}' style="overflow:hidden;padding:0px 3px 0px 3px;vertical-align:bottom;text-align:center;">55</td> <td data-sheets-value='{"1":3,"3":24}' style="border-right:1px solid #000000;overflow:hidden;padding:0px 3px 0px 3px;vertical-align:bottom;text-align:center;">24</td> </tr> <tr style="height:20px;"> <td data-sheets-value='{"1":2,"2":"PC"}' style="border-left:1px solid #000000;overflow:hidden;padding:0px 3px 0px 3px;vertical-align:bottom;">PC</td> <td style="overflow:hidden;padding:0px 3px 0px 3px;vertical-align:bottom;"></td> <td data-sheets-value='{"1":2,"2":"Opal (D)"}' style="overflow:hidden;padding:0px 3px 0px 3px;vertical-align:bottom;">Opal (D)</td> <td data-sheets-numberformat='{"1":2,"2":"0.00","3":1}' data-sheets-value='{"1":3,"3":1.19}' style="overflow:hidden;padding:0px 3px 0px 3px;vertical-align:bottom;text-align:center;">1.19</td> <td data-sheets-numberformat='{"1":2,"2":"0","3":1}' data-sheets-value='{"1":3,"3":23.779999999999998}' style="overflow:hidden;padding:0px 3px 0px 3px;vertical-align:bottom;text-align:center;">24</td> <td data-sheets-numberformat='{"1":2,"2":"0","3":1}' data-sheets-value='{"1":3,"3":39.6}' style="overflow:hidden;padding:0px 3px 0px 3px;vertical-align:bottom;text-align:center;">40</td> <td data-sheets-value='{"1":3,"3":24}' style="border-right:1px solid #000000;overflow:hidden;padding:0px 3px 0px 3px;vertical-align:bottom;text-align:center;">24</td> </tr> <tr style="height:20px;"> <td style="border-left:1px solid #000000;overflow:hidden;padding:0px 3px 0px 3px;vertical-align:bottom;"></td> <td data-sheets-value='{"1":2,"2":"DW"}' style="overflow:hidden;padding:0px 3px 0px 3px;vertical-align:bottom;">DW</td> <td data-sheets-value='{"1":2,"2":"Clear (A/H)"}' style="overflow:hidden;padding:0px 3px 0px 3px;vertical-align:bottom;">Clear (A/H)</td> <td data-sheets-numberformat='{"1":2,"2":"0.00","3":1}' data-sheets-value='{"1":3,"3":0.98}' style="overflow:hidden;padding:0px 3px 0px 3px;vertical-align:bottom;text-align:center;">0.98</td> <td data-sheets-numberformat='{"1":2,"2":"0","3":1}' data-sheets-value='{"1":3,"3":32.39}' style="overflow:hidden;padding:0px 3px 0px 3px;vertical-align:bottom;text-align:center;">32</td> <td data-sheets-numberformat='{"1":2,"2":"0","3":1}' data-sheets-value='{"1":3,"3":47.52}' style="overflow:hidden;padding:0px 3px 0px 3px;vertical-align:bottom;text-align:center;">48</td> <td data-sheets-value='{"1":3,"3":26}' style="border-right:1px solid #000000;overflow:hidden;padding:0px 3px 0px 3px;vertical-align:bottom;text-align:center;">26</td> </tr> <tr style="height:20px;"> <td style="border-left:1px solid #000000;overflow:hidden;padding:0px 3px 0px 3px;vertical-align:bottom;"></td> <td style="overflow:hidden;padding:0px 3px 0px 3px;vertical-align:bottom;"></td> <td data-sheets-value='{"1":2,"2":"Clear (A/A)"}' style="overflow:hidden;padding:0px 3px 0px 3px;vertical-align:bottom;">Clear (A/A)</td> <td data-sheets-numberformat='{"1":2,"2":"0.00","3":1}' data-sheets-value='{"1":3,"3":0.98}' style="overflow:hidden;padding:0px 3px 0px 3px;vertical-align:bottom;text-align:center;">0.98</td> <td data-sheets-numberformat='{"1":2,"2":"0","3":1}' data-sheets-value='{"1":3,"3":31.569999999999997}' style="overflow:hidden;padding:0px 3px 0px 3px;vertical-align:bottom;text-align:center;">32</td> <td data-sheets-numberformat='{"1":2,"2":"0","3":1}' data-sheets-value='{"1":3,"3":45.54}' style="overflow:hidden;padding:0px 3px 0px 3px;vertical-align:bottom;text-align:center;">46</td> <td data-sheets-value='{"1":3,"3":26}' style="border-right:1px solid #000000;overflow:hidden;padding:0px 3px 0px 3px;vertical-align:bottom;text-align:center;">26</td> </tr> <tr style="height:20px;"> <td style="border-left:1px solid #000000;overflow:hidden;padding:0px 3px 0px 3px;vertical-align:bottom;"></td> <td style="overflow:hidden;padding:0px 3px 0px 3px;vertical-align:bottom;"></td> <td data-sheets-value='{"1":2,"2":"Opal (A/O)"}' style="overflow:hidden;padding:0px 3px 0px 3px;vertical-align:bottom;">Opal (A/O)</td> <td data-sheets-numberformat='{"1":2,"2":"0.00","3":1}' data-sheets-value='{"1":3,"3":0.98}' style="overflow:hidden;padding:0px 3px 0px 3px;vertical-align:bottom;text-align:center;">0.98</td> <td data-sheets-numberformat='{"1":2,"2":"0","3":1}' data-sheets-value='{"1":3,"3":29.93}' style="overflow:hidden;padding:0px 3px 0px 3px;vertical-align:bottom;text-align:center;">30</td> <td data-sheets-numberformat='{"1":2,"2":"0","3":1}' data-sheets-value='{"1":3,"3":41.580000000000005}' style="overflow:hidden;padding:0px 3px 0px 3px;vertical-align:bottom;text-align:center;">42</td> <td data-sheets-value='{"1":3,"3":26}' style="border-right:1px solid #000000;overflow:hidden;padding:0px 3px 0px 3px;vertical-align:bottom;text-align:center;">26</td> </tr> <tr style="height:20px;"> <td style="border-bottom:1px solid #000000;border-left:1px solid #000000;overflow:hidden;padding:0px 3px 0px 3px;vertical-align:bottom;"></td> <td style="border-bottom:1px solid #000000;overflow:hidden;padding:0px 3px 0px 3px;vertical-align:bottom;"></td> <td data-sheets-value='{"1":2,"2":"Opal (A/D)"}' style="border-bottom:1px solid #000000;overflow:hidden;padding:0px 3px 0px 3px;vertical-align:bottom;">Opal (A/D)</td> <td data-sheets-numberformat='{"1":2,"2":"0.00","3":1}' data-sheets-value='{"1":3,"3":0.98}' style="border-bottom:1px solid #000000;overflow:hidden;padding:0px 3px 0px 3px;vertical-align:bottom;text-align:center;">0.98</td> <td data-sheets-numberformat='{"1":2,"2":"0","3":1}' data-sheets-value='{"1":3,"3":20.91}' style="border-bottom:1px solid #000000;overflow:hidden;padding:0px 3px 0px 3px;vertical-align:bottom;text-align:center;">21</td> <td data-sheets-numberformat='{"1":2,"2":"0","3":1}' data-sheets-value='{"1":3,"3":33}' style="border-bottom:1px solid #000000;overflow:hidden;padding:0px 3px 0px 3px;vertical-align:bottom;text-align:center;">33</td> <td data-sheets-value='{"1":3,"3":26}' style="border-right:1px solid #000000;border-bottom:1px solid #000000;overflow:hidden;padding:0px 3px 0px 3px;vertical-align:bottom;text-align:center;">26</td> </tr> <tr style="height:20px;"> <td data-sheets-value='{"1":2,"2":"Polycarbonate"}' style="border-left:1px solid #000000;overflow:hidden;padding:0px 3px 0px 3px;vertical-align:bottom;">Polycarbonate</td> <td data-sheets-value='{"1":2,"2":"EW"}' style="overflow:hidden;padding:0px 3px 0px 3px;vertical-align:bottom;">EW</td> <td data-sheets-value='{"1":2,"2":"Heatstop Opal (T)"}' style="overflow:hidden;padding:0px 3px 0px 3px;vertical-align:bottom;">Heatstop Opal (T)</td> <td data-sheets-numberformat='{"1":2,"2":"0.00","3":1}' data-sheets-value='{"1":3,"3":1.19}' style="overflow:hidden;padding:0px 3px 0px 3px;vertical-align:bottom;text-align:center;">1.19</td> <td data-sheets-numberformat='{"1":2,"2":"0","3":1}' data-sheets-value='{"1":3,"3":20.09}' style="overflow:hidden;padding:0px 3px 0px 3px;vertical-align:bottom;text-align:center;">20</td> <td data-sheets-numberformat='{"1":2,"2":"0","3":1}' data-sheets-value='{"1":3,"3":38.940000000000005}' style="overflow:hidden;padding:0px 3px 0px 3px;vertical-align:bottom;text-align:center;">39</td> <td data-sheets-value='{"1":3,"3":24}' style="border-right:1px solid #000000;overflow:hidden;padding:0px 3px 0px 3px;vertical-align:bottom;text-align:center;">24</td> </tr> <tr style="height:20px;"> <td data-sheets-value='{"1":2,"2":"Heatstop PC"}' style="border-left:1px solid #000000;overflow:hidden;padding:0px 3px 0px 3px;vertical-align:bottom;">Heatstop PC</td> <td data-sheets-value='{"1":2,"2":"DW"}' style="overflow:hidden;padding:0px 3px 0px 3px;vertical-align:bottom;">DW</td> <td data-sheets-value='{"1":2,"2":"Clear (T/H)"}' style="overflow:hidden;padding:0px 3px 0px 3px;vertical-align:bottom;">Clear (T/H)</td> <td data-sheets-numberformat='{"1":2,"2":"0.00","3":1}' data-sheets-value='{"1":3,"3":0.98}' style="overflow:hidden;padding:0px 3px 0px 3px;vertical-align:bottom;text-align:center;">0.98</td> <td data-sheets-numberformat='{"1":2,"2":"0","3":1}' data-sheets-value='{"1":3,"3":18.04}' style="overflow:hidden;padding:0px 3px 0px 3px;vertical-align:bottom;text-align:center;">18</td> <td data-sheets-numberformat='{"1":2,"2":"0","3":1}' data-sheets-value='{"1":3,"3":33.660000000000004}' style="overflow:hidden;padding:0px 3px 0px 3px;vertical-align:bottom;text-align:center;">34</td> <td data-sheets-value='{"1":3,"3":26}' style="border-right:1px solid #000000;overflow:hidden;padding:0px 3px 0px 3px;vertical-align:bottom;text-align:center;">26</td> </tr> <tr style="height:20px;"> <td style="border-bottom:1px solid #000000;border-left:1px solid #000000;overflow:hidden;padding:0px 3px 0px 3px;vertical-align:bottom;"></td> <td style="border-bottom:1px solid #000000;overflow:hidden;padding:0px 3px 0px 3px;vertical-align:bottom;"></td> <td data-sheets-value='{"1":2,"2":"Opal (T/O)"}' style="border-bottom:1px solid #000000;overflow:hidden;padding:0px 3px 0px 3px;vertical-align:bottom;">Opal (T/O)</td> <td data-sheets-numberformat='{"1":2,"2":"0.00","3":1}' data-sheets-value='{"1":3,"3":0.98}' style="border-bottom:1px solid #000000;overflow:hidden;padding:0px 3px 0px 3px;vertical-align:bottom;text-align:center;">0.98</td> <td data-sheets-numberformat='{"1":2,"2":"0","3":1}' data-sheets-value='{"1":3,"3":16.81}' style="border-bottom:1px solid #000000;overflow:hidden;padding:0px 3px 0px 3px;vertical-align:bottom;text-align:center;">17</td> <td data-sheets-numberformat='{"1":2,"2":"0","3":1}' data-sheets-value='{"1":3,"3":29.700000000000003}' style="border-bottom:1px solid #000000;overflow:hidden;padding:0px 3px 0px 3px;vertical-align:bottom;text-align:center;">30</td> <td data-sheets-value='{"1":3,"3":26}' style="border-right:1px solid #000000;border-bottom:1px solid #000000;overflow:hidden;padding:0px 3px 0px 3px;vertical-align:bottom;text-align:center;">26</td> </tr> </tbody></table> | skylux-160-ce-met-koepel-en-pvc-opstand-16-00-met-lm-motor-en-pvc-raam-type-ep25-1000-x-1300-mm | 8586023797069 | 46872332992845
Smoke and heat exhaust (SHEV) | SHE system | Skylux | Skylux 160° CE with skylight and PVC curb 16/00 with LM-actuator and PVC frame type EP25 1000 x 1500 mm |  | 50274 | 5412970502746 | 4346.35 | Yes | 30-45 | 70.88 | 1000 x 1500 mm | 1500 | 1000 |  | PVC 16/00 (16 cm high & roof opening = daylight size) | Rectangular | 1.19 W/m²K - 0.98 W/m²K | 57% - 30% | 37% - 17% | 24dB - 26dB | 160° CE (for industry) | PVC frame EP25 | without spoiler | E | Single actuator | Maximum double-walled skylight possible for this product | Ut-value LT-value g-value Rw-value EN 1873 : 2014 EN ISO 13468 EN 16153 EN 410 EN 410 EN ISO 140-3 Material Walls Shells (W/m²K) (%) (%) (dB) Acrylic EW Clear (H) 1.19 37 57 24 PMMA Opal (O) 1.19 34 50 24 DW Clear (H/H) 0.98 33 50 26 Opal (O/O) 0.98 28 38 26 Polycarbonate EW Clear (A) 1.19 36 55 24 PC Opal (D) 1.19 24 40 24 DW Clear (A/H) 0.98 32 48 26 Clear (A/A) 0.98 32 46 26 Opal (A/O) 0.98 30 42 26 Opal (A/D) 0.98 21 33 26 Polycarbonate EW Heatstop Opal (T) 1.19 20 39 24 Heatstop PC DW Clear (T/H) 0.98 18 34 26 Opal (T/O) 0.98 17 30 26 | https://skylux.eu/en/products/skylux-160-ce-met-koepel-en-pvc-opstand-16-00-met-lm-motor-en-pvc-raam-type-ep25-1000-x-1500-mm | https://skylux.eu/cdn/shop/files/Skylux-160deg-CE-met-koepel-en-pvc-opstand-1600-met-LM-motor-en-pvc-raam-type-EP25-1000-x-1500-mm-RWA-systeem.jpg?v=1702979608&width=1600 | https://skylux.eu/cdn/shop/files/e5a82811-1bb0-48e4-a776-cacb59c7c092_bee6705f-8599-4237-9611-722dfd398844.jpg?v=1688550938&width=1600 | //skylux.eu/cdn/shop/files/E_MH_Mounting_instructions_Skylux_160_CE_LM.pdf?v=12406716259046007223 | //skylux.eu/cdn/shop/files/E_TD_Technical_File_Skylux_Skylux_160_CE_Electric.pdf?v=3667116872303399239 | <style type="text/css" id="isPasted"><!--td {border: 1px solid #cccccc;}br {mso-data-placement:same-cell;}--></style><table border="1" cellpadding="0" cellspacing="0" dir="ltr" style="table-layout:fixed;font-size:10pt;font-family:Arial;border-collapse:collapse;border:none;"><tbody> <tr style="height:20px;"> <td style="overflow:hidden;padding:0px 3px 0px 3px;vertical-align:bottom;"></td> <td style="overflow:hidden;padding:0px 3px 0px 3px;vertical-align:bottom;"></td> <td style="overflow:hidden;padding:0px 3px 0px 3px;vertical-align:bottom;"></td> <td data-sheets-value='{"1":2,"2":"Ut-value"}' style="overflow:hidden;padding:0px 3px 0px 3px;vertical-align:bottom;font-weight:bold;text-align:center;">Ut-value</td> <td data-sheets-value='{"1":2,"2":"LT-value"}' style="overflow:hidden;padding:0px 3px 0px 3px;vertical-align:bottom;font-weight:bold;text-align:center;">LT-value</td> <td data-sheets-value='{"1":2,"2":"g-value"}' style="overflow:hidden;padding:0px 3px 0px 3px;vertical-align:bottom;font-weight:bold;text-align:center;">g-value</td> <td data-sheets-value='{"1":2,"2":"Rw-value "}' style="overflow:hidden;padding:0px 3px 0px 3px;vertical-align:bottom;font-weight:bold;text-align:center;">Rw-value </td> </tr> <tr style="height:20px;"> <td style="overflow:hidden;padding:0px 3px 0px 3px;vertical-align:bottom;"></td> <td style="overflow:hidden;padding:0px 3px 0px 3px;vertical-align:bottom;"></td> <td style="overflow:hidden;padding:0px 3px 0px 3px;vertical-align:bottom;"></td> <td data-sheets-numberformat='{"1":2,"2":"0.00","3":1}' data-sheets-value='{"1":2,"2":"EN 1873 : 2014"}' style="overflow:hidden;padding:0px 3px 0px 3px;vertical-align:bottom;text-align:center;">EN 1873 : 2014</td> <td data-sheets-numberformat='{"1":2,"2":"0","3":1}' data-sheets-value='{"1":2,"2":"EN ISO 13468 EN 16153 EN 410"}' style="overflow:hidden;padding:0px 3px 0px 3px;vertical-align:bottom;text-align:center;">EN ISO 13468 EN 16153 EN 410</td> <td data-sheets-numberformat='{"1":2,"2":"0","3":1}' data-sheets-value='{"1":2,"2":"EN 410"}' style="overflow:hidden;padding:0px 3px 0px 3px;vertical-align:bottom;text-align:center;">EN 410</td> <td data-sheets-value='{"1":2,"2":"EN ISO 140-3\t\t"}' style="overflow:hidden;padding:0px 3px 0px 3px;vertical-align:bottom;text-align:center;">EN ISO 140-3 </td> </tr> <tr style="height:20px;"> <td data-sheets-value='{"1":2,"2":"Material"}' style="border-bottom:1px solid #000000;overflow:hidden;padding:0px 3px 0px 3px;vertical-align:bottom;background-color:#000000;font-weight:bold;color:#ffffff;">Material</td> <td data-sheets-value='{"1":2,"2":"Walls"}' style="border-bottom:1px solid #000000;overflow:hidden;padding:0px 3px 0px 3px;vertical-align:bottom;background-color:#000000;font-weight:bold;color:#ffffff;">Walls</td> <td data-sheets-value='{"1":2,"2":"Shells"}' style="border-bottom:1px solid #000000;overflow:hidden;padding:0px 3px 0px 3px;vertical-align:bottom;background-color:#000000;font-weight:bold;color:#ffffff;">Shells</td> <td data-sheets-numberformat='{"1":2,"2":"0.00","3":1}' data-sheets-value='{"1":2,"2":"(W/m²K)\t"}' style="border-bottom:1px solid #000000;overflow:hidden;padding:0px 3px 0px 3px;vertical-align:bottom;background-color:#000000;font-weight:bold;color:#ffffff;text-align:center;">(W/m²K) </td> <td data-sheets-numberformat='{"1":2,"2":"0","3":1}' data-sheets-value='{"1":2,"2":"(%)"}' style="border-bottom:1px solid #000000;overflow:hidden;padding:0px 3px 0px 3px;vertical-align:bottom;background-color:#000000;font-weight:bold;color:#ffffff;text-align:center;">(%)</td> <td data-sheets-numberformat='{"1":2,"2":"0","3":1}' data-sheets-value='{"1":2,"2":"(%)"}' style="border-bottom:1px solid #000000;overflow:hidden;padding:0px 3px 0px 3px;vertical-align:bottom;background-color:#000000;font-weight:bold;color:#ffffff;text-align:center;">(%)</td> <td data-sheets-value='{"1":2,"2":"(dB)"}' style="border-bottom:1px solid #000000;overflow:hidden;padding:0px 3px 0px 3px;vertical-align:bottom;background-color:#000000;font-weight:bold;color:#ffffff;text-align:center;">(dB)</td> </tr> <tr style="height:20px;"> <td data-sheets-value='{"1":2,"2":"Acrylic"}' style="border-left:1px solid #000000;overflow:hidden;padding:0px 3px 0px 3px;vertical-align:bottom;">Acrylic</td> <td data-sheets-value='{"1":2,"2":"EW"}' style="overflow:hidden;padding:0px 3px 0px 3px;vertical-align:bottom;">EW</td> <td data-sheets-value='{"1":2,"2":"Clear (H)"}' style="overflow:hidden;padding:0px 3px 0px 3px;vertical-align:bottom;">Clear (H)</td> <td data-sheets-numberformat='{"1":2,"2":"0.00","3":1}' data-sheets-value='{"1":3,"3":1.19}' style="overflow:hidden;padding:0px 3px 0px 3px;vertical-align:bottom;text-align:center;">1.19</td> <td data-sheets-numberformat='{"1":2,"2":"0","3":1}' data-sheets-value='{"1":3,"3":36.9}' style="overflow:hidden;padding:0px 3px 0px 3px;vertical-align:bottom;text-align:center;">37</td> <td data-sheets-numberformat='{"1":2,"2":"0","3":1}' data-sheets-value='{"1":3,"3":57.42}' style="overflow:hidden;padding:0px 3px 0px 3px;vertical-align:bottom;text-align:center;">57</td> <td data-sheets-value='{"1":3,"3":24}' style="border-right:1px solid #000000;overflow:hidden;padding:0px 3px 0px 3px;vertical-align:bottom;text-align:center;">24</td> </tr> <tr style="height:20px;"> <td data-sheets-value='{"1":2,"2":"PMMA"}' style="border-left:1px solid #000000;overflow:hidden;padding:0px 3px 0px 3px;vertical-align:bottom;">PMMA</td> <td style="overflow:hidden;padding:0px 3px 0px 3px;vertical-align:bottom;"></td> <td data-sheets-value='{"1":2,"2":"Opal (O)"}' style="overflow:hidden;padding:0px 3px 0px 3px;vertical-align:bottom;">Opal (O)</td> <td data-sheets-numberformat='{"1":2,"2":"0.00","3":1}' data-sheets-value='{"1":3,"3":1.19}' style="overflow:hidden;padding:0px 3px 0px 3px;vertical-align:bottom;text-align:center;">1.19</td> <td data-sheets-numberformat='{"1":2,"2":"0","3":1}' data-sheets-value='{"1":3,"3":34.03}' style="overflow:hidden;padding:0px 3px 0px 3px;vertical-align:bottom;text-align:center;">34</td> <td data-sheets-numberformat='{"1":2,"2":"0","3":1}' data-sheets-value='{"1":3,"3":50.160000000000004}' style="overflow:hidden;padding:0px 3px 0px 3px;vertical-align:bottom;text-align:center;">50</td> <td data-sheets-value='{"1":3,"3":24}' style="border-right:1px solid #000000;overflow:hidden;padding:0px 3px 0px 3px;vertical-align:bottom;text-align:center;">24</td> </tr> <tr style="height:20px;"> <td style="border-left:1px solid #000000;overflow:hidden;padding:0px 3px 0px 3px;vertical-align:bottom;"></td> <td data-sheets-value='{"1":2,"2":"DW"}' style="overflow:hidden;padding:0px 3px 0px 3px;vertical-align:bottom;">DW</td> <td data-sheets-value='{"1":2,"2":"Clear (H/H)"}' style="overflow:hidden;padding:0px 3px 0px 3px;vertical-align:bottom;">Clear (H/H)</td> <td data-sheets-numberformat='{"1":2,"2":"0.00","3":1}' data-sheets-value='{"1":3,"3":0.98}' style="overflow:hidden;padding:0px 3px 0px 3px;vertical-align:bottom;text-align:center;">0.98</td> <td data-sheets-numberformat='{"1":2,"2":"0","3":1}' data-sheets-value='{"1":3,"3":33.21}' style="overflow:hidden;padding:0px 3px 0px 3px;vertical-align:bottom;text-align:center;">33</td> <td data-sheets-numberformat='{"1":2,"2":"0","3":1}' data-sheets-value='{"1":3,"3":49.5}' style="overflow:hidden;padding:0px 3px 0px 3px;vertical-align:bottom;text-align:center;">50</td> <td data-sheets-value='{"1":3,"3":26}' style="border-right:1px solid #000000;overflow:hidden;padding:0px 3px 0px 3px;vertical-align:bottom;text-align:center;">26</td> </tr> <tr style="height:20px;"> <td style="border-bottom:1px solid #000000;border-left:1px solid #000000;overflow:hidden;padding:0px 3px 0px 3px;vertical-align:bottom;"></td> <td style="border-bottom:1px solid #000000;overflow:hidden;padding:0px 3px 0px 3px;vertical-align:bottom;"></td> <td data-sheets-value='{"1":2,"2":"Opal (O/O)"}' style="border-bottom:1px solid #000000;overflow:hidden;padding:0px 3px 0px 3px;vertical-align:bottom;">Opal (O/O)</td> <td data-sheets-numberformat='{"1":2,"2":"0.00","3":1}' data-sheets-value='{"1":3,"3":0.98}' style="border-bottom:1px solid #000000;overflow:hidden;padding:0px 3px 0px 3px;vertical-align:bottom;text-align:center;">0.98</td> <td data-sheets-numberformat='{"1":2,"2":"0","3":1}' data-sheets-value='{"1":3,"3":28.29}' style="border-bottom:1px solid #000000;overflow:hidden;padding:0px 3px 0px 3px;vertical-align:bottom;text-align:center;">28</td> <td data-sheets-numberformat='{"1":2,"2":"0","3":1}' data-sheets-value='{"1":3,"3":38.28}' style="border-bottom:1px solid #000000;overflow:hidden;padding:0px 3px 0px 3px;vertical-align:bottom;text-align:center;">38</td> <td data-sheets-value='{"1":3,"3":26}' style="border-right:1px solid #000000;border-bottom:1px solid #000000;overflow:hidden;padding:0px 3px 0px 3px;vertical-align:bottom;text-align:center;">26</td> </tr> <tr style="height:20px;"> <td data-sheets-value='{"1":2,"2":"Polycarbonate "}' style="border-left:1px solid #000000;overflow:hidden;padding:0px 3px 0px 3px;vertical-align:bottom;">Polycarbonate </td> <td data-sheets-value='{"1":2,"2":"EW"}' style="overflow:hidden;padding:0px 3px 0px 3px;vertical-align:bottom;">EW</td> <td data-sheets-value='{"1":2,"2":"Clear (A)"}' style="overflow:hidden;padding:0px 3px 0px 3px;vertical-align:bottom;">Clear (A)</td> <td data-sheets-numberformat='{"1":2,"2":"0.00","3":1}' data-sheets-value='{"1":3,"3":1.19}' style="overflow:hidden;padding:0px 3px 0px 3px;vertical-align:bottom;text-align:center;">1.19</td> <td data-sheets-numberformat='{"1":2,"2":"0","3":1}' data-sheets-value='{"1":3,"3":36.08}' style="overflow:hidden;padding:0px 3px 0px 3px;vertical-align:bottom;text-align:center;">36</td> <td data-sheets-numberformat='{"1":2,"2":"0","3":1}' data-sheets-value='{"1":3,"3":54.78}' style="overflow:hidden;padding:0px 3px 0px 3px;vertical-align:bottom;text-align:center;">55</td> <td data-sheets-value='{"1":3,"3":24}' style="border-right:1px solid #000000;overflow:hidden;padding:0px 3px 0px 3px;vertical-align:bottom;text-align:center;">24</td> </tr> <tr style="height:20px;"> <td data-sheets-value='{"1":2,"2":"PC"}' style="border-left:1px solid #000000;overflow:hidden;padding:0px 3px 0px 3px;vertical-align:bottom;">PC</td> <td style="overflow:hidden;padding:0px 3px 0px 3px;vertical-align:bottom;"></td> <td data-sheets-value='{"1":2,"2":"Opal (D)"}' style="overflow:hidden;padding:0px 3px 0px 3px;vertical-align:bottom;">Opal (D)</td> <td data-sheets-numberformat='{"1":2,"2":"0.00","3":1}' data-sheets-value='{"1":3,"3":1.19}' style="overflow:hidden;padding:0px 3px 0px 3px;vertical-align:bottom;text-align:center;">1.19</td> <td data-sheets-numberformat='{"1":2,"2":"0","3":1}' data-sheets-value='{"1":3,"3":23.779999999999998}' style="overflow:hidden;padding:0px 3px 0px 3px;vertical-align:bottom;text-align:center;">24</td> <td data-sheets-numberformat='{"1":2,"2":"0","3":1}' data-sheets-value='{"1":3,"3":39.6}' style="overflow:hidden;padding:0px 3px 0px 3px;vertical-align:bottom;text-align:center;">40</td> <td data-sheets-value='{"1":3,"3":24}' style="border-right:1px solid #000000;overflow:hidden;padding:0px 3px 0px 3px;vertical-align:bottom;text-align:center;">24</td> </tr> <tr style="height:20px;"> <td style="border-left:1px solid #000000;overflow:hidden;padding:0px 3px 0px 3px;vertical-align:bottom;"></td> <td data-sheets-value='{"1":2,"2":"DW"}' style="overflow:hidden;padding:0px 3px 0px 3px;vertical-align:bottom;">DW</td> <td data-sheets-value='{"1":2,"2":"Clear (A/H)"}' style="overflow:hidden;padding:0px 3px 0px 3px;vertical-align:bottom;">Clear (A/H)</td> <td data-sheets-numberformat='{"1":2,"2":"0.00","3":1}' data-sheets-value='{"1":3,"3":0.98}' style="overflow:hidden;padding:0px 3px 0px 3px;vertical-align:bottom;text-align:center;">0.98</td> <td data-sheets-numberformat='{"1":2,"2":"0","3":1}' data-sheets-value='{"1":3,"3":32.39}' style="overflow:hidden;padding:0px 3px 0px 3px;vertical-align:bottom;text-align:center;">32</td> <td data-sheets-numberformat='{"1":2,"2":"0","3":1}' data-sheets-value='{"1":3,"3":47.52}' style="overflow:hidden;padding:0px 3px 0px 3px;vertical-align:bottom;text-align:center;">48</td> <td data-sheets-value='{"1":3,"3":26}' style="border-right:1px solid #000000;overflow:hidden;padding:0px 3px 0px 3px;vertical-align:bottom;text-align:center;">26</td> </tr> <tr style="height:20px;"> <td style="border-left:1px solid #000000;overflow:hidden;padding:0px 3px 0px 3px;vertical-align:bottom;"></td> <td style="overflow:hidden;padding:0px 3px 0px 3px;vertical-align:bottom;"></td> <td data-sheets-value='{"1":2,"2":"Clear (A/A)"}' style="overflow:hidden;padding:0px 3px 0px 3px;vertical-align:bottom;">Clear (A/A)</td> <td data-sheets-numberformat='{"1":2,"2":"0.00","3":1}' data-sheets-value='{"1":3,"3":0.98}' style="overflow:hidden;padding:0px 3px 0px 3px;vertical-align:bottom;text-align:center;">0.98</td> <td data-sheets-numberformat='{"1":2,"2":"0","3":1}' data-sheets-value='{"1":3,"3":31.569999999999997}' style="overflow:hidden;padding:0px 3px 0px 3px;vertical-align:bottom;text-align:center;">32</td> <td data-sheets-numberformat='{"1":2,"2":"0","3":1}' data-sheets-value='{"1":3,"3":45.54}' style="overflow:hidden;padding:0px 3px 0px 3px;vertical-align:bottom;text-align:center;">46</td> <td data-sheets-value='{"1":3,"3":26}' style="border-right:1px solid #000000;overflow:hidden;padding:0px 3px 0px 3px;vertical-align:bottom;text-align:center;">26</td> </tr> <tr style="height:20px;"> <td style="border-left:1px solid #000000;overflow:hidden;padding:0px 3px 0px 3px;vertical-align:bottom;"></td> <td style="overflow:hidden;padding:0px 3px 0px 3px;vertical-align:bottom;"></td> <td data-sheets-value='{"1":2,"2":"Opal (A/O)"}' style="overflow:hidden;padding:0px 3px 0px 3px;vertical-align:bottom;">Opal (A/O)</td> <td data-sheets-numberformat='{"1":2,"2":"0.00","3":1}' data-sheets-value='{"1":3,"3":0.98}' style="overflow:hidden;padding:0px 3px 0px 3px;vertical-align:bottom;text-align:center;">0.98</td> <td data-sheets-numberformat='{"1":2,"2":"0","3":1}' data-sheets-value='{"1":3,"3":29.93}' style="overflow:hidden;padding:0px 3px 0px 3px;vertical-align:bottom;text-align:center;">30</td> <td data-sheets-numberformat='{"1":2,"2":"0","3":1}' data-sheets-value='{"1":3,"3":41.580000000000005}' style="overflow:hidden;padding:0px 3px 0px 3px;vertical-align:bottom;text-align:center;">42</td> <td data-sheets-value='{"1":3,"3":26}' style="border-right:1px solid #000000;overflow:hidden;padding:0px 3px 0px 3px;vertical-align:bottom;text-align:center;">26</td> </tr> <tr style="height:20px;"> <td style="border-bottom:1px solid #000000;border-left:1px solid #000000;overflow:hidden;padding:0px 3px 0px 3px;vertical-align:bottom;"></td> <td style="border-bottom:1px solid #000000;overflow:hidden;padding:0px 3px 0px 3px;vertical-align:bottom;"></td> <td data-sheets-value='{"1":2,"2":"Opal (A/D)"}' style="border-bottom:1px solid #000000;overflow:hidden;padding:0px 3px 0px 3px;vertical-align:bottom;">Opal (A/D)</td> <td data-sheets-numberformat='{"1":2,"2":"0.00","3":1}' data-sheets-value='{"1":3,"3":0.98}' style="border-bottom:1px solid #000000;overflow:hidden;padding:0px 3px 0px 3px;vertical-align:bottom;text-align:center;">0.98</td> <td data-sheets-numberformat='{"1":2,"2":"0","3":1}' data-sheets-value='{"1":3,"3":20.91}' style="border-bottom:1px solid #000000;overflow:hidden;padding:0px 3px 0px 3px;vertical-align:bottom;text-align:center;">21</td> <td data-sheets-numberformat='{"1":2,"2":"0","3":1}' data-sheets-value='{"1":3,"3":33}' style="border-bottom:1px solid #000000;overflow:hidden;padding:0px 3px 0px 3px;vertical-align:bottom;text-align:center;">33</td> <td data-sheets-value='{"1":3,"3":26}' style="border-right:1px solid #000000;border-bottom:1px solid #000000;overflow:hidden;padding:0px 3px 0px 3px;vertical-align:bottom;text-align:center;">26</td> </tr> <tr style="height:20px;"> <td data-sheets-value='{"1":2,"2":"Polycarbonate"}' style="border-left:1px solid #000000;overflow:hidden;padding:0px 3px 0px 3px;vertical-align:bottom;">Polycarbonate</td> <td data-sheets-value='{"1":2,"2":"EW"}' style="overflow:hidden;padding:0px 3px 0px 3px;vertical-align:bottom;">EW</td> <td data-sheets-value='{"1":2,"2":"Heatstop Opal (T)"}' style="overflow:hidden;padding:0px 3px 0px 3px;vertical-align:bottom;">Heatstop Opal (T)</td> <td data-sheets-numberformat='{"1":2,"2":"0.00","3":1}' data-sheets-value='{"1":3,"3":1.19}' style="overflow:hidden;padding:0px 3px 0px 3px;vertical-align:bottom;text-align:center;">1.19</td> <td data-sheets-numberformat='{"1":2,"2":"0","3":1}' data-sheets-value='{"1":3,"3":20.09}' style="overflow:hidden;padding:0px 3px 0px 3px;vertical-align:bottom;text-align:center;">20</td> <td data-sheets-numberformat='{"1":2,"2":"0","3":1}' data-sheets-value='{"1":3,"3":38.940000000000005}' style="overflow:hidden;padding:0px 3px 0px 3px;vertical-align:bottom;text-align:center;">39</td> <td data-sheets-value='{"1":3,"3":24}' style="border-right:1px solid #000000;overflow:hidden;padding:0px 3px 0px 3px;vertical-align:bottom;text-align:center;">24</td> </tr> <tr style="height:20px;"> <td data-sheets-value='{"1":2,"2":"Heatstop PC"}' style="border-left:1px solid #000000;overflow:hidden;padding:0px 3px 0px 3px;vertical-align:bottom;">Heatstop PC</td> <td data-sheets-value='{"1":2,"2":"DW"}' style="overflow:hidden;padding:0px 3px 0px 3px;vertical-align:bottom;">DW</td> <td data-sheets-value='{"1":2,"2":"Clear (T/H)"}' style="overflow:hidden;padding:0px 3px 0px 3px;vertical-align:bottom;">Clear (T/H)</td> <td data-sheets-numberformat='{"1":2,"2":"0.00","3":1}' data-sheets-value='{"1":3,"3":0.98}' style="overflow:hidden;padding:0px 3px 0px 3px;vertical-align:bottom;text-align:center;">0.98</td> <td data-sheets-numberformat='{"1":2,"2":"0","3":1}' data-sheets-value='{"1":3,"3":18.04}' style="overflow:hidden;padding:0px 3px 0px 3px;vertical-align:bottom;text-align:center;">18</td> <td data-sheets-numberformat='{"1":2,"2":"0","3":1}' data-sheets-value='{"1":3,"3":33.660000000000004}' style="overflow:hidden;padding:0px 3px 0px 3px;vertical-align:bottom;text-align:center;">34</td> <td data-sheets-value='{"1":3,"3":26}' style="border-right:1px solid #000000;overflow:hidden;padding:0px 3px 0px 3px;vertical-align:bottom;text-align:center;">26</td> </tr> <tr style="height:20px;"> <td style="border-bottom:1px solid #000000;border-left:1px solid #000000;overflow:hidden;padding:0px 3px 0px 3px;vertical-align:bottom;"></td> <td style="border-bottom:1px solid #000000;overflow:hidden;padding:0px 3px 0px 3px;vertical-align:bottom;"></td> <td data-sheets-value='{"1":2,"2":"Opal (T/O)"}' style="border-bottom:1px solid #000000;overflow:hidden;padding:0px 3px 0px 3px;vertical-align:bottom;">Opal (T/O)</td> <td data-sheets-numberformat='{"1":2,"2":"0.00","3":1}' data-sheets-value='{"1":3,"3":0.98}' style="border-bottom:1px solid #000000;overflow:hidden;padding:0px 3px 0px 3px;vertical-align:bottom;text-align:center;">0.98</td> <td data-sheets-numberformat='{"1":2,"2":"0","3":1}' data-sheets-value='{"1":3,"3":16.81}' style="border-bottom:1px solid #000000;overflow:hidden;padding:0px 3px 0px 3px;vertical-align:bottom;text-align:center;">17</td> <td data-sheets-numberformat='{"1":2,"2":"0","3":1}' data-sheets-value='{"1":3,"3":29.700000000000003}' style="border-bottom:1px solid #000000;overflow:hidden;padding:0px 3px 0px 3px;vertical-align:bottom;text-align:center;">30</td> <td data-sheets-value='{"1":3,"3":26}' style="border-right:1px solid #000000;border-bottom:1px solid #000000;overflow:hidden;padding:0px 3px 0px 3px;vertical-align:bottom;text-align:center;">26</td> </tr> </tbody></table> | skylux-160-ce-met-koepel-en-pvc-opstand-16-00-met-lm-motor-en-pvc-raam-type-ep25-1000-x-1500-mm | 8586023829837 | 46872333058381
Smoke and heat exhaust (SHEV) | SHE system | Skylux | Skylux 160° CE with skylight and PVC curb 16/00 with LM-actuator and PVC frame type EP25 1000 x 1600 mm |  | 50275 | 5412970502753 | 4642.8 | Yes | 30-45 | 71.09 | 1000 x 1600 mm | 1600 | 1000 |  | PVC 16/00 (16 cm high & roof opening = daylight size) | Rectangular | 1.19 W/m²K - 0.98 W/m²K | 57% - 30% | 37% - 17% | 24dB - 26dB | 160° CE (for industry) | PVC frame EP25 | without spoiler | E | Single actuator | Maximum double-walled skylight possible for this product | Ut-value LT-value g-value Rw-value EN 1873 : 2014 EN ISO 13468 EN 16153 EN 410 EN 410 EN ISO 140-3 Material Walls Shells (W/m²K) (%) (%) (dB) Acrylic EW Clear (H) 1.19 37 57 24 PMMA Opal (O) 1.19 34 50 24 DW Clear (H/H) 0.98 33 50 26 Opal (O/O) 0.98 28 38 26 Polycarbonate EW Clear (A) 1.19 36 55 24 PC Opal (D) 1.19 24 40 24 DW Clear (A/H) 0.98 32 48 26 Clear (A/A) 0.98 32 46 26 Opal (A/O) 0.98 30 42 26 Opal (A/D) 0.98 21 33 26 Polycarbonate EW Heatstop Opal (T) 1.19 20 39 24 Heatstop PC DW Clear (T/H) 0.98 18 34 26 Opal (T/O) 0.98 17 30 26 | https://skylux.eu/en/products/skylux-160-ce-met-koepel-en-pvc-opstand-16-00-met-lm-motor-en-pvc-raam-type-ep25-1000-x-1600-mm | https://skylux.eu/cdn/shop/files/Skylux-160deg-CE-met-koepel-en-pvc-opstand-1600-met-LM-motor-en-pvc-raam-type-EP25-1000-x-1600-mm-RWA-systeem.jpg?v=1702979613&width=1600 | https://skylux.eu/cdn/shop/files/e5a82811-1bb0-48e4-a776-cacb59c7c092_f81b61f1-1411-486e-b5f6-2dff507bee2f.jpg?v=1688550939&width=1600 | //skylux.eu/cdn/shop/files/E_MH_Mounting_instructions_Skylux_160_CE_LM.pdf?v=12406716259046007223 | //skylux.eu/cdn/shop/files/E_TD_Technical_File_Skylux_Skylux_160_CE_Electric.pdf?v=3667116872303399239 | <style type="text/css" id="isPasted"><!--td {border: 1px solid #cccccc;}br {mso-data-placement:same-cell;}--></style><table border="1" cellpadding="0" cellspacing="0" dir="ltr" style="table-layout:fixed;font-size:10pt;font-family:Arial;border-collapse:collapse;border:none;"><tbody> <tr style="height:20px;"> <td style="overflow:hidden;padding:0px 3px 0px 3px;vertical-align:bottom;"></td> <td style="overflow:hidden;padding:0px 3px 0px 3px;vertical-align:bottom;"></td> <td style="overflow:hidden;padding:0px 3px 0px 3px;vertical-align:bottom;"></td> <td data-sheets-value='{"1":2,"2":"Ut-value"}' style="overflow:hidden;padding:0px 3px 0px 3px;vertical-align:bottom;font-weight:bold;text-align:center;">Ut-value</td> <td data-sheets-value='{"1":2,"2":"LT-value"}' style="overflow:hidden;padding:0px 3px 0px 3px;vertical-align:bottom;font-weight:bold;text-align:center;">LT-value</td> <td data-sheets-value='{"1":2,"2":"g-value"}' style="overflow:hidden;padding:0px 3px 0px 3px;vertical-align:bottom;font-weight:bold;text-align:center;">g-value</td> <td data-sheets-value='{"1":2,"2":"Rw-value "}' style="overflow:hidden;padding:0px 3px 0px 3px;vertical-align:bottom;font-weight:bold;text-align:center;">Rw-value </td> </tr> <tr style="height:20px;"> <td style="overflow:hidden;padding:0px 3px 0px 3px;vertical-align:bottom;"></td> <td style="overflow:hidden;padding:0px 3px 0px 3px;vertical-align:bottom;"></td> <td style="overflow:hidden;padding:0px 3px 0px 3px;vertical-align:bottom;"></td> <td data-sheets-numberformat='{"1":2,"2":"0.00","3":1}' data-sheets-value='{"1":2,"2":"EN 1873 : 2014"}' style="overflow:hidden;padding:0px 3px 0px 3px;vertical-align:bottom;text-align:center;">EN 1873 : 2014</td> <td data-sheets-numberformat='{"1":2,"2":"0","3":1}' data-sheets-value='{"1":2,"2":"EN ISO 13468 EN 16153 EN 410"}' style="overflow:hidden;padding:0px 3px 0px 3px;vertical-align:bottom;text-align:center;">EN ISO 13468 EN 16153 EN 410</td> <td data-sheets-numberformat='{"1":2,"2":"0","3":1}' data-sheets-value='{"1":2,"2":"EN 410"}' style="overflow:hidden;padding:0px 3px 0px 3px;vertical-align:bottom;text-align:center;">EN 410</td> <td data-sheets-value='{"1":2,"2":"EN ISO 140-3\t\t"}' style="overflow:hidden;padding:0px 3px 0px 3px;vertical-align:bottom;text-align:center;">EN ISO 140-3 </td> </tr> <tr style="height:20px;"> <td data-sheets-value='{"1":2,"2":"Material"}' style="border-bottom:1px solid #000000;overflow:hidden;padding:0px 3px 0px 3px;vertical-align:bottom;background-color:#000000;font-weight:bold;color:#ffffff;">Material</td> <td data-sheets-value='{"1":2,"2":"Walls"}' style="border-bottom:1px solid #000000;overflow:hidden;padding:0px 3px 0px 3px;vertical-align:bottom;background-color:#000000;font-weight:bold;color:#ffffff;">Walls</td> <td data-sheets-value='{"1":2,"2":"Shells"}' style="border-bottom:1px solid #000000;overflow:hidden;padding:0px 3px 0px 3px;vertical-align:bottom;background-color:#000000;font-weight:bold;color:#ffffff;">Shells</td> <td data-sheets-numberformat='{"1":2,"2":"0.00","3":1}' data-sheets-value='{"1":2,"2":"(W/m²K)\t"}' style="border-bottom:1px solid #000000;overflow:hidden;padding:0px 3px 0px 3px;vertical-align:bottom;background-color:#000000;font-weight:bold;color:#ffffff;text-align:center;">(W/m²K) </td> <td data-sheets-numberformat='{"1":2,"2":"0","3":1}' data-sheets-value='{"1":2,"2":"(%)"}' style="border-bottom:1px solid #000000;overflow:hidden;padding:0px 3px 0px 3px;vertical-align:bottom;background-color:#000000;font-weight:bold;color:#ffffff;text-align:center;">(%)</td> <td data-sheets-numberformat='{"1":2,"2":"0","3":1}' data-sheets-value='{"1":2,"2":"(%)"}' style="border-bottom:1px solid #000000;overflow:hidden;padding:0px 3px 0px 3px;vertical-align:bottom;background-color:#000000;font-weight:bold;color:#ffffff;text-align:center;">(%)</td> <td data-sheets-value='{"1":2,"2":"(dB)"}' style="border-bottom:1px solid #000000;overflow:hidden;padding:0px 3px 0px 3px;vertical-align:bottom;background-color:#000000;font-weight:bold;color:#ffffff;text-align:center;">(dB)</td> </tr> <tr style="height:20px;"> <td data-sheets-value='{"1":2,"2":"Acrylic"}' style="border-left:1px solid #000000;overflow:hidden;padding:0px 3px 0px 3px;vertical-align:bottom;">Acrylic</td> <td data-sheets-value='{"1":2,"2":"EW"}' style="overflow:hidden;padding:0px 3px 0px 3px;vertical-align:bottom;">EW</td> <td data-sheets-value='{"1":2,"2":"Clear (H)"}' style="overflow:hidden;padding:0px 3px 0px 3px;vertical-align:bottom;">Clear (H)</td> <td data-sheets-numberformat='{"1":2,"2":"0.00","3":1}' data-sheets-value='{"1":3,"3":1.19}' style="overflow:hidden;padding:0px 3px 0px 3px;vertical-align:bottom;text-align:center;">1.19</td> <td data-sheets-numberformat='{"1":2,"2":"0","3":1}' data-sheets-value='{"1":3,"3":36.9}' style="overflow:hidden;padding:0px 3px 0px 3px;vertical-align:bottom;text-align:center;">37</td> <td data-sheets-numberformat='{"1":2,"2":"0","3":1}' data-sheets-value='{"1":3,"3":57.42}' style="overflow:hidden;padding:0px 3px 0px 3px;vertical-align:bottom;text-align:center;">57</td> <td data-sheets-value='{"1":3,"3":24}' style="border-right:1px solid #000000;overflow:hidden;padding:0px 3px 0px 3px;vertical-align:bottom;text-align:center;">24</td> </tr> <tr style="height:20px;"> <td data-sheets-value='{"1":2,"2":"PMMA"}' style="border-left:1px solid #000000;overflow:hidden;padding:0px 3px 0px 3px;vertical-align:bottom;">PMMA</td> <td style="overflow:hidden;padding:0px 3px 0px 3px;vertical-align:bottom;"></td> <td data-sheets-value='{"1":2,"2":"Opal (O)"}' style="overflow:hidden;padding:0px 3px 0px 3px;vertical-align:bottom;">Opal (O)</td> <td data-sheets-numberformat='{"1":2,"2":"0.00","3":1}' data-sheets-value='{"1":3,"3":1.19}' style="overflow:hidden;padding:0px 3px 0px 3px;vertical-align:bottom;text-align:center;">1.19</td> <td data-sheets-numberformat='{"1":2,"2":"0","3":1}' data-sheets-value='{"1":3,"3":34.03}' style="overflow:hidden;padding:0px 3px 0px 3px;vertical-align:bottom;text-align:center;">34</td> <td data-sheets-numberformat='{"1":2,"2":"0","3":1}' data-sheets-value='{"1":3,"3":50.160000000000004}' style="overflow:hidden;padding:0px 3px 0px 3px;vertical-align:bottom;text-align:center;">50</td> <td data-sheets-value='{"1":3,"3":24}' style="border-right:1px solid #000000;overflow:hidden;padding:0px 3px 0px 3px;vertical-align:bottom;text-align:center;">24</td> </tr> <tr style="height:20px;"> <td style="border-left:1px solid #000000;overflow:hidden;padding:0px 3px 0px 3px;vertical-align:bottom;"></td> <td data-sheets-value='{"1":2,"2":"DW"}' style="overflow:hidden;padding:0px 3px 0px 3px;vertical-align:bottom;">DW</td> <td data-sheets-value='{"1":2,"2":"Clear (H/H)"}' style="overflow:hidden;padding:0px 3px 0px 3px;vertical-align:bottom;">Clear (H/H)</td> <td data-sheets-numberformat='{"1":2,"2":"0.00","3":1}' data-sheets-value='{"1":3,"3":0.98}' style="overflow:hidden;padding:0px 3px 0px 3px;vertical-align:bottom;text-align:center;">0.98</td> <td data-sheets-numberformat='{"1":2,"2":"0","3":1}' data-sheets-value='{"1":3,"3":33.21}' style="overflow:hidden;padding:0px 3px 0px 3px;vertical-align:bottom;text-align:center;">33</td> <td data-sheets-numberformat='{"1":2,"2":"0","3":1}' data-sheets-value='{"1":3,"3":49.5}' style="overflow:hidden;padding:0px 3px 0px 3px;vertical-align:bottom;text-align:center;">50</td> <td data-sheets-value='{"1":3,"3":26}' style="border-right:1px solid #000000;overflow:hidden;padding:0px 3px 0px 3px;vertical-align:bottom;text-align:center;">26</td> </tr> <tr style="height:20px;"> <td style="border-bottom:1px solid #000000;border-left:1px solid #000000;overflow:hidden;padding:0px 3px 0px 3px;vertical-align:bottom;"></td> <td style="border-bottom:1px solid #000000;overflow:hidden;padding:0px 3px 0px 3px;vertical-align:bottom;"></td> <td data-sheets-value='{"1":2,"2":"Opal (O/O)"}' style="border-bottom:1px solid #000000;overflow:hidden;padding:0px 3px 0px 3px;vertical-align:bottom;">Opal (O/O)</td> <td data-sheets-numberformat='{"1":2,"2":"0.00","3":1}' data-sheets-value='{"1":3,"3":0.98}' style="border-bottom:1px solid #000000;overflow:hidden;padding:0px 3px 0px 3px;vertical-align:bottom;text-align:center;">0.98</td> <td data-sheets-numberformat='{"1":2,"2":"0","3":1}' data-sheets-value='{"1":3,"3":28.29}' style="border-bottom:1px solid #000000;overflow:hidden;padding:0px 3px 0px 3px;vertical-align:bottom;text-align:center;">28</td> <td data-sheets-numberformat='{"1":2,"2":"0","3":1}' data-sheets-value='{"1":3,"3":38.28}' style="border-bottom:1px solid #000000;overflow:hidden;padding:0px 3px 0px 3px;vertical-align:bottom;text-align:center;">38</td> <td data-sheets-value='{"1":3,"3":26}' style="border-right:1px solid #000000;border-bottom:1px solid #000000;overflow:hidden;padding:0px 3px 0px 3px;vertical-align:bottom;text-align:center;">26</td> </tr> <tr style="height:20px;"> <td data-sheets-value='{"1":2,"2":"Polycarbonate "}' style="border-left:1px solid #000000;overflow:hidden;padding:0px 3px 0px 3px;vertical-align:bottom;">Polycarbonate </td> <td data-sheets-value='{"1":2,"2":"EW"}' style="overflow:hidden;padding:0px 3px 0px 3px;vertical-align:bottom;">EW</td> <td data-sheets-value='{"1":2,"2":"Clear (A)"}' style="overflow:hidden;padding:0px 3px 0px 3px;vertical-align:bottom;">Clear (A)</td> <td data-sheets-numberformat='{"1":2,"2":"0.00","3":1}' data-sheets-value='{"1":3,"3":1.19}' style="overflow:hidden;padding:0px 3px 0px 3px;vertical-align:bottom;text-align:center;">1.19</td> <td data-sheets-numberformat='{"1":2,"2":"0","3":1}' data-sheets-value='{"1":3,"3":36.08}' style="overflow:hidden;padding:0px 3px 0px 3px;vertical-align:bottom;text-align:center;">36</td> <td data-sheets-numberformat='{"1":2,"2":"0","3":1}' data-sheets-value='{"1":3,"3":54.78}' style="overflow:hidden;padding:0px 3px 0px 3px;vertical-align:bottom;text-align:center;">55</td> <td data-sheets-value='{"1":3,"3":24}' style="border-right:1px solid #000000;overflow:hidden;padding:0px 3px 0px 3px;vertical-align:bottom;text-align:center;">24</td> </tr> <tr style="height:20px;"> <td data-sheets-value='{"1":2,"2":"PC"}' style="border-left:1px solid #000000;overflow:hidden;padding:0px 3px 0px 3px;vertical-align:bottom;">PC</td> <td style="overflow:hidden;padding:0px 3px 0px 3px;vertical-align:bottom;"></td> <td data-sheets-value='{"1":2,"2":"Opal (D)"}' style="overflow:hidden;padding:0px 3px 0px 3px;vertical-align:bottom;">Opal (D)</td> <td data-sheets-numberformat='{"1":2,"2":"0.00","3":1}' data-sheets-value='{"1":3,"3":1.19}' style="overflow:hidden;padding:0px 3px 0px 3px;vertical-align:bottom;text-align:center;">1.19</td> <td data-sheets-numberformat='{"1":2,"2":"0","3":1}' data-sheets-value='{"1":3,"3":23.779999999999998}' style="overflow:hidden;padding:0px 3px 0px 3px;vertical-align:bottom;text-align:center;">24</td> <td data-sheets-numberformat='{"1":2,"2":"0","3":1}' data-sheets-value='{"1":3,"3":39.6}' style="overflow:hidden;padding:0px 3px 0px 3px;vertical-align:bottom;text-align:center;">40</td> <td data-sheets-value='{"1":3,"3":24}' style="border-right:1px solid #000000;overflow:hidden;padding:0px 3px 0px 3px;vertical-align:bottom;text-align:center;">24</td> </tr> <tr style="height:20px;"> <td style="border-left:1px solid #000000;overflow:hidden;padding:0px 3px 0px 3px;vertical-align:bottom;"></td> <td data-sheets-value='{"1":2,"2":"DW"}' style="overflow:hidden;padding:0px 3px 0px 3px;vertical-align:bottom;">DW</td> <td data-sheets-value='{"1":2,"2":"Clear (A/H)"}' style="overflow:hidden;padding:0px 3px 0px 3px;vertical-align:bottom;">Clear (A/H)</td> <td data-sheets-numberformat='{"1":2,"2":"0.00","3":1}' data-sheets-value='{"1":3,"3":0.98}' style="overflow:hidden;padding:0px 3px 0px 3px;vertical-align:bottom;text-align:center;">0.98</td> <td data-sheets-numberformat='{"1":2,"2":"0","3":1}' data-sheets-value='{"1":3,"3":32.39}' style="overflow:hidden;padding:0px 3px 0px 3px;vertical-align:bottom;text-align:center;">32</td> <td data-sheets-numberformat='{"1":2,"2":"0","3":1}' data-sheets-value='{"1":3,"3":47.52}' style="overflow:hidden;padding:0px 3px 0px 3px;vertical-align:bottom;text-align:center;">48</td> <td data-sheets-value='{"1":3,"3":26}' style="border-right:1px solid #000000;overflow:hidden;padding:0px 3px 0px 3px;vertical-align:bottom;text-align:center;">26</td> </tr> <tr style="height:20px;"> <td style="border-left:1px solid #000000;overflow:hidden;padding:0px 3px 0px 3px;vertical-align:bottom;"></td> <td style="overflow:hidden;padding:0px 3px 0px 3px;vertical-align:bottom;"></td> <td data-sheets-value='{"1":2,"2":"Clear (A/A)"}' style="overflow:hidden;padding:0px 3px 0px 3px;vertical-align:bottom;">Clear (A/A)</td> <td data-sheets-numberformat='{"1":2,"2":"0.00","3":1}' data-sheets-value='{"1":3,"3":0.98}' style="overflow:hidden;padding:0px 3px 0px 3px;vertical-align:bottom;text-align:center;">0.98</td> <td data-sheets-numberformat='{"1":2,"2":"0","3":1}' data-sheets-value='{"1":3,"3":31.569999999999997}' style="overflow:hidden;padding:0px 3px 0px 3px;vertical-align:bottom;text-align:center;">32</td> <td data-sheets-numberformat='{"1":2,"2":"0","3":1}' data-sheets-value='{"1":3,"3":45.54}' style="overflow:hidden;padding:0px 3px 0px 3px;vertical-align:bottom;text-align:center;">46</td> <td data-sheets-value='{"1":3,"3":26}' style="border-right:1px solid #000000;overflow:hidden;padding:0px 3px 0px 3px;vertical-align:bottom;text-align:center;">26</td> </tr> <tr style="height:20px;"> <td style="border-left:1px solid #000000;overflow:hidden;padding:0px 3px 0px 3px;vertical-align:bottom;"></td> <td style="overflow:hidden;padding:0px 3px 0px 3px;vertical-align:bottom;"></td> <td data-sheets-value='{"1":2,"2":"Opal (A/O)"}' style="overflow:hidden;padding:0px 3px 0px 3px;vertical-align:bottom;">Opal (A/O)</td> <td data-sheets-numberformat='{"1":2,"2":"0.00","3":1}' data-sheets-value='{"1":3,"3":0.98}' style="overflow:hidden;padding:0px 3px 0px 3px;vertical-align:bottom;text-align:center;">0.98</td> <td data-sheets-numberformat='{"1":2,"2":"0","3":1}' data-sheets-value='{"1":3,"3":29.93}' style="overflow:hidden;padding:0px 3px 0px 3px;vertical-align:bottom;text-align:center;">30</td> <td data-sheets-numberformat='{"1":2,"2":"0","3":1}' data-sheets-value='{"1":3,"3":41.580000000000005}' style="overflow:hidden;padding:0px 3px 0px 3px;vertical-align:bottom;text-align:center;">42</td> <td data-sheets-value='{"1":3,"3":26}' style="border-right:1px solid #000000;overflow:hidden;padding:0px 3px 0px 3px;vertical-align:bottom;text-align:center;">26</td> </tr> <tr style="height:20px;"> <td style="border-bottom:1px solid #000000;border-left:1px solid #000000;overflow:hidden;padding:0px 3px 0px 3px;vertical-align:bottom;"></td> <td style="border-bottom:1px solid #000000;overflow:hidden;padding:0px 3px 0px 3px;vertical-align:bottom;"></td> <td data-sheets-value='{"1":2,"2":"Opal (A/D)"}' style="border-bottom:1px solid #000000;overflow:hidden;padding:0px 3px 0px 3px;vertical-align:bottom;">Opal (A/D)</td> <td data-sheets-numberformat='{"1":2,"2":"0.00","3":1}' data-sheets-value='{"1":3,"3":0.98}' style="border-bottom:1px solid #000000;overflow:hidden;padding:0px 3px 0px 3px;vertical-align:bottom;text-align:center;">0.98</td> <td data-sheets-numberformat='{"1":2,"2":"0","3":1}' data-sheets-value='{"1":3,"3":20.91}' style="border-bottom:1px solid #000000;overflow:hidden;padding:0px 3px 0px 3px;vertical-align:bottom;text-align:center;">21</td> <td data-sheets-numberformat='{"1":2,"2":"0","3":1}' data-sheets-value='{"1":3,"3":33}' style="border-bottom:1px solid #000000;overflow:hidden;padding:0px 3px 0px 3px;vertical-align:bottom;text-align:center;">33</td> <td data-sheets-value='{"1":3,"3":26}' style="border-right:1px solid #000000;border-bottom:1px solid #000000;overflow:hidden;padding:0px 3px 0px 3px;vertical-align:bottom;text-align:center;">26</td> </tr> <tr style="height:20px;"> <td data-sheets-value='{"1":2,"2":"Polycarbonate"}' style="border-left:1px solid #000000;overflow:hidden;padding:0px 3px 0px 3px;vertical-align:bottom;">Polycarbonate</td> <td data-sheets-value='{"1":2,"2":"EW"}' style="overflow:hidden;padding:0px 3px 0px 3px;vertical-align:bottom;">EW</td> <td data-sheets-value='{"1":2,"2":"Heatstop Opal (T)"}' style="overflow:hidden;padding:0px 3px 0px 3px;vertical-align:bottom;">Heatstop Opal (T)</td> <td data-sheets-numberformat='{"1":2,"2":"0.00","3":1}' data-sheets-value='{"1":3,"3":1.19}' style="overflow:hidden;padding:0px 3px 0px 3px;vertical-align:bottom;text-align:center;">1.19</td> <td data-sheets-numberformat='{"1":2,"2":"0","3":1}' data-sheets-value='{"1":3,"3":20.09}' style="overflow:hidden;padding:0px 3px 0px 3px;vertical-align:bottom;text-align:center;">20</td> <td data-sheets-numberformat='{"1":2,"2":"0","3":1}' data-sheets-value='{"1":3,"3":38.940000000000005}' style="overflow:hidden;padding:0px 3px 0px 3px;vertical-align:bottom;text-align:center;">39</td> <td data-sheets-value='{"1":3,"3":24}' style="border-right:1px solid #000000;overflow:hidden;padding:0px 3px 0px 3px;vertical-align:bottom;text-align:center;">24</td> </tr> <tr style="height:20px;"> <td data-sheets-value='{"1":2,"2":"Heatstop PC"}' style="border-left:1px solid #000000;overflow:hidden;padding:0px 3px 0px 3px;vertical-align:bottom;">Heatstop PC</td> <td data-sheets-value='{"1":2,"2":"DW"}' style="overflow:hidden;padding:0px 3px 0px 3px;vertical-align:bottom;">DW</td> <td data-sheets-value='{"1":2,"2":"Clear (T/H)"}' style="overflow:hidden;padding:0px 3px 0px 3px;vertical-align:bottom;">Clear (T/H)</td> <td data-sheets-numberformat='{"1":2,"2":"0.00","3":1}' data-sheets-value='{"1":3,"3":0.98}' style="overflow:hidden;padding:0px 3px 0px 3px;vertical-align:bottom;text-align:center;">0.98</td> <td data-sheets-numberformat='{"1":2,"2":"0","3":1}' data-sheets-value='{"1":3,"3":18.04}' style="overflow:hidden;padding:0px 3px 0px 3px;vertical-align:bottom;text-align:center;">18</td> <td data-sheets-numberformat='{"1":2,"2":"0","3":1}' data-sheets-value='{"1":3,"3":33.660000000000004}' style="overflow:hidden;padding:0px 3px 0px 3px;vertical-align:bottom;text-align:center;">34</td> <td data-sheets-value='{"1":3,"3":26}' style="border-right:1px solid #000000;overflow:hidden;padding:0px 3px 0px 3px;vertical-align:bottom;text-align:center;">26</td> </tr> <tr style="height:20px;"> <td style="border-bottom:1px solid #000000;border-left:1px solid #000000;overflow:hidden;padding:0px 3px 0px 3px;vertical-align:bottom;"></td> <td style="border-bottom:1px solid #000000;overflow:hidden;padding:0px 3px 0px 3px;vertical-align:bottom;"></td> <td data-sheets-value='{"1":2,"2":"Opal (T/O)"}' style="border-bottom:1px solid #000000;overflow:hidden;padding:0px 3px 0px 3px;vertical-align:bottom;">Opal (T/O)</td> <td data-sheets-numberformat='{"1":2,"2":"0.00","3":1}' data-sheets-value='{"1":3,"3":0.98}' style="border-bottom:1px solid #000000;overflow:hidden;padding:0px 3px 0px 3px;vertical-align:bottom;text-align:center;">0.98</td> <td data-sheets-numberformat='{"1":2,"2":"0","3":1}' data-sheets-value='{"1":3,"3":16.81}' style="border-bottom:1px solid #000000;overflow:hidden;padding:0px 3px 0px 3px;vertical-align:bottom;text-align:center;">17</td> <td data-sheets-numberformat='{"1":2,"2":"0","3":1}' data-sheets-value='{"1":3,"3":29.700000000000003}' style="border-bottom:1px solid #000000;overflow:hidden;padding:0px 3px 0px 3px;vertical-align:bottom;text-align:center;">30</td> <td data-sheets-value='{"1":3,"3":26}' style="border-right:1px solid #000000;border-bottom:1px solid #000000;overflow:hidden;padding:0px 3px 0px 3px;vertical-align:bottom;text-align:center;">26</td> </tr> </tbody></table> | skylux-160-ce-met-koepel-en-pvc-opstand-16-00-met-lm-motor-en-pvc-raam-type-ep25-1000-x-1600-mm | 8586023862605 | 46872333123917
Smoke and heat exhaust (SHEV) | SHE system | Skylux | Skylux 160° CE with skylight and PVC curb 16/00 with LM-actuator and PVC frame type EP25 1000 x 1900 mm |  | 50276 | 5412970502760 | 4929.55 | Yes | 30-45 | 77.81 | 1000 x 1900 mm | 1900 | 1000 |  | PVC 16/00 (16 cm high & roof opening = daylight size) | Rectangular | 1.19 W/m²K - 0.98 W/m²K | 57% - 30% | 37% - 17% | 24dB - 26dB | 160° CE (for industry) | PVC frame EP25 | without spoiler | E | Single actuator | Maximum double-walled skylight possible for this product | Ut-value LT-value g-value Rw-value EN 1873 : 2014 EN ISO 13468 EN 16153 EN 410 EN 410 EN ISO 140-3 Material Walls Shells (W/m²K) (%) (%) (dB) Acrylic EW Clear (H) 1.19 37 57 24 PMMA Opal (O) 1.19 34 50 24 DW Clear (H/H) 0.98 33 50 26 Opal (O/O) 0.98 28 38 26 Polycarbonate EW Clear (A) 1.19 36 55 24 PC Opal (D) 1.19 24 40 24 DW Clear (A/H) 0.98 32 48 26 Clear (A/A) 0.98 32 46 26 Opal (A/O) 0.98 30 42 26 Opal (A/D) 0.98 21 33 26 Polycarbonate EW Heatstop Opal (T) 1.19 20 39 24 Heatstop PC DW Clear (T/H) 0.98 18 34 26 Opal (T/O) 0.98 17 30 26 | https://skylux.eu/en/products/skylux-160-ce-met-koepel-en-pvc-opstand-16-00-met-lm-motor-en-pvc-raam-type-ep25-1000-x-1900-mm | https://skylux.eu/cdn/shop/files/Skylux-160deg-CE-met-koepel-en-pvc-opstand-1600-met-LM-motor-en-pvc-raam-type-EP25-1000-x-1900-mm-RWA-systeem.jpg?v=1702979618&width=1600 | https://skylux.eu/cdn/shop/files/e5a82811-1bb0-48e4-a776-cacb59c7c092_7aa0f1c8-98b6-4627-995f-6c4546cc6d64.jpg?v=1688550940&width=1600 | //skylux.eu/cdn/shop/files/E_MH_Mounting_instructions_Skylux_160_CE_LM.pdf?v=12406716259046007223 | //skylux.eu/cdn/shop/files/E_TD_Technical_File_Skylux_Skylux_160_CE_Electric.pdf?v=3667116872303399239 | <style type="text/css" id="isPasted"><!--td {border: 1px solid #cccccc;}br {mso-data-placement:same-cell;}--></style><table border="1" cellpadding="0" cellspacing="0" dir="ltr" style="table-layout:fixed;font-size:10pt;font-family:Arial;border-collapse:collapse;border:none;"><tbody> <tr style="height:20px;"> <td style="overflow:hidden;padding:0px 3px 0px 3px;vertical-align:bottom;"></td> <td style="overflow:hidden;padding:0px 3px 0px 3px;vertical-align:bottom;"></td> <td style="overflow:hidden;padding:0px 3px 0px 3px;vertical-align:bottom;"></td> <td data-sheets-value='{"1":2,"2":"Ut-value"}' style="overflow:hidden;padding:0px 3px 0px 3px;vertical-align:bottom;font-weight:bold;text-align:center;">Ut-value</td> <td data-sheets-value='{"1":2,"2":"LT-value"}' style="overflow:hidden;padding:0px 3px 0px 3px;vertical-align:bottom;font-weight:bold;text-align:center;">LT-value</td> <td data-sheets-value='{"1":2,"2":"g-value"}' style="overflow:hidden;padding:0px 3px 0px 3px;vertical-align:bottom;font-weight:bold;text-align:center;">g-value</td> <td data-sheets-value='{"1":2,"2":"Rw-value "}' style="overflow:hidden;padding:0px 3px 0px 3px;vertical-align:bottom;font-weight:bold;text-align:center;">Rw-value </td> </tr> <tr style="height:20px;"> <td style="overflow:hidden;padding:0px 3px 0px 3px;vertical-align:bottom;"></td> <td style="overflow:hidden;padding:0px 3px 0px 3px;vertical-align:bottom;"></td> <td style="overflow:hidden;padding:0px 3px 0px 3px;vertical-align:bottom;"></td> <td data-sheets-numberformat='{"1":2,"2":"0.00","3":1}' data-sheets-value='{"1":2,"2":"EN 1873 : 2014"}' style="overflow:hidden;padding:0px 3px 0px 3px;vertical-align:bottom;text-align:center;">EN 1873 : 2014</td> <td data-sheets-numberformat='{"1":2,"2":"0","3":1}' data-sheets-value='{"1":2,"2":"EN ISO 13468 EN 16153 EN 410"}' style="overflow:hidden;padding:0px 3px 0px 3px;vertical-align:bottom;text-align:center;">EN ISO 13468 EN 16153 EN 410</td> <td data-sheets-numberformat='{"1":2,"2":"0","3":1}' data-sheets-value='{"1":2,"2":"EN 410"}' style="overflow:hidden;padding:0px 3px 0px 3px;vertical-align:bottom;text-align:center;">EN 410</td> <td data-sheets-value='{"1":2,"2":"EN ISO 140-3\t\t"}' style="overflow:hidden;padding:0px 3px 0px 3px;vertical-align:bottom;text-align:center;">EN ISO 140-3 </td> </tr> <tr style="height:20px;"> <td data-sheets-value='{"1":2,"2":"Material"}' style="border-bottom:1px solid #000000;overflow:hidden;padding:0px 3px 0px 3px;vertical-align:bottom;background-color:#000000;font-weight:bold;color:#ffffff;">Material</td> <td data-sheets-value='{"1":2,"2":"Walls"}' style="border-bottom:1px solid #000000;overflow:hidden;padding:0px 3px 0px 3px;vertical-align:bottom;background-color:#000000;font-weight:bold;color:#ffffff;">Walls</td> <td data-sheets-value='{"1":2,"2":"Shells"}' style="border-bottom:1px solid #000000;overflow:hidden;padding:0px 3px 0px 3px;vertical-align:bottom;background-color:#000000;font-weight:bold;color:#ffffff;">Shells</td> <td data-sheets-numberformat='{"1":2,"2":"0.00","3":1}' data-sheets-value='{"1":2,"2":"(W/m²K)\t"}' style="border-bottom:1px solid #000000;overflow:hidden;padding:0px 3px 0px 3px;vertical-align:bottom;background-color:#000000;font-weight:bold;color:#ffffff;text-align:center;">(W/m²K) </td> <td data-sheets-numberformat='{"1":2,"2":"0","3":1}' data-sheets-value='{"1":2,"2":"(%)"}' style="border-bottom:1px solid #000000;overflow:hidden;padding:0px 3px 0px 3px;vertical-align:bottom;background-color:#000000;font-weight:bold;color:#ffffff;text-align:center;">(%)</td> <td data-sheets-numberformat='{"1":2,"2":"0","3":1}' data-sheets-value='{"1":2,"2":"(%)"}' style="border-bottom:1px solid #000000;overflow:hidden;padding:0px 3px 0px 3px;vertical-align:bottom;background-color:#000000;font-weight:bold;color:#ffffff;text-align:center;">(%)</td> <td data-sheets-value='{"1":2,"2":"(dB)"}' style="border-bottom:1px solid #000000;overflow:hidden;padding:0px 3px 0px 3px;vertical-align:bottom;background-color:#000000;font-weight:bold;color:#ffffff;text-align:center;">(dB)</td> </tr> <tr style="height:20px;"> <td data-sheets-value='{"1":2,"2":"Acrylic"}' style="border-left:1px solid #000000;overflow:hidden;padding:0px 3px 0px 3px;vertical-align:bottom;">Acrylic</td> <td data-sheets-value='{"1":2,"2":"EW"}' style="overflow:hidden;padding:0px 3px 0px 3px;vertical-align:bottom;">EW</td> <td data-sheets-value='{"1":2,"2":"Clear (H)"}' style="overflow:hidden;padding:0px 3px 0px 3px;vertical-align:bottom;">Clear (H)</td> <td data-sheets-numberformat='{"1":2,"2":"0.00","3":1}' data-sheets-value='{"1":3,"3":1.19}' style="overflow:hidden;padding:0px 3px 0px 3px;vertical-align:bottom;text-align:center;">1.19</td> <td data-sheets-numberformat='{"1":2,"2":"0","3":1}' data-sheets-value='{"1":3,"3":36.9}' style="overflow:hidden;padding:0px 3px 0px 3px;vertical-align:bottom;text-align:center;">37</td> <td data-sheets-numberformat='{"1":2,"2":"0","3":1}' data-sheets-value='{"1":3,"3":57.42}' style="overflow:hidden;padding:0px 3px 0px 3px;vertical-align:bottom;text-align:center;">57</td> <td data-sheets-value='{"1":3,"3":24}' style="border-right:1px solid #000000;overflow:hidden;padding:0px 3px 0px 3px;vertical-align:bottom;text-align:center;">24</td> </tr> <tr style="height:20px;"> <td data-sheets-value='{"1":2,"2":"PMMA"}' style="border-left:1px solid #000000;overflow:hidden;padding:0px 3px 0px 3px;vertical-align:bottom;">PMMA</td> <td style="overflow:hidden;padding:0px 3px 0px 3px;vertical-align:bottom;"></td> <td data-sheets-value='{"1":2,"2":"Opal (O)"}' style="overflow:hidden;padding:0px 3px 0px 3px;vertical-align:bottom;">Opal (O)</td> <td data-sheets-numberformat='{"1":2,"2":"0.00","3":1}' data-sheets-value='{"1":3,"3":1.19}' style="overflow:hidden;padding:0px 3px 0px 3px;vertical-align:bottom;text-align:center;">1.19</td> <td data-sheets-numberformat='{"1":2,"2":"0","3":1}' data-sheets-value='{"1":3,"3":34.03}' style="overflow:hidden;padding:0px 3px 0px 3px;vertical-align:bottom;text-align:center;">34</td> <td data-sheets-numberformat='{"1":2,"2":"0","3":1}' data-sheets-value='{"1":3,"3":50.160000000000004}' style="overflow:hidden;padding:0px 3px 0px 3px;vertical-align:bottom;text-align:center;">50</td> <td data-sheets-value='{"1":3,"3":24}' style="border-right:1px solid #000000;overflow:hidden;padding:0px 3px 0px 3px;vertical-align:bottom;text-align:center;">24</td> </tr> <tr style="height:20px;"> <td style="border-left:1px solid #000000;overflow:hidden;padding:0px 3px 0px 3px;vertical-align:bottom;"></td> <td data-sheets-value='{"1":2,"2":"DW"}' style="overflow:hidden;padding:0px 3px 0px 3px;vertical-align:bottom;">DW</td> <td data-sheets-value='{"1":2,"2":"Clear (H/H)"}' style="overflow:hidden;padding:0px 3px 0px 3px;vertical-align:bottom;">Clear (H/H)</td> <td data-sheets-numberformat='{"1":2,"2":"0.00","3":1}' data-sheets-value='{"1":3,"3":0.98}' style="overflow:hidden;padding:0px 3px 0px 3px;vertical-align:bottom;text-align:center;">0.98</td> <td data-sheets-numberformat='{"1":2,"2":"0","3":1}' data-sheets-value='{"1":3,"3":33.21}' style="overflow:hidden;padding:0px 3px 0px 3px;vertical-align:bottom;text-align:center;">33</td> <td data-sheets-numberformat='{"1":2,"2":"0","3":1}' data-sheets-value='{"1":3,"3":49.5}' style="overflow:hidden;padding:0px 3px 0px 3px;vertical-align:bottom;text-align:center;">50</td> <td data-sheets-value='{"1":3,"3":26}' style="border-right:1px solid #000000;overflow:hidden;padding:0px 3px 0px 3px;vertical-align:bottom;text-align:center;">26</td> </tr> <tr style="height:20px;"> <td style="border-bottom:1px solid #000000;border-left:1px solid #000000;overflow:hidden;padding:0px 3px 0px 3px;vertical-align:bottom;"></td> <td style="border-bottom:1px solid #000000;overflow:hidden;padding:0px 3px 0px 3px;vertical-align:bottom;"></td> <td data-sheets-value='{"1":2,"2":"Opal (O/O)"}' style="border-bottom:1px solid #000000;overflow:hidden;padding:0px 3px 0px 3px;vertical-align:bottom;">Opal (O/O)</td> <td data-sheets-numberformat='{"1":2,"2":"0.00","3":1}' data-sheets-value='{"1":3,"3":0.98}' style="border-bottom:1px solid #000000;overflow:hidden;padding:0px 3px 0px 3px;vertical-align:bottom;text-align:center;">0.98</td> <td data-sheets-numberformat='{"1":2,"2":"0","3":1}' data-sheets-value='{"1":3,"3":28.29}' style="border-bottom:1px solid #000000;overflow:hidden;padding:0px 3px 0px 3px;vertical-align:bottom;text-align:center;">28</td> <td data-sheets-numberformat='{"1":2,"2":"0","3":1}' data-sheets-value='{"1":3,"3":38.28}' style="border-bottom:1px solid #000000;overflow:hidden;padding:0px 3px 0px 3px;vertical-align:bottom;text-align:center;">38</td> <td data-sheets-value='{"1":3,"3":26}' style="border-right:1px solid #000000;border-bottom:1px solid #000000;overflow:hidden;padding:0px 3px 0px 3px;vertical-align:bottom;text-align:center;">26</td> </tr> <tr style="height:20px;"> <td data-sheets-value='{"1":2,"2":"Polycarbonate "}' style="border-left:1px solid #000000;overflow:hidden;padding:0px 3px 0px 3px;vertical-align:bottom;">Polycarbonate </td> <td data-sheets-value='{"1":2,"2":"EW"}' style="overflow:hidden;padding:0px 3px 0px 3px;vertical-align:bottom;">EW</td> <td data-sheets-value='{"1":2,"2":"Clear (A)"}' style="overflow:hidden;padding:0px 3px 0px 3px;vertical-align:bottom;">Clear (A)</td> <td data-sheets-numberformat='{"1":2,"2":"0.00","3":1}' data-sheets-value='{"1":3,"3":1.19}' style="overflow:hidden;padding:0px 3px 0px 3px;vertical-align:bottom;text-align:center;">1.19</td> <td data-sheets-numberformat='{"1":2,"2":"0","3":1}' data-sheets-value='{"1":3,"3":36.08}' style="overflow:hidden;padding:0px 3px 0px 3px;vertical-align:bottom;text-align:center;">36</td> <td data-sheets-numberformat='{"1":2,"2":"0","3":1}' data-sheets-value='{"1":3,"3":54.78}' style="overflow:hidden;padding:0px 3px 0px 3px;vertical-align:bottom;text-align:center;">55</td> <td data-sheets-value='{"1":3,"3":24}' style="border-right:1px solid #000000;overflow:hidden;padding:0px 3px 0px 3px;vertical-align:bottom;text-align:center;">24</td> </tr> <tr style="height:20px;"> <td data-sheets-value='{"1":2,"2":"PC"}' style="border-left:1px solid #000000;overflow:hidden;padding:0px 3px 0px 3px;vertical-align:bottom;">PC</td> <td style="overflow:hidden;padding:0px 3px 0px 3px;vertical-align:bottom;"></td> <td data-sheets-value='{"1":2,"2":"Opal (D)"}' style="overflow:hidden;padding:0px 3px 0px 3px;vertical-align:bottom;">Opal (D)</td> <td data-sheets-numberformat='{"1":2,"2":"0.00","3":1}' data-sheets-value='{"1":3,"3":1.19}' style="overflow:hidden;padding:0px 3px 0px 3px;vertical-align:bottom;text-align:center;">1.19</td> <td data-sheets-numberformat='{"1":2,"2":"0","3":1}' data-sheets-value='{"1":3,"3":23.779999999999998}' style="overflow:hidden;padding:0px 3px 0px 3px;vertical-align:bottom;text-align:center;">24</td> <td data-sheets-numberformat='{"1":2,"2":"0","3":1}' data-sheets-value='{"1":3,"3":39.6}' style="overflow:hidden;padding:0px 3px 0px 3px;vertical-align:bottom;text-align:center;">40</td> <td data-sheets-value='{"1":3,"3":24}' style="border-right:1px solid #000000;overflow:hidden;padding:0px 3px 0px 3px;vertical-align:bottom;text-align:center;">24</td> </tr> <tr style="height:20px;"> <td style="border-left:1px solid #000000;overflow:hidden;padding:0px 3px 0px 3px;vertical-align:bottom;"></td> <td data-sheets-value='{"1":2,"2":"DW"}' style="overflow:hidden;padding:0px 3px 0px 3px;vertical-align:bottom;">DW</td> <td data-sheets-value='{"1":2,"2":"Clear (A/H)"}' style="overflow:hidden;padding:0px 3px 0px 3px;vertical-align:bottom;">Clear (A/H)</td> <td data-sheets-numberformat='{"1":2,"2":"0.00","3":1}' data-sheets-value='{"1":3,"3":0.98}' style="overflow:hidden;padding:0px 3px 0px 3px;vertical-align:bottom;text-align:center;">0.98</td> <td data-sheets-numberformat='{"1":2,"2":"0","3":1}' data-sheets-value='{"1":3,"3":32.39}' style="overflow:hidden;padding:0px 3px 0px 3px;vertical-align:bottom;text-align:center;">32</td> <td data-sheets-numberformat='{"1":2,"2":"0","3":1}' data-sheets-value='{"1":3,"3":47.52}' style="overflow:hidden;padding:0px 3px 0px 3px;vertical-align:bottom;text-align:center;">48</td> <td data-sheets-value='{"1":3,"3":26}' style="border-right:1px solid #000000;overflow:hidden;padding:0px 3px 0px 3px;vertical-align:bottom;text-align:center;">26</td> </tr> <tr style="height:20px;"> <td style="border-left:1px solid #000000;overflow:hidden;padding:0px 3px 0px 3px;vertical-align:bottom;"></td> <td style="overflow:hidden;padding:0px 3px 0px 3px;vertical-align:bottom;"></td> <td data-sheets-value='{"1":2,"2":"Clear (A/A)"}' style="overflow:hidden;padding:0px 3px 0px 3px;vertical-align:bottom;">Clear (A/A)</td> <td data-sheets-numberformat='{"1":2,"2":"0.00","3":1}' data-sheets-value='{"1":3,"3":0.98}' style="overflow:hidden;padding:0px 3px 0px 3px;vertical-align:bottom;text-align:center;">0.98</td> <td data-sheets-numberformat='{"1":2,"2":"0","3":1}' data-sheets-value='{"1":3,"3":31.569999999999997}' style="overflow:hidden;padding:0px 3px 0px 3px;vertical-align:bottom;text-align:center;">32</td> <td data-sheets-numberformat='{"1":2,"2":"0","3":1}' data-sheets-value='{"1":3,"3":45.54}' style="overflow:hidden;padding:0px 3px 0px 3px;vertical-align:bottom;text-align:center;">46</td> <td data-sheets-value='{"1":3,"3":26}' style="border-right:1px solid #000000;overflow:hidden;padding:0px 3px 0px 3px;vertical-align:bottom;text-align:center;">26</td> </tr> <tr style="height:20px;"> <td style="border-left:1px solid #000000;overflow:hidden;padding:0px 3px 0px 3px;vertical-align:bottom;"></td> <td style="overflow:hidden;padding:0px 3px 0px 3px;vertical-align:bottom;"></td> <td data-sheets-value='{"1":2,"2":"Opal (A/O)"}' style="overflow:hidden;padding:0px 3px 0px 3px;vertical-align:bottom;">Opal (A/O)</td> <td data-sheets-numberformat='{"1":2,"2":"0.00","3":1}' data-sheets-value='{"1":3,"3":0.98}' style="overflow:hidden;padding:0px 3px 0px 3px;vertical-align:bottom;text-align:center;">0.98</td> <td data-sheets-numberformat='{"1":2,"2":"0","3":1}' data-sheets-value='{"1":3,"3":29.93}' style="overflow:hidden;padding:0px 3px 0px 3px;vertical-align:bottom;text-align:center;">30</td> <td data-sheets-numberformat='{"1":2,"2":"0","3":1}' data-sheets-value='{"1":3,"3":41.580000000000005}' style="overflow:hidden;padding:0px 3px 0px 3px;vertical-align:bottom;text-align:center;">42</td> <td data-sheets-value='{"1":3,"3":26}' style="border-right:1px solid #000000;overflow:hidden;padding:0px 3px 0px 3px;vertical-align:bottom;text-align:center;">26</td> </tr> <tr style="height:20px;"> <td style="border-bottom:1px solid #000000;border-left:1px solid #000000;overflow:hidden;padding:0px 3px 0px 3px;vertical-align:bottom;"></td> <td style="border-bottom:1px solid #000000;overflow:hidden;padding:0px 3px 0px 3px;vertical-align:bottom;"></td> <td data-sheets-value='{"1":2,"2":"Opal (A/D)"}' style="border-bottom:1px solid #000000;overflow:hidden;padding:0px 3px 0px 3px;vertical-align:bottom;">Opal (A/D)</td> <td data-sheets-numberformat='{"1":2,"2":"0.00","3":1}' data-sheets-value='{"1":3,"3":0.98}' style="border-bottom:1px solid #000000;overflow:hidden;padding:0px 3px 0px 3px;vertical-align:bottom;text-align:center;">0.98</td> <td data-sheets-numberformat='{"1":2,"2":"0","3":1}' data-sheets-value='{"1":3,"3":20.91}' style="border-bottom:1px solid #000000;overflow:hidden;padding:0px 3px 0px 3px;vertical-align:bottom;text-align:center;">21</td> <td data-sheets-numberformat='{"1":2,"2":"0","3":1}' data-sheets-value='{"1":3,"3":33}' style="border-bottom:1px solid #000000;overflow:hidden;padding:0px 3px 0px 3px;vertical-align:bottom;text-align:center;">33</td> <td data-sheets-value='{"1":3,"3":26}' style="border-right:1px solid #000000;border-bottom:1px solid #000000;overflow:hidden;padding:0px 3px 0px 3px;vertical-align:bottom;text-align:center;">26</td> </tr> <tr style="height:20px;"> <td data-sheets-value='{"1":2,"2":"Polycarbonate"}' style="border-left:1px solid #000000;overflow:hidden;padding:0px 3px 0px 3px;vertical-align:bottom;">Polycarbonate</td> <td data-sheets-value='{"1":2,"2":"EW"}' style="overflow:hidden;padding:0px 3px 0px 3px;vertical-align:bottom;">EW</td> <td data-sheets-value='{"1":2,"2":"Heatstop Opal (T)"}' style="overflow:hidden;padding:0px 3px 0px 3px;vertical-align:bottom;">Heatstop Opal (T)</td> <td data-sheets-numberformat='{"1":2,"2":"0.00","3":1}' data-sheets-value='{"1":3,"3":1.19}' style="overflow:hidden;padding:0px 3px 0px 3px;vertical-align:bottom;text-align:center;">1.19</td> <td data-sheets-numberformat='{"1":2,"2":"0","3":1}' data-sheets-value='{"1":3,"3":20.09}' style="overflow:hidden;padding:0px 3px 0px 3px;vertical-align:bottom;text-align:center;">20</td> <td data-sheets-numberformat='{"1":2,"2":"0","3":1}' data-sheets-value='{"1":3,"3":38.940000000000005}' style="overflow:hidden;padding:0px 3px 0px 3px;vertical-align:bottom;text-align:center;">39</td> <td data-sheets-value='{"1":3,"3":24}' style="border-right:1px solid #000000;overflow:hidden;padding:0px 3px 0px 3px;vertical-align:bottom;text-align:center;">24</td> </tr> <tr style="height:20px;"> <td data-sheets-value='{"1":2,"2":"Heatstop PC"}' style="border-left:1px solid #000000;overflow:hidden;padding:0px 3px 0px 3px;vertical-align:bottom;">Heatstop PC</td> <td data-sheets-value='{"1":2,"2":"DW"}' style="overflow:hidden;padding:0px 3px 0px 3px;vertical-align:bottom;">DW</td> <td data-sheets-value='{"1":2,"2":"Clear (T/H)"}' style="overflow:hidden;padding:0px 3px 0px 3px;vertical-align:bottom;">Clear (T/H)</td> <td data-sheets-numberformat='{"1":2,"2":"0.00","3":1}' data-sheets-value='{"1":3,"3":0.98}' style="overflow:hidden;padding:0px 3px 0px 3px;vertical-align:bottom;text-align:center;">0.98</td> <td data-sheets-numberformat='{"1":2,"2":"0","3":1}' data-sheets-value='{"1":3,"3":18.04}' style="overflow:hidden;padding:0px 3px 0px 3px;vertical-align:bottom;text-align:center;">18</td> <td data-sheets-numberformat='{"1":2,"2":"0","3":1}' data-sheets-value='{"1":3,"3":33.660000000000004}' style="overflow:hidden;padding:0px 3px 0px 3px;vertical-align:bottom;text-align:center;">34</td> <td data-sheets-value='{"1":3,"3":26}' style="border-right:1px solid #000000;overflow:hidden;padding:0px 3px 0px 3px;vertical-align:bottom;text-align:center;">26</td> </tr> <tr style="height:20px;"> <td style="border-bottom:1px solid #000000;border-left:1px solid #000000;overflow:hidden;padding:0px 3px 0px 3px;vertical-align:bottom;"></td> <td style="border-bottom:1px solid #000000;overflow:hidden;padding:0px 3px 0px 3px;vertical-align:bottom;"></td> <td data-sheets-value='{"1":2,"2":"Opal (T/O)"}' style="border-bottom:1px solid #000000;overflow:hidden;padding:0px 3px 0px 3px;vertical-align:bottom;">Opal (T/O)</td> <td data-sheets-numberformat='{"1":2,"2":"0.00","3":1}' data-sheets-value='{"1":3,"3":0.98}' style="border-bottom:1px solid #000000;overflow:hidden;padding:0px 3px 0px 3px;vertical-align:bottom;text-align:center;">0.98</td> <td data-sheets-numberformat='{"1":2,"2":"0","3":1}' data-sheets-value='{"1":3,"3":16.81}' style="border-bottom:1px solid #000000;overflow:hidden;padding:0px 3px 0px 3px;vertical-align:bottom;text-align:center;">17</td> <td data-sheets-numberformat='{"1":2,"2":"0","3":1}' data-sheets-value='{"1":3,"3":29.700000000000003}' style="border-bottom:1px solid #000000;overflow:hidden;padding:0px 3px 0px 3px;vertical-align:bottom;text-align:center;">30</td> <td data-sheets-value='{"1":3,"3":26}' style="border-right:1px solid #000000;border-bottom:1px solid #000000;overflow:hidden;padding:0px 3px 0px 3px;vertical-align:bottom;text-align:center;">26</td> </tr> </tbody></table> | skylux-160-ce-met-koepel-en-pvc-opstand-16-00-met-lm-motor-en-pvc-raam-type-ep25-1000-x-1900-mm | 8586023993677 | 46872333254989
Smoke and heat exhaust (SHEV) | SHE system | Skylux | Skylux 160° CE with skylight and PVC curb 16/00 with LM-actuator and PVC frame type EP25 1000 x 2000 mm |  | 50277 | 5412970502777 | 4970.7 | Yes | 30-45 | 80.52 | 1000 x 2000 mm | 2000 | 1000 |  | PVC 16/00 (16 cm high & roof opening = daylight size) | Rectangular | 1.19 W/m²K - 0.98 W/m²K | 57% - 30% | 37% - 17% | 24dB - 26dB | 160° CE (for industry) | PVC frame EP25 | without spoiler | E | Single actuator | Maximum double-walled skylight possible for this product | Ut-value LT-value g-value Rw-value EN 1873 : 2014 EN ISO 13468 EN 16153 EN 410 EN 410 EN ISO 140-3 Material Walls Shells (W/m²K) (%) (%) (dB) Acrylic EW Clear (H) 1.19 37 57 24 PMMA Opal (O) 1.19 34 50 24 DW Clear (H/H) 0.98 33 50 26 Opal (O/O) 0.98 28 38 26 Polycarbonate EW Clear (A) 1.19 36 55 24 PC Opal (D) 1.19 24 40 24 DW Clear (A/H) 0.98 32 48 26 Clear (A/A) 0.98 32 46 26 Opal (A/O) 0.98 30 42 26 Opal (A/D) 0.98 21 33 26 Polycarbonate EW Heatstop Opal (T) 1.19 20 39 24 Heatstop PC DW Clear (T/H) 0.98 18 34 26 Opal (T/O) 0.98 17 30 26 | https://skylux.eu/en/products/skylux-160-ce-met-koepel-en-pvc-opstand-16-00-met-lm-motor-en-pvc-raam-type-ep25-1000-x-2000-mm | https://skylux.eu/cdn/shop/files/Skylux-160deg-CE-met-koepel-en-pvc-opstand-1600-met-LM-motor-en-pvc-raam-type-EP25-1000-x-2000-mm-RWA-systeem.jpg?v=1702979623&width=1600 | https://skylux.eu/cdn/shop/files/e5a82811-1bb0-48e4-a776-cacb59c7c092_ba5693f9-4cbe-4cee-9848-791591907f2e.jpg?v=1688550941&width=1600 | //skylux.eu/cdn/shop/files/E_MH_Mounting_instructions_Skylux_160_CE_LM.pdf?v=12406716259046007223 | //skylux.eu/cdn/shop/files/E_TD_Technical_File_Skylux_Skylux_160_CE_Electric.pdf?v=3667116872303399239 | <style type="text/css" id="isPasted"><!--td {border: 1px solid #cccccc;}br {mso-data-placement:same-cell;}--></style><table border="1" cellpadding="0" cellspacing="0" dir="ltr" style="table-layout:fixed;font-size:10pt;font-family:Arial;border-collapse:collapse;border:none;"><tbody> <tr style="height:20px;"> <td style="overflow:hidden;padding:0px 3px 0px 3px;vertical-align:bottom;"></td> <td style="overflow:hidden;padding:0px 3px 0px 3px;vertical-align:bottom;"></td> <td style="overflow:hidden;padding:0px 3px 0px 3px;vertical-align:bottom;"></td> <td data-sheets-value='{"1":2,"2":"Ut-value"}' style="overflow:hidden;padding:0px 3px 0px 3px;vertical-align:bottom;font-weight:bold;text-align:center;">Ut-value</td> <td data-sheets-value='{"1":2,"2":"LT-value"}' style="overflow:hidden;padding:0px 3px 0px 3px;vertical-align:bottom;font-weight:bold;text-align:center;">LT-value</td> <td data-sheets-value='{"1":2,"2":"g-value"}' style="overflow:hidden;padding:0px 3px 0px 3px;vertical-align:bottom;font-weight:bold;text-align:center;">g-value</td> <td data-sheets-value='{"1":2,"2":"Rw-value "}' style="overflow:hidden;padding:0px 3px 0px 3px;vertical-align:bottom;font-weight:bold;text-align:center;">Rw-value </td> </tr> <tr style="height:20px;"> <td style="overflow:hidden;padding:0px 3px 0px 3px;vertical-align:bottom;"></td> <td style="overflow:hidden;padding:0px 3px 0px 3px;vertical-align:bottom;"></td> <td style="overflow:hidden;padding:0px 3px 0px 3px;vertical-align:bottom;"></td> <td data-sheets-numberformat='{"1":2,"2":"0.00","3":1}' data-sheets-value='{"1":2,"2":"EN 1873 : 2014"}' style="overflow:hidden;padding:0px 3px 0px 3px;vertical-align:bottom;text-align:center;">EN 1873 : 2014</td> <td data-sheets-numberformat='{"1":2,"2":"0","3":1}' data-sheets-value='{"1":2,"2":"EN ISO 13468 EN 16153 EN 410"}' style="overflow:hidden;padding:0px 3px 0px 3px;vertical-align:bottom;text-align:center;">EN ISO 13468 EN 16153 EN 410</td> <td data-sheets-numberformat='{"1":2,"2":"0","3":1}' data-sheets-value='{"1":2,"2":"EN 410"}' style="overflow:hidden;padding:0px 3px 0px 3px;vertical-align:bottom;text-align:center;">EN 410</td> <td data-sheets-value='{"1":2,"2":"EN ISO 140-3\t\t"}' style="overflow:hidden;padding:0px 3px 0px 3px;vertical-align:bottom;text-align:center;">EN ISO 140-3 </td> </tr> <tr style="height:20px;"> <td data-sheets-value='{"1":2,"2":"Material"}' style="border-bottom:1px solid #000000;overflow:hidden;padding:0px 3px 0px 3px;vertical-align:bottom;background-color:#000000;font-weight:bold;color:#ffffff;">Material</td> <td data-sheets-value='{"1":2,"2":"Walls"}' style="border-bottom:1px solid #000000;overflow:hidden;padding:0px 3px 0px 3px;vertical-align:bottom;background-color:#000000;font-weight:bold;color:#ffffff;">Walls</td> <td data-sheets-value='{"1":2,"2":"Shells"}' style="border-bottom:1px solid #000000;overflow:hidden;padding:0px 3px 0px 3px;vertical-align:bottom;background-color:#000000;font-weight:bold;color:#ffffff;">Shells</td> <td data-sheets-numberformat='{"1":2,"2":"0.00","3":1}' data-sheets-value='{"1":2,"2":"(W/m²K)\t"}' style="border-bottom:1px solid #000000;overflow:hidden;padding:0px 3px 0px 3px;vertical-align:bottom;background-color:#000000;font-weight:bold;color:#ffffff;text-align:center;">(W/m²K) </td> <td data-sheets-numberformat='{"1":2,"2":"0","3":1}' data-sheets-value='{"1":2,"2":"(%)"}' style="border-bottom:1px solid #000000;overflow:hidden;padding:0px 3px 0px 3px;vertical-align:bottom;background-color:#000000;font-weight:bold;color:#ffffff;text-align:center;">(%)</td> <td data-sheets-numberformat='{"1":2,"2":"0","3":1}' data-sheets-value='{"1":2,"2":"(%)"}' style="border-bottom:1px solid #000000;overflow:hidden;padding:0px 3px 0px 3px;vertical-align:bottom;background-color:#000000;font-weight:bold;color:#ffffff;text-align:center;">(%)</td> <td data-sheets-value='{"1":2,"2":"(dB)"}' style="border-bottom:1px solid #000000;overflow:hidden;padding:0px 3px 0px 3px;vertical-align:bottom;background-color:#000000;font-weight:bold;color:#ffffff;text-align:center;">(dB)</td> </tr> <tr style="height:20px;"> <td data-sheets-value='{"1":2,"2":"Acrylic"}' style="border-left:1px solid #000000;overflow:hidden;padding:0px 3px 0px 3px;vertical-align:bottom;">Acrylic</td> <td data-sheets-value='{"1":2,"2":"EW"}' style="overflow:hidden;padding:0px 3px 0px 3px;vertical-align:bottom;">EW</td> <td data-sheets-value='{"1":2,"2":"Clear (H)"}' style="overflow:hidden;padding:0px 3px 0px 3px;vertical-align:bottom;">Clear (H)</td> <td data-sheets-numberformat='{"1":2,"2":"0.00","3":1}' data-sheets-value='{"1":3,"3":1.19}' style="overflow:hidden;padding:0px 3px 0px 3px;vertical-align:bottom;text-align:center;">1.19</td> <td data-sheets-numberformat='{"1":2,"2":"0","3":1}' data-sheets-value='{"1":3,"3":36.9}' style="overflow:hidden;padding:0px 3px 0px 3px;vertical-align:bottom;text-align:center;">37</td> <td data-sheets-numberformat='{"1":2,"2":"0","3":1}' data-sheets-value='{"1":3,"3":57.42}' style="overflow:hidden;padding:0px 3px 0px 3px;vertical-align:bottom;text-align:center;">57</td> <td data-sheets-value='{"1":3,"3":24}' style="border-right:1px solid #000000;overflow:hidden;padding:0px 3px 0px 3px;vertical-align:bottom;text-align:center;">24</td> </tr> <tr style="height:20px;"> <td data-sheets-value='{"1":2,"2":"PMMA"}' style="border-left:1px solid #000000;overflow:hidden;padding:0px 3px 0px 3px;vertical-align:bottom;">PMMA</td> <td style="overflow:hidden;padding:0px 3px 0px 3px;vertical-align:bottom;"></td> <td data-sheets-value='{"1":2,"2":"Opal (O)"}' style="overflow:hidden;padding:0px 3px 0px 3px;vertical-align:bottom;">Opal (O)</td> <td data-sheets-numberformat='{"1":2,"2":"0.00","3":1}' data-sheets-value='{"1":3,"3":1.19}' style="overflow:hidden;padding:0px 3px 0px 3px;vertical-align:bottom;text-align:center;">1.19</td> <td data-sheets-numberformat='{"1":2,"2":"0","3":1}' data-sheets-value='{"1":3,"3":34.03}' style="overflow:hidden;padding:0px 3px 0px 3px;vertical-align:bottom;text-align:center;">34</td> <td data-sheets-numberformat='{"1":2,"2":"0","3":1}' data-sheets-value='{"1":3,"3":50.160000000000004}' style="overflow:hidden;padding:0px 3px 0px 3px;vertical-align:bottom;text-align:center;">50</td> <td data-sheets-value='{"1":3,"3":24}' style="border-right:1px solid #000000;overflow:hidden;padding:0px 3px 0px 3px;vertical-align:bottom;text-align:center;">24</td> </tr> <tr style="height:20px;"> <td style="border-left:1px solid #000000;overflow:hidden;padding:0px 3px 0px 3px;vertical-align:bottom;"></td> <td data-sheets-value='{"1":2,"2":"DW"}' style="overflow:hidden;padding:0px 3px 0px 3px;vertical-align:bottom;">DW</td> <td data-sheets-value='{"1":2,"2":"Clear (H/H)"}' style="overflow:hidden;padding:0px 3px 0px 3px;vertical-align:bottom;">Clear (H/H)</td> <td data-sheets-numberformat='{"1":2,"2":"0.00","3":1}' data-sheets-value='{"1":3,"3":0.98}' style="overflow:hidden;padding:0px 3px 0px 3px;vertical-align:bottom;text-align:center;">0.98</td> <td data-sheets-numberformat='{"1":2,"2":"0","3":1}' data-sheets-value='{"1":3,"3":33.21}' style="overflow:hidden;padding:0px 3px 0px 3px;vertical-align:bottom;text-align:center;">33</td> <td data-sheets-numberformat='{"1":2,"2":"0","3":1}' data-sheets-value='{"1":3,"3":49.5}' style="overflow:hidden;padding:0px 3px 0px 3px;vertical-align:bottom;text-align:center;">50</td> <td data-sheets-value='{"1":3,"3":26}' style="border-right:1px solid #000000;overflow:hidden;padding:0px 3px 0px 3px;vertical-align:bottom;text-align:center;">26</td> </tr> <tr style="height:20px;"> <td style="border-bottom:1px solid #000000;border-left:1px solid #000000;overflow:hidden;padding:0px 3px 0px 3px;vertical-align:bottom;"></td> <td style="border-bottom:1px solid #000000;overflow:hidden;padding:0px 3px 0px 3px;vertical-align:bottom;"></td> <td data-sheets-value='{"1":2,"2":"Opal (O/O)"}' style="border-bottom:1px solid #000000;overflow:hidden;padding:0px 3px 0px 3px;vertical-align:bottom;">Opal (O/O)</td> <td data-sheets-numberformat='{"1":2,"2":"0.00","3":1}' data-sheets-value='{"1":3,"3":0.98}' style="border-bottom:1px solid #000000;overflow:hidden;padding:0px 3px 0px 3px;vertical-align:bottom;text-align:center;">0.98</td> <td data-sheets-numberformat='{"1":2,"2":"0","3":1}' data-sheets-value='{"1":3,"3":28.29}' style="border-bottom:1px solid #000000;overflow:hidden;padding:0px 3px 0px 3px;vertical-align:bottom;text-align:center;">28</td> <td data-sheets-numberformat='{"1":2,"2":"0","3":1}' data-sheets-value='{"1":3,"3":38.28}' style="border-bottom:1px solid #000000;overflow:hidden;padding:0px 3px 0px 3px;vertical-align:bottom;text-align:center;">38</td> <td data-sheets-value='{"1":3,"3":26}' style="border-right:1px solid #000000;border-bottom:1px solid #000000;overflow:hidden;padding:0px 3px 0px 3px;vertical-align:bottom;text-align:center;">26</td> </tr> <tr style="height:20px;"> <td data-sheets-value='{"1":2,"2":"Polycarbonate "}' style="border-left:1px solid #000000;overflow:hidden;padding:0px 3px 0px 3px;vertical-align:bottom;">Polycarbonate </td> <td data-sheets-value='{"1":2,"2":"EW"}' style="overflow:hidden;padding:0px 3px 0px 3px;vertical-align:bottom;">EW</td> <td data-sheets-value='{"1":2,"2":"Clear (A)"}' style="overflow:hidden;padding:0px 3px 0px 3px;vertical-align:bottom;">Clear (A)</td> <td data-sheets-numberformat='{"1":2,"2":"0.00","3":1}' data-sheets-value='{"1":3,"3":1.19}' style="overflow:hidden;padding:0px 3px 0px 3px;vertical-align:bottom;text-align:center;">1.19</td> <td data-sheets-numberformat='{"1":2,"2":"0","3":1}' data-sheets-value='{"1":3,"3":36.08}' style="overflow:hidden;padding:0px 3px 0px 3px;vertical-align:bottom;text-align:center;">36</td> <td data-sheets-numberformat='{"1":2,"2":"0","3":1}' data-sheets-value='{"1":3,"3":54.78}' style="overflow:hidden;padding:0px 3px 0px 3px;vertical-align:bottom;text-align:center;">55</td> <td data-sheets-value='{"1":3,"3":24}' style="border-right:1px solid #000000;overflow:hidden;padding:0px 3px 0px 3px;vertical-align:bottom;text-align:center;">24</td> </tr> <tr style="height:20px;"> <td data-sheets-value='{"1":2,"2":"PC"}' style="border-left:1px solid #000000;overflow:hidden;padding:0px 3px 0px 3px;vertical-align:bottom;">PC</td> <td style="overflow:hidden;padding:0px 3px 0px 3px;vertical-align:bottom;"></td> <td data-sheets-value='{"1":2,"2":"Opal (D)"}' style="overflow:hidden;padding:0px 3px 0px 3px;vertical-align:bottom;">Opal (D)</td> <td data-sheets-numberformat='{"1":2,"2":"0.00","3":1}' data-sheets-value='{"1":3,"3":1.19}' style="overflow:hidden;padding:0px 3px 0px 3px;vertical-align:bottom;text-align:center;">1.19</td> <td data-sheets-numberformat='{"1":2,"2":"0","3":1}' data-sheets-value='{"1":3,"3":23.779999999999998}' style="overflow:hidden;padding:0px 3px 0px 3px;vertical-align:bottom;text-align:center;">24</td> <td data-sheets-numberformat='{"1":2,"2":"0","3":1}' data-sheets-value='{"1":3,"3":39.6}' style="overflow:hidden;padding:0px 3px 0px 3px;vertical-align:bottom;text-align:center;">40</td> <td data-sheets-value='{"1":3,"3":24}' style="border-right:1px solid #000000;overflow:hidden;padding:0px 3px 0px 3px;vertical-align:bottom;text-align:center;">24</td> </tr> <tr style="height:20px;"> <td style="border-left:1px solid #000000;overflow:hidden;padding:0px 3px 0px 3px;vertical-align:bottom;"></td> <td data-sheets-value='{"1":2,"2":"DW"}' style="overflow:hidden;padding:0px 3px 0px 3px;vertical-align:bottom;">DW</td> <td data-sheets-value='{"1":2,"2":"Clear (A/H)"}' style="overflow:hidden;padding:0px 3px 0px 3px;vertical-align:bottom;">Clear (A/H)</td> <td data-sheets-numberformat='{"1":2,"2":"0.00","3":1}' data-sheets-value='{"1":3,"3":0.98}' style="overflow:hidden;padding:0px 3px 0px 3px;vertical-align:bottom;text-align:center;">0.98</td> <td data-sheets-numberformat='{"1":2,"2":"0","3":1}' data-sheets-value='{"1":3,"3":32.39}' style="overflow:hidden;padding:0px 3px 0px 3px;vertical-align:bottom;text-align:center;">32</td> <td data-sheets-numberformat='{"1":2,"2":"0","3":1}' data-sheets-value='{"1":3,"3":47.52}' style="overflow:hidden;padding:0px 3px 0px 3px;vertical-align:bottom;text-align:center;">48</td> <td data-sheets-value='{"1":3,"3":26}' style="border-right:1px solid #000000;overflow:hidden;padding:0px 3px 0px 3px;vertical-align:bottom;text-align:center;">26</td> </tr> <tr style="height:20px;"> <td style="border-left:1px solid #000000;overflow:hidden;padding:0px 3px 0px 3px;vertical-align:bottom;"></td> <td style="overflow:hidden;padding:0px 3px 0px 3px;vertical-align:bottom;"></td> <td data-sheets-value='{"1":2,"2":"Clear (A/A)"}' style="overflow:hidden;padding:0px 3px 0px 3px;vertical-align:bottom;">Clear (A/A)</td> <td data-sheets-numberformat='{"1":2,"2":"0.00","3":1}' data-sheets-value='{"1":3,"3":0.98}' style="overflow:hidden;padding:0px 3px 0px 3px;vertical-align:bottom;text-align:center;">0.98</td> <td data-sheets-numberformat='{"1":2,"2":"0","3":1}' data-sheets-value='{"1":3,"3":31.569999999999997}' style="overflow:hidden;padding:0px 3px 0px 3px;vertical-align:bottom;text-align:center;">32</td> <td data-sheets-numberformat='{"1":2,"2":"0","3":1}' data-sheets-value='{"1":3,"3":45.54}' style="overflow:hidden;padding:0px 3px 0px 3px;vertical-align:bottom;text-align:center;">46</td> <td data-sheets-value='{"1":3,"3":26}' style="border-right:1px solid #000000;overflow:hidden;padding:0px 3px 0px 3px;vertical-align:bottom;text-align:center;">26</td> </tr> <tr style="height:20px;"> <td style="border-left:1px solid #000000;overflow:hidden;padding:0px 3px 0px 3px;vertical-align:bottom;"></td> <td style="overflow:hidden;padding:0px 3px 0px 3px;vertical-align:bottom;"></td> <td data-sheets-value='{"1":2,"2":"Opal (A/O)"}' style="overflow:hidden;padding:0px 3px 0px 3px;vertical-align:bottom;">Opal (A/O)</td> <td data-sheets-numberformat='{"1":2,"2":"0.00","3":1}' data-sheets-value='{"1":3,"3":0.98}' style="overflow:hidden;padding:0px 3px 0px 3px;vertical-align:bottom;text-align:center;">0.98</td> <td data-sheets-numberformat='{"1":2,"2":"0","3":1}' data-sheets-value='{"1":3,"3":29.93}' style="overflow:hidden;padding:0px 3px 0px 3px;vertical-align:bottom;text-align:center;">30</td> <td data-sheets-numberformat='{"1":2,"2":"0","3":1}' data-sheets-value='{"1":3,"3":41.580000000000005}' style="overflow:hidden;padding:0px 3px 0px 3px;vertical-align:bottom;text-align:center;">42</td> <td data-sheets-value='{"1":3,"3":26}' style="border-right:1px solid #000000;overflow:hidden;padding:0px 3px 0px 3px;vertical-align:bottom;text-align:center;">26</td> </tr> <tr style="height:20px;"> <td style="border-bottom:1px solid #000000;border-left:1px solid #000000;overflow:hidden;padding:0px 3px 0px 3px;vertical-align:bottom;"></td> <td style="border-bottom:1px solid #000000;overflow:hidden;padding:0px 3px 0px 3px;vertical-align:bottom;"></td> <td data-sheets-value='{"1":2,"2":"Opal (A/D)"}' style="border-bottom:1px solid #000000;overflow:hidden;padding:0px 3px 0px 3px;vertical-align:bottom;">Opal (A/D)</td> <td data-sheets-numberformat='{"1":2,"2":"0.00","3":1}' data-sheets-value='{"1":3,"3":0.98}' style="border-bottom:1px solid #000000;overflow:hidden;padding:0px 3px 0px 3px;vertical-align:bottom;text-align:center;">0.98</td> <td data-sheets-numberformat='{"1":2,"2":"0","3":1}' data-sheets-value='{"1":3,"3":20.91}' style="border-bottom:1px solid #000000;overflow:hidden;padding:0px 3px 0px 3px;vertical-align:bottom;text-align:center;">21</td> <td data-sheets-numberformat='{"1":2,"2":"0","3":1}' data-sheets-value='{"1":3,"3":33}' style="border-bottom:1px solid #000000;overflow:hidden;padding:0px 3px 0px 3px;vertical-align:bottom;text-align:center;">33</td> <td data-sheets-value='{"1":3,"3":26}' style="border-right:1px solid #000000;border-bottom:1px solid #000000;overflow:hidden;padding:0px 3px 0px 3px;vertical-align:bottom;text-align:center;">26</td> </tr> <tr style="height:20px;"> <td data-sheets-value='{"1":2,"2":"Polycarbonate"}' style="border-left:1px solid #000000;overflow:hidden;padding:0px 3px 0px 3px;vertical-align:bottom;">Polycarbonate</td> <td data-sheets-value='{"1":2,"2":"EW"}' style="overflow:hidden;padding:0px 3px 0px 3px;vertical-align:bottom;">EW</td> <td data-sheets-value='{"1":2,"2":"Heatstop Opal (T)"}' style="overflow:hidden;padding:0px 3px 0px 3px;vertical-align:bottom;">Heatstop Opal (T)</td> <td data-sheets-numberformat='{"1":2,"2":"0.00","3":1}' data-sheets-value='{"1":3,"3":1.19}' style="overflow:hidden;padding:0px 3px 0px 3px;vertical-align:bottom;text-align:center;">1.19</td> <td data-sheets-numberformat='{"1":2,"2":"0","3":1}' data-sheets-value='{"1":3,"3":20.09}' style="overflow:hidden;padding:0px 3px 0px 3px;vertical-align:bottom;text-align:center;">20</td> <td data-sheets-numberformat='{"1":2,"2":"0","3":1}' data-sheets-value='{"1":3,"3":38.940000000000005}' style="overflow:hidden;padding:0px 3px 0px 3px;vertical-align:bottom;text-align:center;">39</td> <td data-sheets-value='{"1":3,"3":24}' style="border-right:1px solid #000000;overflow:hidden;padding:0px 3px 0px 3px;vertical-align:bottom;text-align:center;">24</td> </tr> <tr style="height:20px;"> <td data-sheets-value='{"1":2,"2":"Heatstop PC"}' style="border-left:1px solid #000000;overflow:hidden;padding:0px 3px 0px 3px;vertical-align:bottom;">Heatstop PC</td> <td data-sheets-value='{"1":2,"2":"DW"}' style="overflow:hidden;padding:0px 3px 0px 3px;vertical-align:bottom;">DW</td> <td data-sheets-value='{"1":2,"2":"Clear (T/H)"}' style="overflow:hidden;padding:0px 3px 0px 3px;vertical-align:bottom;">Clear (T/H)</td> <td data-sheets-numberformat='{"1":2,"2":"0.00","3":1}' data-sheets-value='{"1":3,"3":0.98}' style="overflow:hidden;padding:0px 3px 0px 3px;vertical-align:bottom;text-align:center;">0.98</td> <td data-sheets-numberformat='{"1":2,"2":"0","3":1}' data-sheets-value='{"1":3,"3":18.04}' style="overflow:hidden;padding:0px 3px 0px 3px;vertical-align:bottom;text-align:center;">18</td> <td data-sheets-numberformat='{"1":2,"2":"0","3":1}' data-sheets-value='{"1":3,"3":33.660000000000004}' style="overflow:hidden;padding:0px 3px 0px 3px;vertical-align:bottom;text-align:center;">34</td> <td data-sheets-value='{"1":3,"3":26}' style="border-right:1px solid #000000;overflow:hidden;padding:0px 3px 0px 3px;vertical-align:bottom;text-align:center;">26</td> </tr> <tr style="height:20px;"> <td style="border-bottom:1px solid #000000;border-left:1px solid #000000;overflow:hidden;padding:0px 3px 0px 3px;vertical-align:bottom;"></td> <td style="border-bottom:1px solid #000000;overflow:hidden;padding:0px 3px 0px 3px;vertical-align:bottom;"></td> <td data-sheets-value='{"1":2,"2":"Opal (T/O)"}' style="border-bottom:1px solid #000000;overflow:hidden;padding:0px 3px 0px 3px;vertical-align:bottom;">Opal (T/O)</td> <td data-sheets-numberformat='{"1":2,"2":"0.00","3":1}' data-sheets-value='{"1":3,"3":0.98}' style="border-bottom:1px solid #000000;overflow:hidden;padding:0px 3px 0px 3px;vertical-align:bottom;text-align:center;">0.98</td> <td data-sheets-numberformat='{"1":2,"2":"0","3":1}' data-sheets-value='{"1":3,"3":16.81}' style="border-bottom:1px solid #000000;overflow:hidden;padding:0px 3px 0px 3px;vertical-align:bottom;text-align:center;">17</td> <td data-sheets-numberformat='{"1":2,"2":"0","3":1}' data-sheets-value='{"1":3,"3":29.700000000000003}' style="border-bottom:1px solid #000000;overflow:hidden;padding:0px 3px 0px 3px;vertical-align:bottom;text-align:center;">30</td> <td data-sheets-value='{"1":3,"3":26}' style="border-right:1px solid #000000;border-bottom:1px solid #000000;overflow:hidden;padding:0px 3px 0px 3px;vertical-align:bottom;text-align:center;">26</td> </tr> </tbody></table> | skylux-160-ce-met-koepel-en-pvc-opstand-16-00-met-lm-motor-en-pvc-raam-type-ep25-1000-x-2000-mm | 8586024026445 | 46872333320525
Smoke and heat exhaust (SHEV) | SHE system | Skylux | Skylux 160° CE with skylight and PVC curb 16/00 with LM-actuator and PVC frame type EP25 1000 x 2200 mm |  | 50278 | 5412970502784 | 5198.2 | Yes | 30-45 | 85.34 | 1000 x 2200 mm | 2200 | 1000 |  | PVC 16/00 (16 cm high & roof opening = daylight size) | Rectangular | 1.19 W/m²K - 0.98 W/m²K | 57% - 30% | 37% - 17% | 24dB - 26dB | 160° CE (for industry) | PVC frame EP25 | without spoiler | E | Single actuator | Maximum double-walled skylight possible for this product | Ut-value LT-value g-value Rw-value EN 1873 : 2014 EN ISO 13468 EN 16153 EN 410 EN 410 EN ISO 140-3 Material Walls Shells (W/m²K) (%) (%) (dB) Acrylic EW Clear (H) 1.19 37 57 24 PMMA Opal (O) 1.19 34 50 24 DW Clear (H/H) 0.98 33 50 26 Opal (O/O) 0.98 28 38 26 Polycarbonate EW Clear (A) 1.19 36 55 24 PC Opal (D) 1.19 24 40 24 DW Clear (A/H) 0.98 32 48 26 Clear (A/A) 0.98 32 46 26 Opal (A/O) 0.98 30 42 26 Opal (A/D) 0.98 21 33 26 Polycarbonate EW Heatstop Opal (T) 1.19 20 39 24 Heatstop PC DW Clear (T/H) 0.98 18 34 26 Opal (T/O) 0.98 17 30 26 | https://skylux.eu/en/products/skylux-160-ce-met-koepel-en-pvc-opstand-16-00-met-lm-motor-en-pvc-raam-type-ep25-1000-x-2200-mm | https://skylux.eu/cdn/shop/files/Skylux-160deg-CE-met-koepel-en-pvc-opstand-1600-met-LM-motor-en-pvc-raam-type-EP25-1000-x-2200-mm-RWA-systeem.jpg?v=1702979628&width=1600 | https://skylux.eu/cdn/shop/files/e5a82811-1bb0-48e4-a776-cacb59c7c092_63ee3a1b-6642-4adf-9974-2932fc5e6627.jpg?v=1688550942&width=1600 | //skylux.eu/cdn/shop/files/E_MH_Mounting_instructions_Skylux_160_CE_LM.pdf?v=12406716259046007223 | //skylux.eu/cdn/shop/files/E_TD_Technical_File_Skylux_Skylux_160_CE_Electric.pdf?v=3667116872303399239 | <style type="text/css" id="isPasted"><!--td {border: 1px solid #cccccc;}br {mso-data-placement:same-cell;}--></style><table border="1" cellpadding="0" cellspacing="0" dir="ltr" style="table-layout:fixed;font-size:10pt;font-family:Arial;border-collapse:collapse;border:none;"><tbody> <tr style="height:20px;"> <td style="overflow:hidden;padding:0px 3px 0px 3px;vertical-align:bottom;"></td> <td style="overflow:hidden;padding:0px 3px 0px 3px;vertical-align:bottom;"></td> <td style="overflow:hidden;padding:0px 3px 0px 3px;vertical-align:bottom;"></td> <td data-sheets-value='{"1":2,"2":"Ut-value"}' style="overflow:hidden;padding:0px 3px 0px 3px;vertical-align:bottom;font-weight:bold;text-align:center;">Ut-value</td> <td data-sheets-value='{"1":2,"2":"LT-value"}' style="overflow:hidden;padding:0px 3px 0px 3px;vertical-align:bottom;font-weight:bold;text-align:center;">LT-value</td> <td data-sheets-value='{"1":2,"2":"g-value"}' style="overflow:hidden;padding:0px 3px 0px 3px;vertical-align:bottom;font-weight:bold;text-align:center;">g-value</td> <td data-sheets-value='{"1":2,"2":"Rw-value "}' style="overflow:hidden;padding:0px 3px 0px 3px;vertical-align:bottom;font-weight:bold;text-align:center;">Rw-value </td> </tr> <tr style="height:20px;"> <td style="overflow:hidden;padding:0px 3px 0px 3px;vertical-align:bottom;"></td> <td style="overflow:hidden;padding:0px 3px 0px 3px;vertical-align:bottom;"></td> <td style="overflow:hidden;padding:0px 3px 0px 3px;vertical-align:bottom;"></td> <td data-sheets-numberformat='{"1":2,"2":"0.00","3":1}' data-sheets-value='{"1":2,"2":"EN 1873 : 2014"}' style="overflow:hidden;padding:0px 3px 0px 3px;vertical-align:bottom;text-align:center;">EN 1873 : 2014</td> <td data-sheets-numberformat='{"1":2,"2":"0","3":1}' data-sheets-value='{"1":2,"2":"EN ISO 13468 EN 16153 EN 410"}' style="overflow:hidden;padding:0px 3px 0px 3px;vertical-align:bottom;text-align:center;">EN ISO 13468 EN 16153 EN 410</td> <td data-sheets-numberformat='{"1":2,"2":"0","3":1}' data-sheets-value='{"1":2,"2":"EN 410"}' style="overflow:hidden;padding:0px 3px 0px 3px;vertical-align:bottom;text-align:center;">EN 410</td> <td data-sheets-value='{"1":2,"2":"EN ISO 140-3\t\t"}' style="overflow:hidden;padding:0px 3px 0px 3px;vertical-align:bottom;text-align:center;">EN ISO 140-3 </td> </tr> <tr style="height:20px;"> <td data-sheets-value='{"1":2,"2":"Material"}' style="border-bottom:1px solid #000000;overflow:hidden;padding:0px 3px 0px 3px;vertical-align:bottom;background-color:#000000;font-weight:bold;color:#ffffff;">Material</td> <td data-sheets-value='{"1":2,"2":"Walls"}' style="border-bottom:1px solid #000000;overflow:hidden;padding:0px 3px 0px 3px;vertical-align:bottom;background-color:#000000;font-weight:bold;color:#ffffff;">Walls</td> <td data-sheets-value='{"1":2,"2":"Shells"}' style="border-bottom:1px solid #000000;overflow:hidden;padding:0px 3px 0px 3px;vertical-align:bottom;background-color:#000000;font-weight:bold;color:#ffffff;">Shells</td> <td data-sheets-numberformat='{"1":2,"2":"0.00","3":1}' data-sheets-value='{"1":2,"2":"(W/m²K)\t"}' style="border-bottom:1px solid #000000;overflow:hidden;padding:0px 3px 0px 3px;vertical-align:bottom;background-color:#000000;font-weight:bold;color:#ffffff;text-align:center;">(W/m²K) </td> <td data-sheets-numberformat='{"1":2,"2":"0","3":1}' data-sheets-value='{"1":2,"2":"(%)"}' style="border-bottom:1px solid #000000;overflow:hidden;padding:0px 3px 0px 3px;vertical-align:bottom;background-color:#000000;font-weight:bold;color:#ffffff;text-align:center;">(%)</td> <td data-sheets-numberformat='{"1":2,"2":"0","3":1}' data-sheets-value='{"1":2,"2":"(%)"}' style="border-bottom:1px solid #000000;overflow:hidden;padding:0px 3px 0px 3px;vertical-align:bottom;background-color:#000000;font-weight:bold;color:#ffffff;text-align:center;">(%)</td> <td data-sheets-value='{"1":2,"2":"(dB)"}' style="border-bottom:1px solid #000000;overflow:hidden;padding:0px 3px 0px 3px;vertical-align:bottom;background-color:#000000;font-weight:bold;color:#ffffff;text-align:center;">(dB)</td> </tr> <tr style="height:20px;"> <td data-sheets-value='{"1":2,"2":"Acrylic"}' style="border-left:1px solid #000000;overflow:hidden;padding:0px 3px 0px 3px;vertical-align:bottom;">Acrylic</td> <td data-sheets-value='{"1":2,"2":"EW"}' style="overflow:hidden;padding:0px 3px 0px 3px;vertical-align:bottom;">EW</td> <td data-sheets-value='{"1":2,"2":"Clear (H)"}' style="overflow:hidden;padding:0px 3px 0px 3px;vertical-align:bottom;">Clear (H)</td> <td data-sheets-numberformat='{"1":2,"2":"0.00","3":1}' data-sheets-value='{"1":3,"3":1.19}' style="overflow:hidden;padding:0px 3px 0px 3px;vertical-align:bottom;text-align:center;">1.19</td> <td data-sheets-numberformat='{"1":2,"2":"0","3":1}' data-sheets-value='{"1":3,"3":36.9}' style="overflow:hidden;padding:0px 3px 0px 3px;vertical-align:bottom;text-align:center;">37</td> <td data-sheets-numberformat='{"1":2,"2":"0","3":1}' data-sheets-value='{"1":3,"3":57.42}' style="overflow:hidden;padding:0px 3px 0px 3px;vertical-align:bottom;text-align:center;">57</td> <td data-sheets-value='{"1":3,"3":24}' style="border-right:1px solid #000000;overflow:hidden;padding:0px 3px 0px 3px;vertical-align:bottom;text-align:center;">24</td> </tr> <tr style="height:20px;"> <td data-sheets-value='{"1":2,"2":"PMMA"}' style="border-left:1px solid #000000;overflow:hidden;padding:0px 3px 0px 3px;vertical-align:bottom;">PMMA</td> <td style="overflow:hidden;padding:0px 3px 0px 3px;vertical-align:bottom;"></td> <td data-sheets-value='{"1":2,"2":"Opal (O)"}' style="overflow:hidden;padding:0px 3px 0px 3px;vertical-align:bottom;">Opal (O)</td> <td data-sheets-numberformat='{"1":2,"2":"0.00","3":1}' data-sheets-value='{"1":3,"3":1.19}' style="overflow:hidden;padding:0px 3px 0px 3px;vertical-align:bottom;text-align:center;">1.19</td> <td data-sheets-numberformat='{"1":2,"2":"0","3":1}' data-sheets-value='{"1":3,"3":34.03}' style="overflow:hidden;padding:0px 3px 0px 3px;vertical-align:bottom;text-align:center;">34</td> <td data-sheets-numberformat='{"1":2,"2":"0","3":1}' data-sheets-value='{"1":3,"3":50.160000000000004}' style="overflow:hidden;padding:0px 3px 0px 3px;vertical-align:bottom;text-align:center;">50</td> <td data-sheets-value='{"1":3,"3":24}' style="border-right:1px solid #000000;overflow:hidden;padding:0px 3px 0px 3px;vertical-align:bottom;text-align:center;">24</td> </tr> <tr style="height:20px;"> <td style="border-left:1px solid #000000;overflow:hidden;padding:0px 3px 0px 3px;vertical-align:bottom;"></td> <td data-sheets-value='{"1":2,"2":"DW"}' style="overflow:hidden;padding:0px 3px 0px 3px;vertical-align:bottom;">DW</td> <td data-sheets-value='{"1":2,"2":"Clear (H/H)"}' style="overflow:hidden;padding:0px 3px 0px 3px;vertical-align:bottom;">Clear (H/H)</td> <td data-sheets-numberformat='{"1":2,"2":"0.00","3":1}' data-sheets-value='{"1":3,"3":0.98}' style="overflow:hidden;padding:0px 3px 0px 3px;vertical-align:bottom;text-align:center;">0.98</td> <td data-sheets-numberformat='{"1":2,"2":"0","3":1}' data-sheets-value='{"1":3,"3":33.21}' style="overflow:hidden;padding:0px 3px 0px 3px;vertical-align:bottom;text-align:center;">33</td> <td data-sheets-numberformat='{"1":2,"2":"0","3":1}' data-sheets-value='{"1":3,"3":49.5}' style="overflow:hidden;padding:0px 3px 0px 3px;vertical-align:bottom;text-align:center;">50</td> <td data-sheets-value='{"1":3,"3":26}' style="border-right:1px solid #000000;overflow:hidden;padding:0px 3px 0px 3px;vertical-align:bottom;text-align:center;">26</td> </tr> <tr style="height:20px;"> <td style="border-bottom:1px solid #000000;border-left:1px solid #000000;overflow:hidden;padding:0px 3px 0px 3px;vertical-align:bottom;"></td> <td style="border-bottom:1px solid #000000;overflow:hidden;padding:0px 3px 0px 3px;vertical-align:bottom;"></td> <td data-sheets-value='{"1":2,"2":"Opal (O/O)"}' style="border-bottom:1px solid #000000;overflow:hidden;padding:0px 3px 0px 3px;vertical-align:bottom;">Opal (O/O)</td> <td data-sheets-numberformat='{"1":2,"2":"0.00","3":1}' data-sheets-value='{"1":3,"3":0.98}' style="border-bottom:1px solid #000000;overflow:hidden;padding:0px 3px 0px 3px;vertical-align:bottom;text-align:center;">0.98</td> <td data-sheets-numberformat='{"1":2,"2":"0","3":1}' data-sheets-value='{"1":3,"3":28.29}' style="border-bottom:1px solid #000000;overflow:hidden;padding:0px 3px 0px 3px;vertical-align:bottom;text-align:center;">28</td> <td data-sheets-numberformat='{"1":2,"2":"0","3":1}' data-sheets-value='{"1":3,"3":38.28}' style="border-bottom:1px solid #000000;overflow:hidden;padding:0px 3px 0px 3px;vertical-align:bottom;text-align:center;">38</td> <td data-sheets-value='{"1":3,"3":26}' style="border-right:1px solid #000000;border-bottom:1px solid #000000;overflow:hidden;padding:0px 3px 0px 3px;vertical-align:bottom;text-align:center;">26</td> </tr> <tr style="height:20px;"> <td data-sheets-value='{"1":2,"2":"Polycarbonate "}' style="border-left:1px solid #000000;overflow:hidden;padding:0px 3px 0px 3px;vertical-align:bottom;">Polycarbonate </td> <td data-sheets-value='{"1":2,"2":"EW"}' style="overflow:hidden;padding:0px 3px 0px 3px;vertical-align:bottom;">EW</td> <td data-sheets-value='{"1":2,"2":"Clear (A)"}' style="overflow:hidden;padding:0px 3px 0px 3px;vertical-align:bottom;">Clear (A)</td> <td data-sheets-numberformat='{"1":2,"2":"0.00","3":1}' data-sheets-value='{"1":3,"3":1.19}' style="overflow:hidden;padding:0px 3px 0px 3px;vertical-align:bottom;text-align:center;">1.19</td> <td data-sheets-numberformat='{"1":2,"2":"0","3":1}' data-sheets-value='{"1":3,"3":36.08}' style="overflow:hidden;padding:0px 3px 0px 3px;vertical-align:bottom;text-align:center;">36</td> <td data-sheets-numberformat='{"1":2,"2":"0","3":1}' data-sheets-value='{"1":3,"3":54.78}' style="overflow:hidden;padding:0px 3px 0px 3px;vertical-align:bottom;text-align:center;">55</td> <td data-sheets-value='{"1":3,"3":24}' style="border-right:1px solid #000000;overflow:hidden;padding:0px 3px 0px 3px;vertical-align:bottom;text-align:center;">24</td> </tr> <tr style="height:20px;"> <td data-sheets-value='{"1":2,"2":"PC"}' style="border-left:1px solid #000000;overflow:hidden;padding:0px 3px 0px 3px;vertical-align:bottom;">PC</td> <td style="overflow:hidden;padding:0px 3px 0px 3px;vertical-align:bottom;"></td> <td data-sheets-value='{"1":2,"2":"Opal (D)"}' style="overflow:hidden;padding:0px 3px 0px 3px;vertical-align:bottom;">Opal (D)</td> <td data-sheets-numberformat='{"1":2,"2":"0.00","3":1}' data-sheets-value='{"1":3,"3":1.19}' style="overflow:hidden;padding:0px 3px 0px 3px;vertical-align:bottom;text-align:center;">1.19</td> <td data-sheets-numberformat='{"1":2,"2":"0","3":1}' data-sheets-value='{"1":3,"3":23.779999999999998}' style="overflow:hidden;padding:0px 3px 0px 3px;vertical-align:bottom;text-align:center;">24</td> <td data-sheets-numberformat='{"1":2,"2":"0","3":1}' data-sheets-value='{"1":3,"3":39.6}' style="overflow:hidden;padding:0px 3px 0px 3px;vertical-align:bottom;text-align:center;">40</td> <td data-sheets-value='{"1":3,"3":24}' style="border-right:1px solid #000000;overflow:hidden;padding:0px 3px 0px 3px;vertical-align:bottom;text-align:center;">24</td> </tr> <tr style="height:20px;"> <td style="border-left:1px solid #000000;overflow:hidden;padding:0px 3px 0px 3px;vertical-align:bottom;"></td> <td data-sheets-value='{"1":2,"2":"DW"}' style="overflow:hidden;padding:0px 3px 0px 3px;vertical-align:bottom;">DW</td> <td data-sheets-value='{"1":2,"2":"Clear (A/H)"}' style="overflow:hidden;padding:0px 3px 0px 3px;vertical-align:bottom;">Clear (A/H)</td> <td data-sheets-numberformat='{"1":2,"2":"0.00","3":1}' data-sheets-value='{"1":3,"3":0.98}' style="overflow:hidden;padding:0px 3px 0px 3px;vertical-align:bottom;text-align:center;">0.98</td> <td data-sheets-numberformat='{"1":2,"2":"0","3":1}' data-sheets-value='{"1":3,"3":32.39}' style="overflow:hidden;padding:0px 3px 0px 3px;vertical-align:bottom;text-align:center;">32</td> <td data-sheets-numberformat='{"1":2,"2":"0","3":1}' data-sheets-value='{"1":3,"3":47.52}' style="overflow:hidden;padding:0px 3px 0px 3px;vertical-align:bottom;text-align:center;">48</td> <td data-sheets-value='{"1":3,"3":26}' style="border-right:1px solid #000000;overflow:hidden;padding:0px 3px 0px 3px;vertical-align:bottom;text-align:center;">26</td> </tr> <tr style="height:20px;"> <td style="border-left:1px solid #000000;overflow:hidden;padding:0px 3px 0px 3px;vertical-align:bottom;"></td> <td style="overflow:hidden;padding:0px 3px 0px 3px;vertical-align:bottom;"></td> <td data-sheets-value='{"1":2,"2":"Clear (A/A)"}' style="overflow:hidden;padding:0px 3px 0px 3px;vertical-align:bottom;">Clear (A/A)</td> <td data-sheets-numberformat='{"1":2,"2":"0.00","3":1}' data-sheets-value='{"1":3,"3":0.98}' style="overflow:hidden;padding:0px 3px 0px 3px;vertical-align:bottom;text-align:center;">0.98</td> <td data-sheets-numberformat='{"1":2,"2":"0","3":1}' data-sheets-value='{"1":3,"3":31.569999999999997}' style="overflow:hidden;padding:0px 3px 0px 3px;vertical-align:bottom;text-align:center;">32</td> <td data-sheets-numberformat='{"1":2,"2":"0","3":1}' data-sheets-value='{"1":3,"3":45.54}' style="overflow:hidden;padding:0px 3px 0px 3px;vertical-align:bottom;text-align:center;">46</td> <td data-sheets-value='{"1":3,"3":26}' style="border-right:1px solid #000000;overflow:hidden;padding:0px 3px 0px 3px;vertical-align:bottom;text-align:center;">26</td> </tr> <tr style="height:20px;"> <td style="border-left:1px solid #000000;overflow:hidden;padding:0px 3px 0px 3px;vertical-align:bottom;"></td> <td style="overflow:hidden;padding:0px 3px 0px 3px;vertical-align:bottom;"></td> <td data-sheets-value='{"1":2,"2":"Opal (A/O)"}' style="overflow:hidden;padding:0px 3px 0px 3px;vertical-align:bottom;">Opal (A/O)</td> <td data-sheets-numberformat='{"1":2,"2":"0.00","3":1}' data-sheets-value='{"1":3,"3":0.98}' style="overflow:hidden;padding:0px 3px 0px 3px;vertical-align:bottom;text-align:center;">0.98</td> <td data-sheets-numberformat='{"1":2,"2":"0","3":1}' data-sheets-value='{"1":3,"3":29.93}' style="overflow:hidden;padding:0px 3px 0px 3px;vertical-align:bottom;text-align:center;">30</td> <td data-sheets-numberformat='{"1":2,"2":"0","3":1}' data-sheets-value='{"1":3,"3":41.580000000000005}' style="overflow:hidden;padding:0px 3px 0px 3px;vertical-align:bottom;text-align:center;">42</td> <td data-sheets-value='{"1":3,"3":26}' style="border-right:1px solid #000000;overflow:hidden;padding:0px 3px 0px 3px;vertical-align:bottom;text-align:center;">26</td> </tr> <tr style="height:20px;"> <td style="border-bottom:1px solid #000000;border-left:1px solid #000000;overflow:hidden;padding:0px 3px 0px 3px;vertical-align:bottom;"></td> <td style="border-bottom:1px solid #000000;overflow:hidden;padding:0px 3px 0px 3px;vertical-align:bottom;"></td> <td data-sheets-value='{"1":2,"2":"Opal (A/D)"}' style="border-bottom:1px solid #000000;overflow:hidden;padding:0px 3px 0px 3px;vertical-align:bottom;">Opal (A/D)</td> <td data-sheets-numberformat='{"1":2,"2":"0.00","3":1}' data-sheets-value='{"1":3,"3":0.98}' style="border-bottom:1px solid #000000;overflow:hidden;padding:0px 3px 0px 3px;vertical-align:bottom;text-align:center;">0.98</td> <td data-sheets-numberformat='{"1":2,"2":"0","3":1}' data-sheets-value='{"1":3,"3":20.91}' style="border-bottom:1px solid #000000;overflow:hidden;padding:0px 3px 0px 3px;vertical-align:bottom;text-align:center;">21</td> <td data-sheets-numberformat='{"1":2,"2":"0","3":1}' data-sheets-value='{"1":3,"3":33}' style="border-bottom:1px solid #000000;overflow:hidden;padding:0px 3px 0px 3px;vertical-align:bottom;text-align:center;">33</td> <td data-sheets-value='{"1":3,"3":26}' style="border-right:1px solid #000000;border-bottom:1px solid #000000;overflow:hidden;padding:0px 3px 0px 3px;vertical-align:bottom;text-align:center;">26</td> </tr> <tr style="height:20px;"> <td data-sheets-value='{"1":2,"2":"Polycarbonate"}' style="border-left:1px solid #000000;overflow:hidden;padding:0px 3px 0px 3px;vertical-align:bottom;">Polycarbonate</td> <td data-sheets-value='{"1":2,"2":"EW"}' style="overflow:hidden;padding:0px 3px 0px 3px;vertical-align:bottom;">EW</td> <td data-sheets-value='{"1":2,"2":"Heatstop Opal (T)"}' style="overflow:hidden;padding:0px 3px 0px 3px;vertical-align:bottom;">Heatstop Opal (T)</td> <td data-sheets-numberformat='{"1":2,"2":"0.00","3":1}' data-sheets-value='{"1":3,"3":1.19}' style="overflow:hidden;padding:0px 3px 0px 3px;vertical-align:bottom;text-align:center;">1.19</td> <td data-sheets-numberformat='{"1":2,"2":"0","3":1}' data-sheets-value='{"1":3,"3":20.09}' style="overflow:hidden;padding:0px 3px 0px 3px;vertical-align:bottom;text-align:center;">20</td> <td data-sheets-numberformat='{"1":2,"2":"0","3":1}' data-sheets-value='{"1":3,"3":38.940000000000005}' style="overflow:hidden;padding:0px 3px 0px 3px;vertical-align:bottom;text-align:center;">39</td> <td data-sheets-value='{"1":3,"3":24}' style="border-right:1px solid #000000;overflow:hidden;padding:0px 3px 0px 3px;vertical-align:bottom;text-align:center;">24</td> </tr> <tr style="height:20px;"> <td data-sheets-value='{"1":2,"2":"Heatstop PC"}' style="border-left:1px solid #000000;overflow:hidden;padding:0px 3px 0px 3px;vertical-align:bottom;">Heatstop PC</td> <td data-sheets-value='{"1":2,"2":"DW"}' style="overflow:hidden;padding:0px 3px 0px 3px;vertical-align:bottom;">DW</td> <td data-sheets-value='{"1":2,"2":"Clear (T/H)"}' style="overflow:hidden;padding:0px 3px 0px 3px;vertical-align:bottom;">Clear (T/H)</td> <td data-sheets-numberformat='{"1":2,"2":"0.00","3":1}' data-sheets-value='{"1":3,"3":0.98}' style="overflow:hidden;padding:0px 3px 0px 3px;vertical-align:bottom;text-align:center;">0.98</td> <td data-sheets-numberformat='{"1":2,"2":"0","3":1}' data-sheets-value='{"1":3,"3":18.04}' style="overflow:hidden;padding:0px 3px 0px 3px;vertical-align:bottom;text-align:center;">18</td> <td data-sheets-numberformat='{"1":2,"2":"0","3":1}' data-sheets-value='{"1":3,"3":33.660000000000004}' style="overflow:hidden;padding:0px 3px 0px 3px;vertical-align:bottom;text-align:center;">34</td> <td data-sheets-value='{"1":3,"3":26}' style="border-right:1px solid #000000;overflow:hidden;padding:0px 3px 0px 3px;vertical-align:bottom;text-align:center;">26</td> </tr> <tr style="height:20px;"> <td style="border-bottom:1px solid #000000;border-left:1px solid #000000;overflow:hidden;padding:0px 3px 0px 3px;vertical-align:bottom;"></td> <td style="border-bottom:1px solid #000000;overflow:hidden;padding:0px 3px 0px 3px;vertical-align:bottom;"></td> <td data-sheets-value='{"1":2,"2":"Opal (T/O)"}' style="border-bottom:1px solid #000000;overflow:hidden;padding:0px 3px 0px 3px;vertical-align:bottom;">Opal (T/O)</td> <td data-sheets-numberformat='{"1":2,"2":"0.00","3":1}' data-sheets-value='{"1":3,"3":0.98}' style="border-bottom:1px solid #000000;overflow:hidden;padding:0px 3px 0px 3px;vertical-align:bottom;text-align:center;">0.98</td> <td data-sheets-numberformat='{"1":2,"2":"0","3":1}' data-sheets-value='{"1":3,"3":16.81}' style="border-bottom:1px solid #000000;overflow:hidden;padding:0px 3px 0px 3px;vertical-align:bottom;text-align:center;">17</td> <td data-sheets-numberformat='{"1":2,"2":"0","3":1}' data-sheets-value='{"1":3,"3":29.700000000000003}' style="border-bottom:1px solid #000000;overflow:hidden;padding:0px 3px 0px 3px;vertical-align:bottom;text-align:center;">30</td> <td data-sheets-value='{"1":3,"3":26}' style="border-right:1px solid #000000;border-bottom:1px solid #000000;overflow:hidden;padding:0px 3px 0px 3px;vertical-align:bottom;text-align:center;">26</td> </tr> </tbody></table> | skylux-160-ce-met-koepel-en-pvc-opstand-16-00-met-lm-motor-en-pvc-raam-type-ep25-1000-x-2200-mm | 8586024059213 | 46872333386061
Smoke and heat exhaust (SHEV) | SHE system | Skylux | Skylux 160° CE with skylight and PVC curb 16/00 with LM-actuator and PVC frame type EP25 1000 x 2300 mm |  | 50279 | 5412970502791 | 5432.9 | Yes | 30-45 | 88.65 | 1000 x 2300 mm | 2300 | 1000 |  | PVC 16/00 (16 cm high & roof opening = daylight size) | Rectangular | 1.19 W/m²K - 0.98 W/m²K | 57% - 30% | 37% - 17% | 24dB - 26dB | 160° CE (for industry) | PVC frame EP25 | without spoiler | E | Single actuator | Maximum double-walled skylight possible for this product | Ut-value LT-value g-value Rw-value EN 1873 : 2014 EN ISO 13468 EN 16153 EN 410 EN 410 EN ISO 140-3 Material Walls Shells (W/m²K) (%) (%) (dB) Acrylic EW Clear (H) 1.19 37 57 24 PMMA Opal (O) 1.19 34 50 24 DW Clear (H/H) 0.98 33 50 26 Opal (O/O) 0.98 28 38 26 Polycarbonate EW Clear (A) 1.19 36 55 24 PC Opal (D) 1.19 24 40 24 DW Clear (A/H) 0.98 32 48 26 Clear (A/A) 0.98 32 46 26 Opal (A/O) 0.98 30 42 26 Opal (A/D) 0.98 21 33 26 Polycarbonate EW Heatstop Opal (T) 1.19 20 39 24 Heatstop PC DW Clear (T/H) 0.98 18 34 26 Opal (T/O) 0.98 17 30 26 | https://skylux.eu/en/products/skylux-160-ce-met-koepel-en-pvc-opstand-16-00-met-lm-motor-en-pvc-raam-type-ep25-1000-x-2300-mm | https://skylux.eu/cdn/shop/files/Skylux-160deg-CE-met-koepel-en-pvc-opstand-1600-met-LM-motor-en-pvc-raam-type-EP25-1000-x-2300-mm-RWA-systeem.jpg?v=1702979633&width=1600 | https://skylux.eu/cdn/shop/files/e5a82811-1bb0-48e4-a776-cacb59c7c092_af4f3514-f141-43d7-b3ab-efd5acc098d4.jpg?v=1688550943&width=1600 | //skylux.eu/cdn/shop/files/E_MH_Mounting_instructions_Skylux_160_CE_LM.pdf?v=12406716259046007223 | //skylux.eu/cdn/shop/files/E_TD_Technical_File_Skylux_Skylux_160_CE_Electric.pdf?v=3667116872303399239 | <style type="text/css" id="isPasted"><!--td {border: 1px solid #cccccc;}br {mso-data-placement:same-cell;}--></style><table border="1" cellpadding="0" cellspacing="0" dir="ltr" style="table-layout:fixed;font-size:10pt;font-family:Arial;border-collapse:collapse;border:none;"><tbody> <tr style="height:20px;"> <td style="overflow:hidden;padding:0px 3px 0px 3px;vertical-align:bottom;"></td> <td style="overflow:hidden;padding:0px 3px 0px 3px;vertical-align:bottom;"></td> <td style="overflow:hidden;padding:0px 3px 0px 3px;vertical-align:bottom;"></td> <td data-sheets-value='{"1":2,"2":"Ut-value"}' style="overflow:hidden;padding:0px 3px 0px 3px;vertical-align:bottom;font-weight:bold;text-align:center;">Ut-value</td> <td data-sheets-value='{"1":2,"2":"LT-value"}' style="overflow:hidden;padding:0px 3px 0px 3px;vertical-align:bottom;font-weight:bold;text-align:center;">LT-value</td> <td data-sheets-value='{"1":2,"2":"g-value"}' style="overflow:hidden;padding:0px 3px 0px 3px;vertical-align:bottom;font-weight:bold;text-align:center;">g-value</td> <td data-sheets-value='{"1":2,"2":"Rw-value "}' style="overflow:hidden;padding:0px 3px 0px 3px;vertical-align:bottom;font-weight:bold;text-align:center;">Rw-value </td> </tr> <tr style="height:20px;"> <td style="overflow:hidden;padding:0px 3px 0px 3px;vertical-align:bottom;"></td> <td style="overflow:hidden;padding:0px 3px 0px 3px;vertical-align:bottom;"></td> <td style="overflow:hidden;padding:0px 3px 0px 3px;vertical-align:bottom;"></td> <td data-sheets-numberformat='{"1":2,"2":"0.00","3":1}' data-sheets-value='{"1":2,"2":"EN 1873 : 2014"}' style="overflow:hidden;padding:0px 3px 0px 3px;vertical-align:bottom;text-align:center;">EN 1873 : 2014</td> <td data-sheets-numberformat='{"1":2,"2":"0","3":1}' data-sheets-value='{"1":2,"2":"EN ISO 13468 EN 16153 EN 410"}' style="overflow:hidden;padding:0px 3px 0px 3px;vertical-align:bottom;text-align:center;">EN ISO 13468 EN 16153 EN 410</td> <td data-sheets-numberformat='{"1":2,"2":"0","3":1}' data-sheets-value='{"1":2,"2":"EN 410"}' style="overflow:hidden;padding:0px 3px 0px 3px;vertical-align:bottom;text-align:center;">EN 410</td> <td data-sheets-value='{"1":2,"2":"EN ISO 140-3\t\t"}' style="overflow:hidden;padding:0px 3px 0px 3px;vertical-align:bottom;text-align:center;">EN ISO 140-3 </td> </tr> <tr style="height:20px;"> <td data-sheets-value='{"1":2,"2":"Material"}' style="border-bottom:1px solid #000000;overflow:hidden;padding:0px 3px 0px 3px;vertical-align:bottom;background-color:#000000;font-weight:bold;color:#ffffff;">Material</td> <td data-sheets-value='{"1":2,"2":"Walls"}' style="border-bottom:1px solid #000000;overflow:hidden;padding:0px 3px 0px 3px;vertical-align:bottom;background-color:#000000;font-weight:bold;color:#ffffff;">Walls</td> <td data-sheets-value='{"1":2,"2":"Shells"}' style="border-bottom:1px solid #000000;overflow:hidden;padding:0px 3px 0px 3px;vertical-align:bottom;background-color:#000000;font-weight:bold;color:#ffffff;">Shells</td> <td data-sheets-numberformat='{"1":2,"2":"0.00","3":1}' data-sheets-value='{"1":2,"2":"(W/m²K)\t"}' style="border-bottom:1px solid #000000;overflow:hidden;padding:0px 3px 0px 3px;vertical-align:bottom;background-color:#000000;font-weight:bold;color:#ffffff;text-align:center;">(W/m²K) </td> <td data-sheets-numberformat='{"1":2,"2":"0","3":1}' data-sheets-value='{"1":2,"2":"(%)"}' style="border-bottom:1px solid #000000;overflow:hidden;padding:0px 3px 0px 3px;vertical-align:bottom;background-color:#000000;font-weight:bold;color:#ffffff;text-align:center;">(%)</td> <td data-sheets-numberformat='{"1":2,"2":"0","3":1}' data-sheets-value='{"1":2,"2":"(%)"}' style="border-bottom:1px solid #000000;overflow:hidden;padding:0px 3px 0px 3px;vertical-align:bottom;background-color:#000000;font-weight:bold;color:#ffffff;text-align:center;">(%)</td> <td data-sheets-value='{"1":2,"2":"(dB)"}' style="border-bottom:1px solid #000000;overflow:hidden;padding:0px 3px 0px 3px;vertical-align:bottom;background-color:#000000;font-weight:bold;color:#ffffff;text-align:center;">(dB)</td> </tr> <tr style="height:20px;"> <td data-sheets-value='{"1":2,"2":"Acrylic"}' style="border-left:1px solid #000000;overflow:hidden;padding:0px 3px 0px 3px;vertical-align:bottom;">Acrylic</td> <td data-sheets-value='{"1":2,"2":"EW"}' style="overflow:hidden;padding:0px 3px 0px 3px;vertical-align:bottom;">EW</td> <td data-sheets-value='{"1":2,"2":"Clear (H)"}' style="overflow:hidden;padding:0px 3px 0px 3px;vertical-align:bottom;">Clear (H)</td> <td data-sheets-numberformat='{"1":2,"2":"0.00","3":1}' data-sheets-value='{"1":3,"3":1.19}' style="overflow:hidden;padding:0px 3px 0px 3px;vertical-align:bottom;text-align:center;">1.19</td> <td data-sheets-numberformat='{"1":2,"2":"0","3":1}' data-sheets-value='{"1":3,"3":36.9}' style="overflow:hidden;padding:0px 3px 0px 3px;vertical-align:bottom;text-align:center;">37</td> <td data-sheets-numberformat='{"1":2,"2":"0","3":1}' data-sheets-value='{"1":3,"3":57.42}' style="overflow:hidden;padding:0px 3px 0px 3px;vertical-align:bottom;text-align:center;">57</td> <td data-sheets-value='{"1":3,"3":24}' style="border-right:1px solid #000000;overflow:hidden;padding:0px 3px 0px 3px;vertical-align:bottom;text-align:center;">24</td> </tr> <tr style="height:20px;"> <td data-sheets-value='{"1":2,"2":"PMMA"}' style="border-left:1px solid #000000;overflow:hidden;padding:0px 3px 0px 3px;vertical-align:bottom;">PMMA</td> <td style="overflow:hidden;padding:0px 3px 0px 3px;vertical-align:bottom;"></td> <td data-sheets-value='{"1":2,"2":"Opal (O)"}' style="overflow:hidden;padding:0px 3px 0px 3px;vertical-align:bottom;">Opal (O)</td> <td data-sheets-numberformat='{"1":2,"2":"0.00","3":1}' data-sheets-value='{"1":3,"3":1.19}' style="overflow:hidden;padding:0px 3px 0px 3px;vertical-align:bottom;text-align:center;">1.19</td> <td data-sheets-numberformat='{"1":2,"2":"0","3":1}' data-sheets-value='{"1":3,"3":34.03}' style="overflow:hidden;padding:0px 3px 0px 3px;vertical-align:bottom;text-align:center;">34</td> <td data-sheets-numberformat='{"1":2,"2":"0","3":1}' data-sheets-value='{"1":3,"3":50.160000000000004}' style="overflow:hidden;padding:0px 3px 0px 3px;vertical-align:bottom;text-align:center;">50</td> <td data-sheets-value='{"1":3,"3":24}' style="border-right:1px solid #000000;overflow:hidden;padding:0px 3px 0px 3px;vertical-align:bottom;text-align:center;">24</td> </tr> <tr style="height:20px;"> <td style="border-left:1px solid #000000;overflow:hidden;padding:0px 3px 0px 3px;vertical-align:bottom;"></td> <td data-sheets-value='{"1":2,"2":"DW"}' style="overflow:hidden;padding:0px 3px 0px 3px;vertical-align:bottom;">DW</td> <td data-sheets-value='{"1":2,"2":"Clear (H/H)"}' style="overflow:hidden;padding:0px 3px 0px 3px;vertical-align:bottom;">Clear (H/H)</td> <td data-sheets-numberformat='{"1":2,"2":"0.00","3":1}' data-sheets-value='{"1":3,"3":0.98}' style="overflow:hidden;padding:0px 3px 0px 3px;vertical-align:bottom;text-align:center;">0.98</td> <td data-sheets-numberformat='{"1":2,"2":"0","3":1}' data-sheets-value='{"1":3,"3":33.21}' style="overflow:hidden;padding:0px 3px 0px 3px;vertical-align:bottom;text-align:center;">33</td> <td data-sheets-numberformat='{"1":2,"2":"0","3":1}' data-sheets-value='{"1":3,"3":49.5}' style="overflow:hidden;padding:0px 3px 0px 3px;vertical-align:bottom;text-align:center;">50</td> <td data-sheets-value='{"1":3,"3":26}' style="border-right:1px solid #000000;overflow:hidden;padding:0px 3px 0px 3px;vertical-align:bottom;text-align:center;">26</td> </tr> <tr style="height:20px;"> <td style="border-bottom:1px solid #000000;border-left:1px solid #000000;overflow:hidden;padding:0px 3px 0px 3px;vertical-align:bottom;"></td> <td style="border-bottom:1px solid #000000;overflow:hidden;padding:0px 3px 0px 3px;vertical-align:bottom;"></td> <td data-sheets-value='{"1":2,"2":"Opal (O/O)"}' style="border-bottom:1px solid #000000;overflow:hidden;padding:0px 3px 0px 3px;vertical-align:bottom;">Opal (O/O)</td> <td data-sheets-numberformat='{"1":2,"2":"0.00","3":1}' data-sheets-value='{"1":3,"3":0.98}' style="border-bottom:1px solid #000000;overflow:hidden;padding:0px 3px 0px 3px;vertical-align:bottom;text-align:center;">0.98</td> <td data-sheets-numberformat='{"1":2,"2":"0","3":1}' data-sheets-value='{"1":3,"3":28.29}' style="border-bottom:1px solid #000000;overflow:hidden;padding:0px 3px 0px 3px;vertical-align:bottom;text-align:center;">28</td> <td data-sheets-numberformat='{"1":2,"2":"0","3":1}' data-sheets-value='{"1":3,"3":38.28}' style="border-bottom:1px solid #000000;overflow:hidden;padding:0px 3px 0px 3px;vertical-align:bottom;text-align:center;">38</td> <td data-sheets-value='{"1":3,"3":26}' style="border-right:1px solid #000000;border-bottom:1px solid #000000;overflow:hidden;padding:0px 3px 0px 3px;vertical-align:bottom;text-align:center;">26</td> </tr> <tr style="height:20px;"> <td data-sheets-value='{"1":2,"2":"Polycarbonate "}' style="border-left:1px solid #000000;overflow:hidden;padding:0px 3px 0px 3px;vertical-align:bottom;">Polycarbonate </td> <td data-sheets-value='{"1":2,"2":"EW"}' style="overflow:hidden;padding:0px 3px 0px 3px;vertical-align:bottom;">EW</td> <td data-sheets-value='{"1":2,"2":"Clear (A)"}' style="overflow:hidden;padding:0px 3px 0px 3px;vertical-align:bottom;">Clear (A)</td> <td data-sheets-numberformat='{"1":2,"2":"0.00","3":1}' data-sheets-value='{"1":3,"3":1.19}' style="overflow:hidden;padding:0px 3px 0px 3px;vertical-align:bottom;text-align:center;">1.19</td> <td data-sheets-numberformat='{"1":2,"2":"0","3":1}' data-sheets-value='{"1":3,"3":36.08}' style="overflow:hidden;padding:0px 3px 0px 3px;vertical-align:bottom;text-align:center;">36</td> <td data-sheets-numberformat='{"1":2,"2":"0","3":1}' data-sheets-value='{"1":3,"3":54.78}' style="overflow:hidden;padding:0px 3px 0px 3px;vertical-align:bottom;text-align:center;">55</td> <td data-sheets-value='{"1":3,"3":24}' style="border-right:1px solid #000000;overflow:hidden;padding:0px 3px 0px 3px;vertical-align:bottom;text-align:center;">24</td> </tr> <tr style="height:20px;"> <td data-sheets-value='{"1":2,"2":"PC"}' style="border-left:1px solid #000000;overflow:hidden;padding:0px 3px 0px 3px;vertical-align:bottom;">PC</td> <td style="overflow:hidden;padding:0px 3px 0px 3px;vertical-align:bottom;"></td> <td data-sheets-value='{"1":2,"2":"Opal (D)"}' style="overflow:hidden;padding:0px 3px 0px 3px;vertical-align:bottom;">Opal (D)</td> <td data-sheets-numberformat='{"1":2,"2":"0.00","3":1}' data-sheets-value='{"1":3,"3":1.19}' style="overflow:hidden;padding:0px 3px 0px 3px;vertical-align:bottom;text-align:center;">1.19</td> <td data-sheets-numberformat='{"1":2,"2":"0","3":1}' data-sheets-value='{"1":3,"3":23.779999999999998}' style="overflow:hidden;padding:0px 3px 0px 3px;vertical-align:bottom;text-align:center;">24</td> <td data-sheets-numberformat='{"1":2,"2":"0","3":1}' data-sheets-value='{"1":3,"3":39.6}' style="overflow:hidden;padding:0px 3px 0px 3px;vertical-align:bottom;text-align:center;">40</td> <td data-sheets-value='{"1":3,"3":24}' style="border-right:1px solid #000000;overflow:hidden;padding:0px 3px 0px 3px;vertical-align:bottom;text-align:center;">24</td> </tr> <tr style="height:20px;"> <td style="border-left:1px solid #000000;overflow:hidden;padding:0px 3px 0px 3px;vertical-align:bottom;"></td> <td data-sheets-value='{"1":2,"2":"DW"}' style="overflow:hidden;padding:0px 3px 0px 3px;vertical-align:bottom;">DW</td> <td data-sheets-value='{"1":2,"2":"Clear (A/H)"}' style="overflow:hidden;padding:0px 3px 0px 3px;vertical-align:bottom;">Clear (A/H)</td> <td data-sheets-numberformat='{"1":2,"2":"0.00","3":1}' data-sheets-value='{"1":3,"3":0.98}' style="overflow:hidden;padding:0px 3px 0px 3px;vertical-align:bottom;text-align:center;">0.98</td> <td data-sheets-numberformat='{"1":2,"2":"0","3":1}' data-sheets-value='{"1":3,"3":32.39}' style="overflow:hidden;padding:0px 3px 0px 3px;vertical-align:bottom;text-align:center;">32</td> <td data-sheets-numberformat='{"1":2,"2":"0","3":1}' data-sheets-value='{"1":3,"3":47.52}' style="overflow:hidden;padding:0px 3px 0px 3px;vertical-align:bottom;text-align:center;">48</td> <td data-sheets-value='{"1":3,"3":26}' style="border-right:1px solid #000000;overflow:hidden;padding:0px 3px 0px 3px;vertical-align:bottom;text-align:center;">26</td> </tr> <tr style="height:20px;"> <td style="border-left:1px solid #000000;overflow:hidden;padding:0px 3px 0px 3px;vertical-align:bottom;"></td> <td style="overflow:hidden;padding:0px 3px 0px 3px;vertical-align:bottom;"></td> <td data-sheets-value='{"1":2,"2":"Clear (A/A)"}' style="overflow:hidden;padding:0px 3px 0px 3px;vertical-align:bottom;">Clear (A/A)</td> <td data-sheets-numberformat='{"1":2,"2":"0.00","3":1}' data-sheets-value='{"1":3,"3":0.98}' style="overflow:hidden;padding:0px 3px 0px 3px;vertical-align:bottom;text-align:center;">0.98</td> <td data-sheets-numberformat='{"1":2,"2":"0","3":1}' data-sheets-value='{"1":3,"3":31.569999999999997}' style="overflow:hidden;padding:0px 3px 0px 3px;vertical-align:bottom;text-align:center;">32</td> <td data-sheets-numberformat='{"1":2,"2":"0","3":1}' data-sheets-value='{"1":3,"3":45.54}' style="overflow:hidden;padding:0px 3px 0px 3px;vertical-align:bottom;text-align:center;">46</td> <td data-sheets-value='{"1":3,"3":26}' style="border-right:1px solid #000000;overflow:hidden;padding:0px 3px 0px 3px;vertical-align:bottom;text-align:center;">26</td> </tr> <tr style="height:20px;"> <td style="border-left:1px solid #000000;overflow:hidden;padding:0px 3px 0px 3px;vertical-align:bottom;"></td> <td style="overflow:hidden;padding:0px 3px 0px 3px;vertical-align:bottom;"></td> <td data-sheets-value='{"1":2,"2":"Opal (A/O)"}' style="overflow:hidden;padding:0px 3px 0px 3px;vertical-align:bottom;">Opal (A/O)</td> <td data-sheets-numberformat='{"1":2,"2":"0.00","3":1}' data-sheets-value='{"1":3,"3":0.98}' style="overflow:hidden;padding:0px 3px 0px 3px;vertical-align:bottom;text-align:center;">0.98</td> <td data-sheets-numberformat='{"1":2,"2":"0","3":1}' data-sheets-value='{"1":3,"3":29.93}' style="overflow:hidden;padding:0px 3px 0px 3px;vertical-align:bottom;text-align:center;">30</td> <td data-sheets-numberformat='{"1":2,"2":"0","3":1}' data-sheets-value='{"1":3,"3":41.580000000000005}' style="overflow:hidden;padding:0px 3px 0px 3px;vertical-align:bottom;text-align:center;">42</td> <td data-sheets-value='{"1":3,"3":26}' style="border-right:1px solid #000000;overflow:hidden;padding:0px 3px 0px 3px;vertical-align:bottom;text-align:center;">26</td> </tr> <tr style="height:20px;"> <td style="border-bottom:1px solid #000000;border-left:1px solid #000000;overflow:hidden;padding:0px 3px 0px 3px;vertical-align:bottom;"></td> <td style="border-bottom:1px solid #000000;overflow:hidden;padding:0px 3px 0px 3px;vertical-align:bottom;"></td> <td data-sheets-value='{"1":2,"2":"Opal (A/D)"}' style="border-bottom:1px solid #000000;overflow:hidden;padding:0px 3px 0px 3px;vertical-align:bottom;">Opal (A/D)</td> <td data-sheets-numberformat='{"1":2,"2":"0.00","3":1}' data-sheets-value='{"1":3,"3":0.98}' style="border-bottom:1px solid #000000;overflow:hidden;padding:0px 3px 0px 3px;vertical-align:bottom;text-align:center;">0.98</td> <td data-sheets-numberformat='{"1":2,"2":"0","3":1}' data-sheets-value='{"1":3,"3":20.91}' style="border-bottom:1px solid #000000;overflow:hidden;padding:0px 3px 0px 3px;vertical-align:bottom;text-align:center;">21</td> <td data-sheets-numberformat='{"1":2,"2":"0","3":1}' data-sheets-value='{"1":3,"3":33}' style="border-bottom:1px solid #000000;overflow:hidden;padding:0px 3px 0px 3px;vertical-align:bottom;text-align:center;">33</td> <td data-sheets-value='{"1":3,"3":26}' style="border-right:1px solid #000000;border-bottom:1px solid #000000;overflow:hidden;padding:0px 3px 0px 3px;vertical-align:bottom;text-align:center;">26</td> </tr> <tr style="height:20px;"> <td data-sheets-value='{"1":2,"2":"Polycarbonate"}' style="border-left:1px solid #000000;overflow:hidden;padding:0px 3px 0px 3px;vertical-align:bottom;">Polycarbonate</td> <td data-sheets-value='{"1":2,"2":"EW"}' style="overflow:hidden;padding:0px 3px 0px 3px;vertical-align:bottom;">EW</td> <td data-sheets-value='{"1":2,"2":"Heatstop Opal (T)"}' style="overflow:hidden;padding:0px 3px 0px 3px;vertical-align:bottom;">Heatstop Opal (T)</td> <td data-sheets-numberformat='{"1":2,"2":"0.00","3":1}' data-sheets-value='{"1":3,"3":1.19}' style="overflow:hidden;padding:0px 3px 0px 3px;vertical-align:bottom;text-align:center;">1.19</td> <td data-sheets-numberformat='{"1":2,"2":"0","3":1}' data-sheets-value='{"1":3,"3":20.09}' style="overflow:hidden;padding:0px 3px 0px 3px;vertical-align:bottom;text-align:center;">20</td> <td data-sheets-numberformat='{"1":2,"2":"0","3":1}' data-sheets-value='{"1":3,"3":38.940000000000005}' style="overflow:hidden;padding:0px 3px 0px 3px;vertical-align:bottom;text-align:center;">39</td> <td data-sheets-value='{"1":3,"3":24}' style="border-right:1px solid #000000;overflow:hidden;padding:0px 3px 0px 3px;vertical-align:bottom;text-align:center;">24</td> </tr> <tr style="height:20px;"> <td data-sheets-value='{"1":2,"2":"Heatstop PC"}' style="border-left:1px solid #000000;overflow:hidden;padding:0px 3px 0px 3px;vertical-align:bottom;">Heatstop PC</td> <td data-sheets-value='{"1":2,"2":"DW"}' style="overflow:hidden;padding:0px 3px 0px 3px;vertical-align:bottom;">DW</td> <td data-sheets-value='{"1":2,"2":"Clear (T/H)"}' style="overflow:hidden;padding:0px 3px 0px 3px;vertical-align:bottom;">Clear (T/H)</td> <td data-sheets-numberformat='{"1":2,"2":"0.00","3":1}' data-sheets-value='{"1":3,"3":0.98}' style="overflow:hidden;padding:0px 3px 0px 3px;vertical-align:bottom;text-align:center;">0.98</td> <td data-sheets-numberformat='{"1":2,"2":"0","3":1}' data-sheets-value='{"1":3,"3":18.04}' style="overflow:hidden;padding:0px 3px 0px 3px;vertical-align:bottom;text-align:center;">18</td> <td data-sheets-numberformat='{"1":2,"2":"0","3":1}' data-sheets-value='{"1":3,"3":33.660000000000004}' style="overflow:hidden;padding:0px 3px 0px 3px;vertical-align:bottom;text-align:center;">34</td> <td data-sheets-value='{"1":3,"3":26}' style="border-right:1px solid #000000;overflow:hidden;padding:0px 3px 0px 3px;vertical-align:bottom;text-align:center;">26</td> </tr> <tr style="height:20px;"> <td style="border-bottom:1px solid #000000;border-left:1px solid #000000;overflow:hidden;padding:0px 3px 0px 3px;vertical-align:bottom;"></td> <td style="border-bottom:1px solid #000000;overflow:hidden;padding:0px 3px 0px 3px;vertical-align:bottom;"></td> <td data-sheets-value='{"1":2,"2":"Opal (T/O)"}' style="border-bottom:1px solid #000000;overflow:hidden;padding:0px 3px 0px 3px;vertical-align:bottom;">Opal (T/O)</td> <td data-sheets-numberformat='{"1":2,"2":"0.00","3":1}' data-sheets-value='{"1":3,"3":0.98}' style="border-bottom:1px solid #000000;overflow:hidden;padding:0px 3px 0px 3px;vertical-align:bottom;text-align:center;">0.98</td> <td data-sheets-numberformat='{"1":2,"2":"0","3":1}' data-sheets-value='{"1":3,"3":16.81}' style="border-bottom:1px solid #000000;overflow:hidden;padding:0px 3px 0px 3px;vertical-align:bottom;text-align:center;">17</td> <td data-sheets-numberformat='{"1":2,"2":"0","3":1}' data-sheets-value='{"1":3,"3":29.700000000000003}' style="border-bottom:1px solid #000000;overflow:hidden;padding:0px 3px 0px 3px;vertical-align:bottom;text-align:center;">30</td> <td data-sheets-value='{"1":3,"3":26}' style="border-right:1px solid #000000;border-bottom:1px solid #000000;overflow:hidden;padding:0px 3px 0px 3px;vertical-align:bottom;text-align:center;">26</td> </tr> </tbody></table> | skylux-160-ce-met-koepel-en-pvc-opstand-16-00-met-lm-motor-en-pvc-raam-type-ep25-1000-x-2300-mm | 8586024091981 | 46872333418829
Smoke and heat exhaust (SHEV) | SHE system | Skylux | Skylux 160° CE with skylight and PVC curb 16/00 with LM-actuator and PVC frame type EP25 1050 x 1050 mm |  | 50282 | 5412970502821 | 4232.6 | Yes | 30-45 | 60.39 | 1050 x 1050 mm | 1050 | 1050 |  | PVC 16/00 (16 cm high & roof opening = daylight size) | Square | 1.19 W/m²K - 0.98 W/m²K | 57% - 30% | 37% - 17% | 24dB - 26dB | 160° CE (for industry) | PVC frame EP25 | without spoiler | E | Single actuator | Maximum double-walled skylight possible for this product | Ut-value LT-value g-value Rw-value EN 1873 : 2014 EN ISO 13468 EN 16153 EN 410 EN 410 EN ISO 140-3 Material Walls Shells (W/m²K) (%) (%) (dB) Acrylic EW Clear (H) 1.19 37 57 24 PMMA Opal (O) 1.19 34 50 24 DW Clear (H/H) 0.98 33 50 26 Opal (O/O) 0.98 28 38 26 Polycarbonate EW Clear (A) 1.19 36 55 24 PC Opal (D) 1.19 24 40 24 DW Clear (A/H) 0.98 32 48 26 Clear (A/A) 0.98 32 46 26 Opal (A/O) 0.98 30 42 26 Opal (A/D) 0.98 21 33 26 Polycarbonate EW Heatstop Opal (T) 1.19 20 39 24 Heatstop PC DW Clear (T/H) 0.98 18 34 26 Opal (T/O) 0.98 17 30 26 | https://skylux.eu/en/products/skylux-160-ce-met-koepel-en-pvc-opstand-16-00-met-lm-motor-en-pvc-raam-type-ep25-1050-x-1050-mm | https://skylux.eu/cdn/shop/files/Skylux-160deg-CE-met-koepel-en-pvc-opstand-1600-met-LM-motor-en-pvc-raam-type-EP25-1050-x-1050-mm-RWA-systeem.jpg?v=1702979651&width=1600 | https://skylux.eu/cdn/shop/files/e5a82811-1bb0-48e4-a776-cacb59c7c092_b85eb740-ec21-4a69-a5d6-7f08d05c19ea.jpg?v=1688550948&width=1600 | //skylux.eu/cdn/shop/files/E_MH_Mounting_instructions_Skylux_160_CE_LM.pdf?v=12406716259046007223 | //skylux.eu/cdn/shop/files/E_TD_Technical_File_Skylux_Skylux_160_CE_Electric.pdf?v=3667116872303399239 | <style type="text/css" id="isPasted"><!--td {border: 1px solid #cccccc;}br {mso-data-placement:same-cell;}--></style><table border="1" cellpadding="0" cellspacing="0" dir="ltr" style="table-layout:fixed;font-size:10pt;font-family:Arial;border-collapse:collapse;border:none;"><tbody> <tr style="height:20px;"> <td style="overflow:hidden;padding:0px 3px 0px 3px;vertical-align:bottom;"></td> <td style="overflow:hidden;padding:0px 3px 0px 3px;vertical-align:bottom;"></td> <td style="overflow:hidden;padding:0px 3px 0px 3px;vertical-align:bottom;"></td> <td data-sheets-value='{"1":2,"2":"Ut-value"}' style="overflow:hidden;padding:0px 3px 0px 3px;vertical-align:bottom;font-weight:bold;text-align:center;">Ut-value</td> <td data-sheets-value='{"1":2,"2":"LT-value"}' style="overflow:hidden;padding:0px 3px 0px 3px;vertical-align:bottom;font-weight:bold;text-align:center;">LT-value</td> <td data-sheets-value='{"1":2,"2":"g-value"}' style="overflow:hidden;padding:0px 3px 0px 3px;vertical-align:bottom;font-weight:bold;text-align:center;">g-value</td> <td data-sheets-value='{"1":2,"2":"Rw-value "}' style="overflow:hidden;padding:0px 3px 0px 3px;vertical-align:bottom;font-weight:bold;text-align:center;">Rw-value </td> </tr> <tr style="height:20px;"> <td style="overflow:hidden;padding:0px 3px 0px 3px;vertical-align:bottom;"></td> <td style="overflow:hidden;padding:0px 3px 0px 3px;vertical-align:bottom;"></td> <td style="overflow:hidden;padding:0px 3px 0px 3px;vertical-align:bottom;"></td> <td data-sheets-numberformat='{"1":2,"2":"0.00","3":1}' data-sheets-value='{"1":2,"2":"EN 1873 : 2014"}' style="overflow:hidden;padding:0px 3px 0px 3px;vertical-align:bottom;text-align:center;">EN 1873 : 2014</td> <td data-sheets-numberformat='{"1":2,"2":"0","3":1}' data-sheets-value='{"1":2,"2":"EN ISO 13468 EN 16153 EN 410"}' style="overflow:hidden;padding:0px 3px 0px 3px;vertical-align:bottom;text-align:center;">EN ISO 13468 EN 16153 EN 410</td> <td data-sheets-numberformat='{"1":2,"2":"0","3":1}' data-sheets-value='{"1":2,"2":"EN 410"}' style="overflow:hidden;padding:0px 3px 0px 3px;vertical-align:bottom;text-align:center;">EN 410</td> <td data-sheets-value='{"1":2,"2":"EN ISO 140-3\t\t"}' style="overflow:hidden;padding:0px 3px 0px 3px;vertical-align:bottom;text-align:center;">EN ISO 140-3 </td> </tr> <tr style="height:20px;"> <td data-sheets-value='{"1":2,"2":"Material"}' style="border-bottom:1px solid #000000;overflow:hidden;padding:0px 3px 0px 3px;vertical-align:bottom;background-color:#000000;font-weight:bold;color:#ffffff;">Material</td> <td data-sheets-value='{"1":2,"2":"Walls"}' style="border-bottom:1px solid #000000;overflow:hidden;padding:0px 3px 0px 3px;vertical-align:bottom;background-color:#000000;font-weight:bold;color:#ffffff;">Walls</td> <td data-sheets-value='{"1":2,"2":"Shells"}' style="border-bottom:1px solid #000000;overflow:hidden;padding:0px 3px 0px 3px;vertical-align:bottom;background-color:#000000;font-weight:bold;color:#ffffff;">Shells</td> <td data-sheets-numberformat='{"1":2,"2":"0.00","3":1}' data-sheets-value='{"1":2,"2":"(W/m²K)\t"}' style="border-bottom:1px solid #000000;overflow:hidden;padding:0px 3px 0px 3px;vertical-align:bottom;background-color:#000000;font-weight:bold;color:#ffffff;text-align:center;">(W/m²K) </td> <td data-sheets-numberformat='{"1":2,"2":"0","3":1}' data-sheets-value='{"1":2,"2":"(%)"}' style="border-bottom:1px solid #000000;overflow:hidden;padding:0px 3px 0px 3px;vertical-align:bottom;background-color:#000000;font-weight:bold;color:#ffffff;text-align:center;">(%)</td> <td data-sheets-numberformat='{"1":2,"2":"0","3":1}' data-sheets-value='{"1":2,"2":"(%)"}' style="border-bottom:1px solid #000000;overflow:hidden;padding:0px 3px 0px 3px;vertical-align:bottom;background-color:#000000;font-weight:bold;color:#ffffff;text-align:center;">(%)</td> <td data-sheets-value='{"1":2,"2":"(dB)"}' style="border-bottom:1px solid #000000;overflow:hidden;padding:0px 3px 0px 3px;vertical-align:bottom;background-color:#000000;font-weight:bold;color:#ffffff;text-align:center;">(dB)</td> </tr> <tr style="height:20px;"> <td data-sheets-value='{"1":2,"2":"Acrylic"}' style="border-left:1px solid #000000;overflow:hidden;padding:0px 3px 0px 3px;vertical-align:bottom;">Acrylic</td> <td data-sheets-value='{"1":2,"2":"EW"}' style="overflow:hidden;padding:0px 3px 0px 3px;vertical-align:bottom;">EW</td> <td data-sheets-value='{"1":2,"2":"Clear (H)"}' style="overflow:hidden;padding:0px 3px 0px 3px;vertical-align:bottom;">Clear (H)</td> <td data-sheets-numberformat='{"1":2,"2":"0.00","3":1}' data-sheets-value='{"1":3,"3":1.19}' style="overflow:hidden;padding:0px 3px 0px 3px;vertical-align:bottom;text-align:center;">1.19</td> <td data-sheets-numberformat='{"1":2,"2":"0","3":1}' data-sheets-value='{"1":3,"3":36.9}' style="overflow:hidden;padding:0px 3px 0px 3px;vertical-align:bottom;text-align:center;">37</td> <td data-sheets-numberformat='{"1":2,"2":"0","3":1}' data-sheets-value='{"1":3,"3":57.42}' style="overflow:hidden;padding:0px 3px 0px 3px;vertical-align:bottom;text-align:center;">57</td> <td data-sheets-value='{"1":3,"3":24}' style="border-right:1px solid #000000;overflow:hidden;padding:0px 3px 0px 3px;vertical-align:bottom;text-align:center;">24</td> </tr> <tr style="height:20px;"> <td data-sheets-value='{"1":2,"2":"PMMA"}' style="border-left:1px solid #000000;overflow:hidden;padding:0px 3px 0px 3px;vertical-align:bottom;">PMMA</td> <td style="overflow:hidden;padding:0px 3px 0px 3px;vertical-align:bottom;"></td> <td data-sheets-value='{"1":2,"2":"Opal (O)"}' style="overflow:hidden;padding:0px 3px 0px 3px;vertical-align:bottom;">Opal (O)</td> <td data-sheets-numberformat='{"1":2,"2":"0.00","3":1}' data-sheets-value='{"1":3,"3":1.19}' style="overflow:hidden;padding:0px 3px 0px 3px;vertical-align:bottom;text-align:center;">1.19</td> <td data-sheets-numberformat='{"1":2,"2":"0","3":1}' data-sheets-value='{"1":3,"3":34.03}' style="overflow:hidden;padding:0px 3px 0px 3px;vertical-align:bottom;text-align:center;">34</td> <td data-sheets-numberformat='{"1":2,"2":"0","3":1}' data-sheets-value='{"1":3,"3":50.160000000000004}' style="overflow:hidden;padding:0px 3px 0px 3px;vertical-align:bottom;text-align:center;">50</td> <td data-sheets-value='{"1":3,"3":24}' style="border-right:1px solid #000000;overflow:hidden;padding:0px 3px 0px 3px;vertical-align:bottom;text-align:center;">24</td> </tr> <tr style="height:20px;"> <td style="border-left:1px solid #000000;overflow:hidden;padding:0px 3px 0px 3px;vertical-align:bottom;"></td> <td data-sheets-value='{"1":2,"2":"DW"}' style="overflow:hidden;padding:0px 3px 0px 3px;vertical-align:bottom;">DW</td> <td data-sheets-value='{"1":2,"2":"Clear (H/H)"}' style="overflow:hidden;padding:0px 3px 0px 3px;vertical-align:bottom;">Clear (H/H)</td> <td data-sheets-numberformat='{"1":2,"2":"0.00","3":1}' data-sheets-value='{"1":3,"3":0.98}' style="overflow:hidden;padding:0px 3px 0px 3px;vertical-align:bottom;text-align:center;">0.98</td> <td data-sheets-numberformat='{"1":2,"2":"0","3":1}' data-sheets-value='{"1":3,"3":33.21}' style="overflow:hidden;padding:0px 3px 0px 3px;vertical-align:bottom;text-align:center;">33</td> <td data-sheets-numberformat='{"1":2,"2":"0","3":1}' data-sheets-value='{"1":3,"3":49.5}' style="overflow:hidden;padding:0px 3px 0px 3px;vertical-align:bottom;text-align:center;">50</td> <td data-sheets-value='{"1":3,"3":26}' style="border-right:1px solid #000000;overflow:hidden;padding:0px 3px 0px 3px;vertical-align:bottom;text-align:center;">26</td> </tr> <tr style="height:20px;"> <td style="border-bottom:1px solid #000000;border-left:1px solid #000000;overflow:hidden;padding:0px 3px 0px 3px;vertical-align:bottom;"></td> <td style="border-bottom:1px solid #000000;overflow:hidden;padding:0px 3px 0px 3px;vertical-align:bottom;"></td> <td data-sheets-value='{"1":2,"2":"Opal (O/O)"}' style="border-bottom:1px solid #000000;overflow:hidden;padding:0px 3px 0px 3px;vertical-align:bottom;">Opal (O/O)</td> <td data-sheets-numberformat='{"1":2,"2":"0.00","3":1}' data-sheets-value='{"1":3,"3":0.98}' style="border-bottom:1px solid #000000;overflow:hidden;padding:0px 3px 0px 3px;vertical-align:bottom;text-align:center;">0.98</td> <td data-sheets-numberformat='{"1":2,"2":"0","3":1}' data-sheets-value='{"1":3,"3":28.29}' style="border-bottom:1px solid #000000;overflow:hidden;padding:0px 3px 0px 3px;vertical-align:bottom;text-align:center;">28</td> <td data-sheets-numberformat='{"1":2,"2":"0","3":1}' data-sheets-value='{"1":3,"3":38.28}' style="border-bottom:1px solid #000000;overflow:hidden;padding:0px 3px 0px 3px;vertical-align:bottom;text-align:center;">38</td> <td data-sheets-value='{"1":3,"3":26}' style="border-right:1px solid #000000;border-bottom:1px solid #000000;overflow:hidden;padding:0px 3px 0px 3px;vertical-align:bottom;text-align:center;">26</td> </tr> <tr style="height:20px;"> <td data-sheets-value='{"1":2,"2":"Polycarbonate "}' style="border-left:1px solid #000000;overflow:hidden;padding:0px 3px 0px 3px;vertical-align:bottom;">Polycarbonate </td> <td data-sheets-value='{"1":2,"2":"EW"}' style="overflow:hidden;padding:0px 3px 0px 3px;vertical-align:bottom;">EW</td> <td data-sheets-value='{"1":2,"2":"Clear (A)"}' style="overflow:hidden;padding:0px 3px 0px 3px;vertical-align:bottom;">Clear (A)</td> <td data-sheets-numberformat='{"1":2,"2":"0.00","3":1}' data-sheets-value='{"1":3,"3":1.19}' style="overflow:hidden;padding:0px 3px 0px 3px;vertical-align:bottom;text-align:center;">1.19</td> <td data-sheets-numberformat='{"1":2,"2":"0","3":1}' data-sheets-value='{"1":3,"3":36.08}' style="overflow:hidden;padding:0px 3px 0px 3px;vertical-align:bottom;text-align:center;">36</td> <td data-sheets-numberformat='{"1":2,"2":"0","3":1}' data-sheets-value='{"1":3,"3":54.78}' style="overflow:hidden;padding:0px 3px 0px 3px;vertical-align:bottom;text-align:center;">55</td> <td data-sheets-value='{"1":3,"3":24}' style="border-right:1px solid #000000;overflow:hidden;padding:0px 3px 0px 3px;vertical-align:bottom;text-align:center;">24</td> </tr> <tr style="height:20px;"> <td data-sheets-value='{"1":2,"2":"PC"}' style="border-left:1px solid #000000;overflow:hidden;padding:0px 3px 0px 3px;vertical-align:bottom;">PC</td> <td style="overflow:hidden;padding:0px 3px 0px 3px;vertical-align:bottom;"></td> <td data-sheets-value='{"1":2,"2":"Opal (D)"}' style="overflow:hidden;padding:0px 3px 0px 3px;vertical-align:bottom;">Opal (D)</td> <td data-sheets-numberformat='{"1":2,"2":"0.00","3":1}' data-sheets-value='{"1":3,"3":1.19}' style="overflow:hidden;padding:0px 3px 0px 3px;vertical-align:bottom;text-align:center;">1.19</td> <td data-sheets-numberformat='{"1":2,"2":"0","3":1}' data-sheets-value='{"1":3,"3":23.779999999999998}' style="overflow:hidden;padding:0px 3px 0px 3px;vertical-align:bottom;text-align:center;">24</td> <td data-sheets-numberformat='{"1":2,"2":"0","3":1}' data-sheets-value='{"1":3,"3":39.6}' style="overflow:hidden;padding:0px 3px 0px 3px;vertical-align:bottom;text-align:center;">40</td> <td data-sheets-value='{"1":3,"3":24}' style="border-right:1px solid #000000;overflow:hidden;padding:0px 3px 0px 3px;vertical-align:bottom;text-align:center;">24</td> </tr> <tr style="height:20px;"> <td style="border-left:1px solid #000000;overflow:hidden;padding:0px 3px 0px 3px;vertical-align:bottom;"></td> <td data-sheets-value='{"1":2,"2":"DW"}' style="overflow:hidden;padding:0px 3px 0px 3px;vertical-align:bottom;">DW</td> <td data-sheets-value='{"1":2,"2":"Clear (A/H)"}' style="overflow:hidden;padding:0px 3px 0px 3px;vertical-align:bottom;">Clear (A/H)</td> <td data-sheets-numberformat='{"1":2,"2":"0.00","3":1}' data-sheets-value='{"1":3,"3":0.98}' style="overflow:hidden;padding:0px 3px 0px 3px;vertical-align:bottom;text-align:center;">0.98</td> <td data-sheets-numberformat='{"1":2,"2":"0","3":1}' data-sheets-value='{"1":3,"3":32.39}' style="overflow:hidden;padding:0px 3px 0px 3px;vertical-align:bottom;text-align:center;">32</td> <td data-sheets-numberformat='{"1":2,"2":"0","3":1}' data-sheets-value='{"1":3,"3":47.52}' style="overflow:hidden;padding:0px 3px 0px 3px;vertical-align:bottom;text-align:center;">48</td> <td data-sheets-value='{"1":3,"3":26}' style="border-right:1px solid #000000;overflow:hidden;padding:0px 3px 0px 3px;vertical-align:bottom;text-align:center;">26</td> </tr> <tr style="height:20px;"> <td style="border-left:1px solid #000000;overflow:hidden;padding:0px 3px 0px 3px;vertical-align:bottom;"></td> <td style="overflow:hidden;padding:0px 3px 0px 3px;vertical-align:bottom;"></td> <td data-sheets-value='{"1":2,"2":"Clear (A/A)"}' style="overflow:hidden;padding:0px 3px 0px 3px;vertical-align:bottom;">Clear (A/A)</td> <td data-sheets-numberformat='{"1":2,"2":"0.00","3":1}' data-sheets-value='{"1":3,"3":0.98}' style="overflow:hidden;padding:0px 3px 0px 3px;vertical-align:bottom;text-align:center;">0.98</td> <td data-sheets-numberformat='{"1":2,"2":"0","3":1}' data-sheets-value='{"1":3,"3":31.569999999999997}' style="overflow:hidden;padding:0px 3px 0px 3px;vertical-align:bottom;text-align:center;">32</td> <td data-sheets-numberformat='{"1":2,"2":"0","3":1}' data-sheets-value='{"1":3,"3":45.54}' style="overflow:hidden;padding:0px 3px 0px 3px;vertical-align:bottom;text-align:center;">46</td> <td data-sheets-value='{"1":3,"3":26}' style="border-right:1px solid #000000;overflow:hidden;padding:0px 3px 0px 3px;vertical-align:bottom;text-align:center;">26</td> </tr> <tr style="height:20px;"> <td style="border-left:1px solid #000000;overflow:hidden;padding:0px 3px 0px 3px;vertical-align:bottom;"></td> <td style="overflow:hidden;padding:0px 3px 0px 3px;vertical-align:bottom;"></td> <td data-sheets-value='{"1":2,"2":"Opal (A/O)"}' style="overflow:hidden;padding:0px 3px 0px 3px;vertical-align:bottom;">Opal (A/O)</td> <td data-sheets-numberformat='{"1":2,"2":"0.00","3":1}' data-sheets-value='{"1":3,"3":0.98}' style="overflow:hidden;padding:0px 3px 0px 3px;vertical-align:bottom;text-align:center;">0.98</td> <td data-sheets-numberformat='{"1":2,"2":"0","3":1}' data-sheets-value='{"1":3,"3":29.93}' style="overflow:hidden;padding:0px 3px 0px 3px;vertical-align:bottom;text-align:center;">30</td> <td data-sheets-numberformat='{"1":2,"2":"0","3":1}' data-sheets-value='{"1":3,"3":41.580000000000005}' style="overflow:hidden;padding:0px 3px 0px 3px;vertical-align:bottom;text-align:center;">42</td> <td data-sheets-value='{"1":3,"3":26}' style="border-right:1px solid #000000;overflow:hidden;padding:0px 3px 0px 3px;vertical-align:bottom;text-align:center;">26</td> </tr> <tr style="height:20px;"> <td style="border-bottom:1px solid #000000;border-left:1px solid #000000;overflow:hidden;padding:0px 3px 0px 3px;vertical-align:bottom;"></td> <td style="border-bottom:1px solid #000000;overflow:hidden;padding:0px 3px 0px 3px;vertical-align:bottom;"></td> <td data-sheets-value='{"1":2,"2":"Opal (A/D)"}' style="border-bottom:1px solid #000000;overflow:hidden;padding:0px 3px 0px 3px;vertical-align:bottom;">Opal (A/D)</td> <td data-sheets-numberformat='{"1":2,"2":"0.00","3":1}' data-sheets-value='{"1":3,"3":0.98}' style="border-bottom:1px solid #000000;overflow:hidden;padding:0px 3px 0px 3px;vertical-align:bottom;text-align:center;">0.98</td> <td data-sheets-numberformat='{"1":2,"2":"0","3":1}' data-sheets-value='{"1":3,"3":20.91}' style="border-bottom:1px solid #000000;overflow:hidden;padding:0px 3px 0px 3px;vertical-align:bottom;text-align:center;">21</td> <td data-sheets-numberformat='{"1":2,"2":"0","3":1}' data-sheets-value='{"1":3,"3":33}' style="border-bottom:1px solid #000000;overflow:hidden;padding:0px 3px 0px 3px;vertical-align:bottom;text-align:center;">33</td> <td data-sheets-value='{"1":3,"3":26}' style="border-right:1px solid #000000;border-bottom:1px solid #000000;overflow:hidden;padding:0px 3px 0px 3px;vertical-align:bottom;text-align:center;">26</td> </tr> <tr style="height:20px;"> <td data-sheets-value='{"1":2,"2":"Polycarbonate"}' style="border-left:1px solid #000000;overflow:hidden;padding:0px 3px 0px 3px;vertical-align:bottom;">Polycarbonate</td> <td data-sheets-value='{"1":2,"2":"EW"}' style="overflow:hidden;padding:0px 3px 0px 3px;vertical-align:bottom;">EW</td> <td data-sheets-value='{"1":2,"2":"Heatstop Opal (T)"}' style="overflow:hidden;padding:0px 3px 0px 3px;vertical-align:bottom;">Heatstop Opal (T)</td> <td data-sheets-numberformat='{"1":2,"2":"0.00","3":1}' data-sheets-value='{"1":3,"3":1.19}' style="overflow:hidden;padding:0px 3px 0px 3px;vertical-align:bottom;text-align:center;">1.19</td> <td data-sheets-numberformat='{"1":2,"2":"0","3":1}' data-sheets-value='{"1":3,"3":20.09}' style="overflow:hidden;padding:0px 3px 0px 3px;vertical-align:bottom;text-align:center;">20</td> <td data-sheets-numberformat='{"1":2,"2":"0","3":1}' data-sheets-value='{"1":3,"3":38.940000000000005}' style="overflow:hidden;padding:0px 3px 0px 3px;vertical-align:bottom;text-align:center;">39</td> <td data-sheets-value='{"1":3,"3":24}' style="border-right:1px solid #000000;overflow:hidden;padding:0px 3px 0px 3px;vertical-align:bottom;text-align:center;">24</td> </tr> <tr style="height:20px;"> <td data-sheets-value='{"1":2,"2":"Heatstop PC"}' style="border-left:1px solid #000000;overflow:hidden;padding:0px 3px 0px 3px;vertical-align:bottom;">Heatstop PC</td> <td data-sheets-value='{"1":2,"2":"DW"}' style="overflow:hidden;padding:0px 3px 0px 3px;vertical-align:bottom;">DW</td> <td data-sheets-value='{"1":2,"2":"Clear (T/H)"}' style="overflow:hidden;padding:0px 3px 0px 3px;vertical-align:bottom;">Clear (T/H)</td> <td data-sheets-numberformat='{"1":2,"2":"0.00","3":1}' data-sheets-value='{"1":3,"3":0.98}' style="overflow:hidden;padding:0px 3px 0px 3px;vertical-align:bottom;text-align:center;">0.98</td> <td data-sheets-numberformat='{"1":2,"2":"0","3":1}' data-sheets-value='{"1":3,"3":18.04}' style="overflow:hidden;padding:0px 3px 0px 3px;vertical-align:bottom;text-align:center;">18</td> <td data-sheets-numberformat='{"1":2,"2":"0","3":1}' data-sheets-value='{"1":3,"3":33.660000000000004}' style="overflow:hidden;padding:0px 3px 0px 3px;vertical-align:bottom;text-align:center;">34</td> <td data-sheets-value='{"1":3,"3":26}' style="border-right:1px solid #000000;overflow:hidden;padding:0px 3px 0px 3px;vertical-align:bottom;text-align:center;">26</td> </tr> <tr style="height:20px;"> <td style="border-bottom:1px solid #000000;border-left:1px solid #000000;overflow:hidden;padding:0px 3px 0px 3px;vertical-align:bottom;"></td> <td style="border-bottom:1px solid #000000;overflow:hidden;padding:0px 3px 0px 3px;vertical-align:bottom;"></td> <td data-sheets-value='{"1":2,"2":"Opal (T/O)"}' style="border-bottom:1px solid #000000;overflow:hidden;padding:0px 3px 0px 3px;vertical-align:bottom;">Opal (T/O)</td> <td data-sheets-numberformat='{"1":2,"2":"0.00","3":1}' data-sheets-value='{"1":3,"3":0.98}' style="border-bottom:1px solid #000000;overflow:hidden;padding:0px 3px 0px 3px;vertical-align:bottom;text-align:center;">0.98</td> <td data-sheets-numberformat='{"1":2,"2":"0","3":1}' data-sheets-value='{"1":3,"3":16.81}' style="border-bottom:1px solid #000000;overflow:hidden;padding:0px 3px 0px 3px;vertical-align:bottom;text-align:center;">17</td> <td data-sheets-numberformat='{"1":2,"2":"0","3":1}' data-sheets-value='{"1":3,"3":29.700000000000003}' style="border-bottom:1px solid #000000;overflow:hidden;padding:0px 3px 0px 3px;vertical-align:bottom;text-align:center;">30</td> <td data-sheets-value='{"1":3,"3":26}' style="border-right:1px solid #000000;border-bottom:1px solid #000000;overflow:hidden;padding:0px 3px 0px 3px;vertical-align:bottom;text-align:center;">26</td> </tr> </tbody></table> | skylux-160-ce-met-koepel-en-pvc-opstand-16-00-met-lm-motor-en-pvc-raam-type-ep25-1050-x-1050-mm | 8586024223053 | 46872333680973
Smoke and heat exhaust (SHEV) | SHE system | Skylux | Skylux 160° CE with skylight and PVC curb 16/00 with LM-actuator and PVC frame type EP25 1050 x 1650 mm |  | 50283 | 5412970502838 | 4959.8 | Yes | 30-45 | 73.57 | 1050 x 1650 mm | 1650 | 1050 |  | PVC 16/00 (16 cm high & roof opening = daylight size) | Rectangular | 1.19 W/m²K - 0.98 W/m²K | 57% - 30% | 37% - 17% | 24dB - 26dB | 160° CE (for industry) | PVC frame EP25 | without spoiler | E | Single actuator | Maximum double-walled skylight possible for this product | Ut-value LT-value g-value Rw-value EN 1873 : 2014 EN ISO 13468 EN 16153 EN 410 EN 410 EN ISO 140-3 Material Walls Shells (W/m²K) (%) (%) (dB) Acrylic EW Clear (H) 1.19 37 57 24 PMMA Opal (O) 1.19 34 50 24 DW Clear (H/H) 0.98 33 50 26 Opal (O/O) 0.98 28 38 26 Polycarbonate EW Clear (A) 1.19 36 55 24 PC Opal (D) 1.19 24 40 24 DW Clear (A/H) 0.98 32 48 26 Clear (A/A) 0.98 32 46 26 Opal (A/O) 0.98 30 42 26 Opal (A/D) 0.98 21 33 26 Polycarbonate EW Heatstop Opal (T) 1.19 20 39 24 Heatstop PC DW Clear (T/H) 0.98 18 34 26 Opal (T/O) 0.98 17 30 26 | https://skylux.eu/en/products/skylux-160-ce-met-koepel-en-pvc-opstand-16-00-met-lm-motor-en-pvc-raam-type-ep25-1050-x-1650-mm | https://skylux.eu/cdn/shop/files/Skylux-160deg-CE-met-koepel-en-pvc-opstand-1600-met-LM-motor-en-pvc-raam-type-EP25-1050-x-1650-mm-RWA-systeem.jpg?v=1702979657&width=1600 | https://skylux.eu/cdn/shop/files/e5a82811-1bb0-48e4-a776-cacb59c7c092_c3e2c07c-3c91-4f89-a323-e276e55d622d.jpg?v=1688550949&width=1600 | //skylux.eu/cdn/shop/files/E_MH_Mounting_instructions_Skylux_160_CE_LM.pdf?v=12406716259046007223 | //skylux.eu/cdn/shop/files/E_TD_Technical_File_Skylux_Skylux_160_CE_Electric.pdf?v=3667116872303399239 | <style type="text/css" id="isPasted"><!--td {border: 1px solid #cccccc;}br {mso-data-placement:same-cell;}--></style><table border="1" cellpadding="0" cellspacing="0" dir="ltr" style="table-layout:fixed;font-size:10pt;font-family:Arial;border-collapse:collapse;border:none;"><tbody> <tr style="height:20px;"> <td style="overflow:hidden;padding:0px 3px 0px 3px;vertical-align:bottom;"></td> <td style="overflow:hidden;padding:0px 3px 0px 3px;vertical-align:bottom;"></td> <td style="overflow:hidden;padding:0px 3px 0px 3px;vertical-align:bottom;"></td> <td data-sheets-value='{"1":2,"2":"Ut-value"}' style="overflow:hidden;padding:0px 3px 0px 3px;vertical-align:bottom;font-weight:bold;text-align:center;">Ut-value</td> <td data-sheets-value='{"1":2,"2":"LT-value"}' style="overflow:hidden;padding:0px 3px 0px 3px;vertical-align:bottom;font-weight:bold;text-align:center;">LT-value</td> <td data-sheets-value='{"1":2,"2":"g-value"}' style="overflow:hidden;padding:0px 3px 0px 3px;vertical-align:bottom;font-weight:bold;text-align:center;">g-value</td> <td data-sheets-value='{"1":2,"2":"Rw-value "}' style="overflow:hidden;padding:0px 3px 0px 3px;vertical-align:bottom;font-weight:bold;text-align:center;">Rw-value </td> </tr> <tr style="height:20px;"> <td style="overflow:hidden;padding:0px 3px 0px 3px;vertical-align:bottom;"></td> <td style="overflow:hidden;padding:0px 3px 0px 3px;vertical-align:bottom;"></td> <td style="overflow:hidden;padding:0px 3px 0px 3px;vertical-align:bottom;"></td> <td data-sheets-numberformat='{"1":2,"2":"0.00","3":1}' data-sheets-value='{"1":2,"2":"EN 1873 : 2014"}' style="overflow:hidden;padding:0px 3px 0px 3px;vertical-align:bottom;text-align:center;">EN 1873 : 2014</td> <td data-sheets-numberformat='{"1":2,"2":"0","3":1}' data-sheets-value='{"1":2,"2":"EN ISO 13468 EN 16153 EN 410"}' style="overflow:hidden;padding:0px 3px 0px 3px;vertical-align:bottom;text-align:center;">EN ISO 13468 EN 16153 EN 410</td> <td data-sheets-numberformat='{"1":2,"2":"0","3":1}' data-sheets-value='{"1":2,"2":"EN 410"}' style="overflow:hidden;padding:0px 3px 0px 3px;vertical-align:bottom;text-align:center;">EN 410</td> <td data-sheets-value='{"1":2,"2":"EN ISO 140-3\t\t"}' style="overflow:hidden;padding:0px 3px 0px 3px;vertical-align:bottom;text-align:center;">EN ISO 140-3 </td> </tr> <tr style="height:20px;"> <td data-sheets-value='{"1":2,"2":"Material"}' style="border-bottom:1px solid #000000;overflow:hidden;padding:0px 3px 0px 3px;vertical-align:bottom;background-color:#000000;font-weight:bold;color:#ffffff;">Material</td> <td data-sheets-value='{"1":2,"2":"Walls"}' style="border-bottom:1px solid #000000;overflow:hidden;padding:0px 3px 0px 3px;vertical-align:bottom;background-color:#000000;font-weight:bold;color:#ffffff;">Walls</td> <td data-sheets-value='{"1":2,"2":"Shells"}' style="border-bottom:1px solid #000000;overflow:hidden;padding:0px 3px 0px 3px;vertical-align:bottom;background-color:#000000;font-weight:bold;color:#ffffff;">Shells</td> <td data-sheets-numberformat='{"1":2,"2":"0.00","3":1}' data-sheets-value='{"1":2,"2":"(W/m²K)\t"}' style="border-bottom:1px solid #000000;overflow:hidden;padding:0px 3px 0px 3px;vertical-align:bottom;background-color:#000000;font-weight:bold;color:#ffffff;text-align:center;">(W/m²K) </td> <td data-sheets-numberformat='{"1":2,"2":"0","3":1}' data-sheets-value='{"1":2,"2":"(%)"}' style="border-bottom:1px solid #000000;overflow:hidden;padding:0px 3px 0px 3px;vertical-align:bottom;background-color:#000000;font-weight:bold;color:#ffffff;text-align:center;">(%)</td> <td data-sheets-numberformat='{"1":2,"2":"0","3":1}' data-sheets-value='{"1":2,"2":"(%)"}' style="border-bottom:1px solid #000000;overflow:hidden;padding:0px 3px 0px 3px;vertical-align:bottom;background-color:#000000;font-weight:bold;color:#ffffff;text-align:center;">(%)</td> <td data-sheets-value='{"1":2,"2":"(dB)"}' style="border-bottom:1px solid #000000;overflow:hidden;padding:0px 3px 0px 3px;vertical-align:bottom;background-color:#000000;font-weight:bold;color:#ffffff;text-align:center;">(dB)</td> </tr> <tr style="height:20px;"> <td data-sheets-value='{"1":2,"2":"Acrylic"}' style="border-left:1px solid #000000;overflow:hidden;padding:0px 3px 0px 3px;vertical-align:bottom;">Acrylic</td> <td data-sheets-value='{"1":2,"2":"EW"}' style="overflow:hidden;padding:0px 3px 0px 3px;vertical-align:bottom;">EW</td> <td data-sheets-value='{"1":2,"2":"Clear (H)"}' style="overflow:hidden;padding:0px 3px 0px 3px;vertical-align:bottom;">Clear (H)</td> <td data-sheets-numberformat='{"1":2,"2":"0.00","3":1}' data-sheets-value='{"1":3,"3":1.19}' style="overflow:hidden;padding:0px 3px 0px 3px;vertical-align:bottom;text-align:center;">1.19</td> <td data-sheets-numberformat='{"1":2,"2":"0","3":1}' data-sheets-value='{"1":3,"3":36.9}' style="overflow:hidden;padding:0px 3px 0px 3px;vertical-align:bottom;text-align:center;">37</td> <td data-sheets-numberformat='{"1":2,"2":"0","3":1}' data-sheets-value='{"1":3,"3":57.42}' style="overflow:hidden;padding:0px 3px 0px 3px;vertical-align:bottom;text-align:center;">57</td> <td data-sheets-value='{"1":3,"3":24}' style="border-right:1px solid #000000;overflow:hidden;padding:0px 3px 0px 3px;vertical-align:bottom;text-align:center;">24</td> </tr> <tr style="height:20px;"> <td data-sheets-value='{"1":2,"2":"PMMA"}' style="border-left:1px solid #000000;overflow:hidden;padding:0px 3px 0px 3px;vertical-align:bottom;">PMMA</td> <td style="overflow:hidden;padding:0px 3px 0px 3px;vertical-align:bottom;"></td> <td data-sheets-value='{"1":2,"2":"Opal (O)"}' style="overflow:hidden;padding:0px 3px 0px 3px;vertical-align:bottom;">Opal (O)</td> <td data-sheets-numberformat='{"1":2,"2":"0.00","3":1}' data-sheets-value='{"1":3,"3":1.19}' style="overflow:hidden;padding:0px 3px 0px 3px;vertical-align:bottom;text-align:center;">1.19</td> <td data-sheets-numberformat='{"1":2,"2":"0","3":1}' data-sheets-value='{"1":3,"3":34.03}' style="overflow:hidden;padding:0px 3px 0px 3px;vertical-align:bottom;text-align:center;">34</td> <td data-sheets-numberformat='{"1":2,"2":"0","3":1}' data-sheets-value='{"1":3,"3":50.160000000000004}' style="overflow:hidden;padding:0px 3px 0px 3px;vertical-align:bottom;text-align:center;">50</td> <td data-sheets-value='{"1":3,"3":24}' style="border-right:1px solid #000000;overflow:hidden;padding:0px 3px 0px 3px;vertical-align:bottom;text-align:center;">24</td> </tr> <tr style="height:20px;"> <td style="border-left:1px solid #000000;overflow:hidden;padding:0px 3px 0px 3px;vertical-align:bottom;"></td> <td data-sheets-value='{"1":2,"2":"DW"}' style="overflow:hidden;padding:0px 3px 0px 3px;vertical-align:bottom;">DW</td> <td data-sheets-value='{"1":2,"2":"Clear (H/H)"}' style="overflow:hidden;padding:0px 3px 0px 3px;vertical-align:bottom;">Clear (H/H)</td> <td data-sheets-numberformat='{"1":2,"2":"0.00","3":1}' data-sheets-value='{"1":3,"3":0.98}' style="overflow:hidden;padding:0px 3px 0px 3px;vertical-align:bottom;text-align:center;">0.98</td> <td data-sheets-numberformat='{"1":2,"2":"0","3":1}' data-sheets-value='{"1":3,"3":33.21}' style="overflow:hidden;padding:0px 3px 0px 3px;vertical-align:bottom;text-align:center;">33</td> <td data-sheets-numberformat='{"1":2,"2":"0","3":1}' data-sheets-value='{"1":3,"3":49.5}' style="overflow:hidden;padding:0px 3px 0px 3px;vertical-align:bottom;text-align:center;">50</td> <td data-sheets-value='{"1":3,"3":26}' style="border-right:1px solid #000000;overflow:hidden;padding:0px 3px 0px 3px;vertical-align:bottom;text-align:center;">26</td> </tr> <tr style="height:20px;"> <td style="border-bottom:1px solid #000000;border-left:1px solid #000000;overflow:hidden;padding:0px 3px 0px 3px;vertical-align:bottom;"></td> <td style="border-bottom:1px solid #000000;overflow:hidden;padding:0px 3px 0px 3px;vertical-align:bottom;"></td> <td data-sheets-value='{"1":2,"2":"Opal (O/O)"}' style="border-bottom:1px solid #000000;overflow:hidden;padding:0px 3px 0px 3px;vertical-align:bottom;">Opal (O/O)</td> <td data-sheets-numberformat='{"1":2,"2":"0.00","3":1}' data-sheets-value='{"1":3,"3":0.98}' style="border-bottom:1px solid #000000;overflow:hidden;padding:0px 3px 0px 3px;vertical-align:bottom;text-align:center;">0.98</td> <td data-sheets-numberformat='{"1":2,"2":"0","3":1}' data-sheets-value='{"1":3,"3":28.29}' style="border-bottom:1px solid #000000;overflow:hidden;padding:0px 3px 0px 3px;vertical-align:bottom;text-align:center;">28</td> <td data-sheets-numberformat='{"1":2,"2":"0","3":1}' data-sheets-value='{"1":3,"3":38.28}' style="border-bottom:1px solid #000000;overflow:hidden;padding:0px 3px 0px 3px;vertical-align:bottom;text-align:center;">38</td> <td data-sheets-value='{"1":3,"3":26}' style="border-right:1px solid #000000;border-bottom:1px solid #000000;overflow:hidden;padding:0px 3px 0px 3px;vertical-align:bottom;text-align:center;">26</td> </tr> <tr style="height:20px;"> <td data-sheets-value='{"1":2,"2":"Polycarbonate "}' style="border-left:1px solid #000000;overflow:hidden;padding:0px 3px 0px 3px;vertical-align:bottom;">Polycarbonate </td> <td data-sheets-value='{"1":2,"2":"EW"}' style="overflow:hidden;padding:0px 3px 0px 3px;vertical-align:bottom;">EW</td> <td data-sheets-value='{"1":2,"2":"Clear (A)"}' style="overflow:hidden;padding:0px 3px 0px 3px;vertical-align:bottom;">Clear (A)</td> <td data-sheets-numberformat='{"1":2,"2":"0.00","3":1}' data-sheets-value='{"1":3,"3":1.19}' style="overflow:hidden;padding:0px 3px 0px 3px;vertical-align:bottom;text-align:center;">1.19</td> <td data-sheets-numberformat='{"1":2,"2":"0","3":1}' data-sheets-value='{"1":3,"3":36.08}' style="overflow:hidden;padding:0px 3px 0px 3px;vertical-align:bottom;text-align:center;">36</td> <td data-sheets-numberformat='{"1":2,"2":"0","3":1}' data-sheets-value='{"1":3,"3":54.78}' style="overflow:hidden;padding:0px 3px 0px 3px;vertical-align:bottom;text-align:center;">55</td> <td data-sheets-value='{"1":3,"3":24}' style="border-right:1px solid #000000;overflow:hidden;padding:0px 3px 0px 3px;vertical-align:bottom;text-align:center;">24</td> </tr> <tr style="height:20px;"> <td data-sheets-value='{"1":2,"2":"PC"}' style="border-left:1px solid #000000;overflow:hidden;padding:0px 3px 0px 3px;vertical-align:bottom;">PC</td> <td style="overflow:hidden;padding:0px 3px 0px 3px;vertical-align:bottom;"></td> <td data-sheets-value='{"1":2,"2":"Opal (D)"}' style="overflow:hidden;padding:0px 3px 0px 3px;vertical-align:bottom;">Opal (D)</td> <td data-sheets-numberformat='{"1":2,"2":"0.00","3":1}' data-sheets-value='{"1":3,"3":1.19}' style="overflow:hidden;padding:0px 3px 0px 3px;vertical-align:bottom;text-align:center;">1.19</td> <td data-sheets-numberformat='{"1":2,"2":"0","3":1}' data-sheets-value='{"1":3,"3":23.779999999999998}' style="overflow:hidden;padding:0px 3px 0px 3px;vertical-align:bottom;text-align:center;">24</td> <td data-sheets-numberformat='{"1":2,"2":"0","3":1}' data-sheets-value='{"1":3,"3":39.6}' style="overflow:hidden;padding:0px 3px 0px 3px;vertical-align:bottom;text-align:center;">40</td> <td data-sheets-value='{"1":3,"3":24}' style="border-right:1px solid #000000;overflow:hidden;padding:0px 3px 0px 3px;vertical-align:bottom;text-align:center;">24</td> </tr> <tr style="height:20px;"> <td style="border-left:1px solid #000000;overflow:hidden;padding:0px 3px 0px 3px;vertical-align:bottom;"></td> <td data-sheets-value='{"1":2,"2":"DW"}' style="overflow:hidden;padding:0px 3px 0px 3px;vertical-align:bottom;">DW</td> <td data-sheets-value='{"1":2,"2":"Clear (A/H)"}' style="overflow:hidden;padding:0px 3px 0px 3px;vertical-align:bottom;">Clear (A/H)</td> <td data-sheets-numberformat='{"1":2,"2":"0.00","3":1}' data-sheets-value='{"1":3,"3":0.98}' style="overflow:hidden;padding:0px 3px 0px 3px;vertical-align:bottom;text-align:center;">0.98</td> <td data-sheets-numberformat='{"1":2,"2":"0","3":1}' data-sheets-value='{"1":3,"3":32.39}' style="overflow:hidden;padding:0px 3px 0px 3px;vertical-align:bottom;text-align:center;">32</td> <td data-sheets-numberformat='{"1":2,"2":"0","3":1}' data-sheets-value='{"1":3,"3":47.52}' style="overflow:hidden;padding:0px 3px 0px 3px;vertical-align:bottom;text-align:center;">48</td> <td data-sheets-value='{"1":3,"3":26}' style="border-right:1px solid #000000;overflow:hidden;padding:0px 3px 0px 3px;vertical-align:bottom;text-align:center;">26</td> </tr> <tr style="height:20px;"> <td style="border-left:1px solid #000000;overflow:hidden;padding:0px 3px 0px 3px;vertical-align:bottom;"></td> <td style="overflow:hidden;padding:0px 3px 0px 3px;vertical-align:bottom;"></td> <td data-sheets-value='{"1":2,"2":"Clear (A/A)"}' style="overflow:hidden;padding:0px 3px 0px 3px;vertical-align:bottom;">Clear (A/A)</td> <td data-sheets-numberformat='{"1":2,"2":"0.00","3":1}' data-sheets-value='{"1":3,"3":0.98}' style="overflow:hidden;padding:0px 3px 0px 3px;vertical-align:bottom;text-align:center;">0.98</td> <td data-sheets-numberformat='{"1":2,"2":"0","3":1}' data-sheets-value='{"1":3,"3":31.569999999999997}' style="overflow:hidden;padding:0px 3px 0px 3px;vertical-align:bottom;text-align:center;">32</td> <td data-sheets-numberformat='{"1":2,"2":"0","3":1}' data-sheets-value='{"1":3,"3":45.54}' style="overflow:hidden;padding:0px 3px 0px 3px;vertical-align:bottom;text-align:center;">46</td> <td data-sheets-value='{"1":3,"3":26}' style="border-right:1px solid #000000;overflow:hidden;padding:0px 3px 0px 3px;vertical-align:bottom;text-align:center;">26</td> </tr> <tr style="height:20px;"> <td style="border-left:1px solid #000000;overflow:hidden;padding:0px 3px 0px 3px;vertical-align:bottom;"></td> <td style="overflow:hidden;padding:0px 3px 0px 3px;vertical-align:bottom;"></td> <td data-sheets-value='{"1":2,"2":"Opal (A/O)"}' style="overflow:hidden;padding:0px 3px 0px 3px;vertical-align:bottom;">Opal (A/O)</td> <td data-sheets-numberformat='{"1":2,"2":"0.00","3":1}' data-sheets-value='{"1":3,"3":0.98}' style="overflow:hidden;padding:0px 3px 0px 3px;vertical-align:bottom;text-align:center;">0.98</td> <td data-sheets-numberformat='{"1":2,"2":"0","3":1}' data-sheets-value='{"1":3,"3":29.93}' style="overflow:hidden;padding:0px 3px 0px 3px;vertical-align:bottom;text-align:center;">30</td> <td data-sheets-numberformat='{"1":2,"2":"0","3":1}' data-sheets-value='{"1":3,"3":41.580000000000005}' style="overflow:hidden;padding:0px 3px 0px 3px;vertical-align:bottom;text-align:center;">42</td> <td data-sheets-value='{"1":3,"3":26}' style="border-right:1px solid #000000;overflow:hidden;padding:0px 3px 0px 3px;vertical-align:bottom;text-align:center;">26</td> </tr> <tr style="height:20px;"> <td style="border-bottom:1px solid #000000;border-left:1px solid #000000;overflow:hidden;padding:0px 3px 0px 3px;vertical-align:bottom;"></td> <td style="border-bottom:1px solid #000000;overflow:hidden;padding:0px 3px 0px 3px;vertical-align:bottom;"></td> <td data-sheets-value='{"1":2,"2":"Opal (A/D)"}' style="border-bottom:1px solid #000000;overflow:hidden;padding:0px 3px 0px 3px;vertical-align:bottom;">Opal (A/D)</td> <td data-sheets-numberformat='{"1":2,"2":"0.00","3":1}' data-sheets-value='{"1":3,"3":0.98}' style="border-bottom:1px solid #000000;overflow:hidden;padding:0px 3px 0px 3px;vertical-align:bottom;text-align:center;">0.98</td> <td data-sheets-numberformat='{"1":2,"2":"0","3":1}' data-sheets-value='{"1":3,"3":20.91}' style="border-bottom:1px solid #000000;overflow:hidden;padding:0px 3px 0px 3px;vertical-align:bottom;text-align:center;">21</td> <td data-sheets-numberformat='{"1":2,"2":"0","3":1}' data-sheets-value='{"1":3,"3":33}' style="border-bottom:1px solid #000000;overflow:hidden;padding:0px 3px 0px 3px;vertical-align:bottom;text-align:center;">33</td> <td data-sheets-value='{"1":3,"3":26}' style="border-right:1px solid #000000;border-bottom:1px solid #000000;overflow:hidden;padding:0px 3px 0px 3px;vertical-align:bottom;text-align:center;">26</td> </tr> <tr style="height:20px;"> <td data-sheets-value='{"1":2,"2":"Polycarbonate"}' style="border-left:1px solid #000000;overflow:hidden;padding:0px 3px 0px 3px;vertical-align:bottom;">Polycarbonate</td> <td data-sheets-value='{"1":2,"2":"EW"}' style="overflow:hidden;padding:0px 3px 0px 3px;vertical-align:bottom;">EW</td> <td data-sheets-value='{"1":2,"2":"Heatstop Opal (T)"}' style="overflow:hidden;padding:0px 3px 0px 3px;vertical-align:bottom;">Heatstop Opal (T)</td> <td data-sheets-numberformat='{"1":2,"2":"0.00","3":1}' data-sheets-value='{"1":3,"3":1.19}' style="overflow:hidden;padding:0px 3px 0px 3px;vertical-align:bottom;text-align:center;">1.19</td> <td data-sheets-numberformat='{"1":2,"2":"0","3":1}' data-sheets-value='{"1":3,"3":20.09}' style="overflow:hidden;padding:0px 3px 0px 3px;vertical-align:bottom;text-align:center;">20</td> <td data-sheets-numberformat='{"1":2,"2":"0","3":1}' data-sheets-value='{"1":3,"3":38.940000000000005}' style="overflow:hidden;padding:0px 3px 0px 3px;vertical-align:bottom;text-align:center;">39</td> <td data-sheets-value='{"1":3,"3":24}' style="border-right:1px solid #000000;overflow:hidden;padding:0px 3px 0px 3px;vertical-align:bottom;text-align:center;">24</td> </tr> <tr style="height:20px;"> <td data-sheets-value='{"1":2,"2":"Heatstop PC"}' style="border-left:1px solid #000000;overflow:hidden;padding:0px 3px 0px 3px;vertical-align:bottom;">Heatstop PC</td> <td data-sheets-value='{"1":2,"2":"DW"}' style="overflow:hidden;padding:0px 3px 0px 3px;vertical-align:bottom;">DW</td> <td data-sheets-value='{"1":2,"2":"Clear (T/H)"}' style="overflow:hidden;padding:0px 3px 0px 3px;vertical-align:bottom;">Clear (T/H)</td> <td data-sheets-numberformat='{"1":2,"2":"0.00","3":1}' data-sheets-value='{"1":3,"3":0.98}' style="overflow:hidden;padding:0px 3px 0px 3px;vertical-align:bottom;text-align:center;">0.98</td> <td data-sheets-numberformat='{"1":2,"2":"0","3":1}' data-sheets-value='{"1":3,"3":18.04}' style="overflow:hidden;padding:0px 3px 0px 3px;vertical-align:bottom;text-align:center;">18</td> <td data-sheets-numberformat='{"1":2,"2":"0","3":1}' data-sheets-value='{"1":3,"3":33.660000000000004}' style="overflow:hidden;padding:0px 3px 0px 3px;vertical-align:bottom;text-align:center;">34</td> <td data-sheets-value='{"1":3,"3":26}' style="border-right:1px solid #000000;overflow:hidden;padding:0px 3px 0px 3px;vertical-align:bottom;text-align:center;">26</td> </tr> <tr style="height:20px;"> <td style="border-bottom:1px solid #000000;border-left:1px solid #000000;overflow:hidden;padding:0px 3px 0px 3px;vertical-align:bottom;"></td> <td style="border-bottom:1px solid #000000;overflow:hidden;padding:0px 3px 0px 3px;vertical-align:bottom;"></td> <td data-sheets-value='{"1":2,"2":"Opal (T/O)"}' style="border-bottom:1px solid #000000;overflow:hidden;padding:0px 3px 0px 3px;vertical-align:bottom;">Opal (T/O)</td> <td data-sheets-numberformat='{"1":2,"2":"0.00","3":1}' data-sheets-value='{"1":3,"3":0.98}' style="border-bottom:1px solid #000000;overflow:hidden;padding:0px 3px 0px 3px;vertical-align:bottom;text-align:center;">0.98</td> <td data-sheets-numberformat='{"1":2,"2":"0","3":1}' data-sheets-value='{"1":3,"3":16.81}' style="border-bottom:1px solid #000000;overflow:hidden;padding:0px 3px 0px 3px;vertical-align:bottom;text-align:center;">17</td> <td data-sheets-numberformat='{"1":2,"2":"0","3":1}' data-sheets-value='{"1":3,"3":29.700000000000003}' style="border-bottom:1px solid #000000;overflow:hidden;padding:0px 3px 0px 3px;vertical-align:bottom;text-align:center;">30</td> <td data-sheets-value='{"1":3,"3":26}' style="border-right:1px solid #000000;border-bottom:1px solid #000000;overflow:hidden;padding:0px 3px 0px 3px;vertical-align:bottom;text-align:center;">26</td> </tr> </tbody></table> | skylux-160-ce-met-koepel-en-pvc-opstand-16-00-met-lm-motor-en-pvc-raam-type-ep25-1050-x-1650-mm | 8586024288589 | 46872333779277
Smoke and heat exhaust (SHEV) | SHE system | Skylux | Skylux 160° CE with skylight and PVC curb 16/00 with LM-actuator and PVC frame type EP25 1050 x 2250 mm |  | 50284 | 5412970502845 | 5711.2 | Yes | 30-45 | 93.7 | 1050 x 2250 mm | 2250 | 1050 |  | PVC 16/00 (16 cm high & roof opening = daylight size) | Rectangular | 1.19 W/m²K - 0.98 W/m²K | 57% - 30% | 37% - 17% | 24dB - 26dB | 160° CE (for industry) | PVC frame EP25 | without spoiler | E | Single actuator | Maximum double-walled skylight possible for this product | Ut-value LT-value g-value Rw-value EN 1873 : 2014 EN ISO 13468 EN 16153 EN 410 EN 410 EN ISO 140-3 Material Walls Shells (W/m²K) (%) (%) (dB) Acrylic EW Clear (H) 1.19 37 57 24 PMMA Opal (O) 1.19 34 50 24 DW Clear (H/H) 0.98 33 50 26 Opal (O/O) 0.98 28 38 26 Polycarbonate EW Clear (A) 1.19 36 55 24 PC Opal (D) 1.19 24 40 24 DW Clear (A/H) 0.98 32 48 26 Clear (A/A) 0.98 32 46 26 Opal (A/O) 0.98 30 42 26 Opal (A/D) 0.98 21 33 26 Polycarbonate EW Heatstop Opal (T) 1.19 20 39 24 Heatstop PC DW Clear (T/H) 0.98 18 34 26 Opal (T/O) 0.98 17 30 26 | https://skylux.eu/en/products/skylux-160-ce-met-koepel-en-pvc-opstand-16-00-met-lm-motor-en-pvc-raam-type-ep25-1050-x-2250-mm | https://skylux.eu/cdn/shop/files/Skylux-160deg-CE-met-koepel-en-pvc-opstand-1600-met-LM-motor-en-pvc-raam-type-EP25-1050-x-2250-mm-RWA-systeem.jpg?v=1702979662&width=1600 | https://skylux.eu/cdn/shop/files/e5a82811-1bb0-48e4-a776-cacb59c7c092_4c3c6a0e-64c7-4e5e-bd50-7941181a409c.jpg?v=1688550950&width=1600 | //skylux.eu/cdn/shop/files/E_MH_Mounting_instructions_Skylux_160_CE_LM.pdf?v=12406716259046007223 | //skylux.eu/cdn/shop/files/E_TD_Technical_File_Skylux_Skylux_160_CE_Electric.pdf?v=3667116872303399239 | <style type="text/css" id="isPasted"><!--td {border: 1px solid #cccccc;}br {mso-data-placement:same-cell;}--></style><table border="1" cellpadding="0" cellspacing="0" dir="ltr" style="table-layout:fixed;font-size:10pt;font-family:Arial;border-collapse:collapse;border:none;"><tbody> <tr style="height:20px;"> <td style="overflow:hidden;padding:0px 3px 0px 3px;vertical-align:bottom;"></td> <td style="overflow:hidden;padding:0px 3px 0px 3px;vertical-align:bottom;"></td> <td style="overflow:hidden;padding:0px 3px 0px 3px;vertical-align:bottom;"></td> <td data-sheets-value='{"1":2,"2":"Ut-value"}' style="overflow:hidden;padding:0px 3px 0px 3px;vertical-align:bottom;font-weight:bold;text-align:center;">Ut-value</td> <td data-sheets-value='{"1":2,"2":"LT-value"}' style="overflow:hidden;padding:0px 3px 0px 3px;vertical-align:bottom;font-weight:bold;text-align:center;">LT-value</td> <td data-sheets-value='{"1":2,"2":"g-value"}' style="overflow:hidden;padding:0px 3px 0px 3px;vertical-align:bottom;font-weight:bold;text-align:center;">g-value</td> <td data-sheets-value='{"1":2,"2":"Rw-value "}' style="overflow:hidden;padding:0px 3px 0px 3px;vertical-align:bottom;font-weight:bold;text-align:center;">Rw-value </td> </tr> <tr style="height:20px;"> <td style="overflow:hidden;padding:0px 3px 0px 3px;vertical-align:bottom;"></td> <td style="overflow:hidden;padding:0px 3px 0px 3px;vertical-align:bottom;"></td> <td style="overflow:hidden;padding:0px 3px 0px 3px;vertical-align:bottom;"></td> <td data-sheets-numberformat='{"1":2,"2":"0.00","3":1}' data-sheets-value='{"1":2,"2":"EN 1873 : 2014"}' style="overflow:hidden;padding:0px 3px 0px 3px;vertical-align:bottom;text-align:center;">EN 1873 : 2014</td> <td data-sheets-numberformat='{"1":2,"2":"0","3":1}' data-sheets-value='{"1":2,"2":"EN ISO 13468 EN 16153 EN 410"}' style="overflow:hidden;padding:0px 3px 0px 3px;vertical-align:bottom;text-align:center;">EN ISO 13468 EN 16153 EN 410</td> <td data-sheets-numberformat='{"1":2,"2":"0","3":1}' data-sheets-value='{"1":2,"2":"EN 410"}' style="overflow:hidden;padding:0px 3px 0px 3px;vertical-align:bottom;text-align:center;">EN 410</td> <td data-sheets-value='{"1":2,"2":"EN ISO 140-3\t\t"}' style="overflow:hidden;padding:0px 3px 0px 3px;vertical-align:bottom;text-align:center;">EN ISO 140-3 </td> </tr> <tr style="height:20px;"> <td data-sheets-value='{"1":2,"2":"Material"}' style="border-bottom:1px solid #000000;overflow:hidden;padding:0px 3px 0px 3px;vertical-align:bottom;background-color:#000000;font-weight:bold;color:#ffffff;">Material</td> <td data-sheets-value='{"1":2,"2":"Walls"}' style="border-bottom:1px solid #000000;overflow:hidden;padding:0px 3px 0px 3px;vertical-align:bottom;background-color:#000000;font-weight:bold;color:#ffffff;">Walls</td> <td data-sheets-value='{"1":2,"2":"Shells"}' style="border-bottom:1px solid #000000;overflow:hidden;padding:0px 3px 0px 3px;vertical-align:bottom;background-color:#000000;font-weight:bold;color:#ffffff;">Shells</td> <td data-sheets-numberformat='{"1":2,"2":"0.00","3":1}' data-sheets-value='{"1":2,"2":"(W/m²K)\t"}' style="border-bottom:1px solid #000000;overflow:hidden;padding:0px 3px 0px 3px;vertical-align:bottom;background-color:#000000;font-weight:bold;color:#ffffff;text-align:center;">(W/m²K) </td> <td data-sheets-numberformat='{"1":2,"2":"0","3":1}' data-sheets-value='{"1":2,"2":"(%)"}' style="border-bottom:1px solid #000000;overflow:hidden;padding:0px 3px 0px 3px;vertical-align:bottom;background-color:#000000;font-weight:bold;color:#ffffff;text-align:center;">(%)</td> <td data-sheets-numberformat='{"1":2,"2":"0","3":1}' data-sheets-value='{"1":2,"2":"(%)"}' style="border-bottom:1px solid #000000;overflow:hidden;padding:0px 3px 0px 3px;vertical-align:bottom;background-color:#000000;font-weight:bold;color:#ffffff;text-align:center;">(%)</td> <td data-sheets-value='{"1":2,"2":"(dB)"}' style="border-bottom:1px solid #000000;overflow:hidden;padding:0px 3px 0px 3px;vertical-align:bottom;background-color:#000000;font-weight:bold;color:#ffffff;text-align:center;">(dB)</td> </tr> <tr style="height:20px;"> <td data-sheets-value='{"1":2,"2":"Acrylic"}' style="border-left:1px solid #000000;overflow:hidden;padding:0px 3px 0px 3px;vertical-align:bottom;">Acrylic</td> <td data-sheets-value='{"1":2,"2":"EW"}' style="overflow:hidden;padding:0px 3px 0px 3px;vertical-align:bottom;">EW</td> <td data-sheets-value='{"1":2,"2":"Clear (H)"}' style="overflow:hidden;padding:0px 3px 0px 3px;vertical-align:bottom;">Clear (H)</td> <td data-sheets-numberformat='{"1":2,"2":"0.00","3":1}' data-sheets-value='{"1":3,"3":1.19}' style="overflow:hidden;padding:0px 3px 0px 3px;vertical-align:bottom;text-align:center;">1.19</td> <td data-sheets-numberformat='{"1":2,"2":"0","3":1}' data-sheets-value='{"1":3,"3":36.9}' style="overflow:hidden;padding:0px 3px 0px 3px;vertical-align:bottom;text-align:center;">37</td> <td data-sheets-numberformat='{"1":2,"2":"0","3":1}' data-sheets-value='{"1":3,"3":57.42}' style="overflow:hidden;padding:0px 3px 0px 3px;vertical-align:bottom;text-align:center;">57</td> <td data-sheets-value='{"1":3,"3":24}' style="border-right:1px solid #000000;overflow:hidden;padding:0px 3px 0px 3px;vertical-align:bottom;text-align:center;">24</td> </tr> <tr style="height:20px;"> <td data-sheets-value='{"1":2,"2":"PMMA"}' style="border-left:1px solid #000000;overflow:hidden;padding:0px 3px 0px 3px;vertical-align:bottom;">PMMA</td> <td style="overflow:hidden;padding:0px 3px 0px 3px;vertical-align:bottom;"></td> <td data-sheets-value='{"1":2,"2":"Opal (O)"}' style="overflow:hidden;padding:0px 3px 0px 3px;vertical-align:bottom;">Opal (O)</td> <td data-sheets-numberformat='{"1":2,"2":"0.00","3":1}' data-sheets-value='{"1":3,"3":1.19}' style="overflow:hidden;padding:0px 3px 0px 3px;vertical-align:bottom;text-align:center;">1.19</td> <td data-sheets-numberformat='{"1":2,"2":"0","3":1}' data-sheets-value='{"1":3,"3":34.03}' style="overflow:hidden;padding:0px 3px 0px 3px;vertical-align:bottom;text-align:center;">34</td> <td data-sheets-numberformat='{"1":2,"2":"0","3":1}' data-sheets-value='{"1":3,"3":50.160000000000004}' style="overflow:hidden;padding:0px 3px 0px 3px;vertical-align:bottom;text-align:center;">50</td> <td data-sheets-value='{"1":3,"3":24}' style="border-right:1px solid #000000;overflow:hidden;padding:0px 3px 0px 3px;vertical-align:bottom;text-align:center;">24</td> </tr> <tr style="height:20px;"> <td style="border-left:1px solid #000000;overflow:hidden;padding:0px 3px 0px 3px;vertical-align:bottom;"></td> <td data-sheets-value='{"1":2,"2":"DW"}' style="overflow:hidden;padding:0px 3px 0px 3px;vertical-align:bottom;">DW</td> <td data-sheets-value='{"1":2,"2":"Clear (H/H)"}' style="overflow:hidden;padding:0px 3px 0px 3px;vertical-align:bottom;">Clear (H/H)</td> <td data-sheets-numberformat='{"1":2,"2":"0.00","3":1}' data-sheets-value='{"1":3,"3":0.98}' style="overflow:hidden;padding:0px 3px 0px 3px;vertical-align:bottom;text-align:center;">0.98</td> <td data-sheets-numberformat='{"1":2,"2":"0","3":1}' data-sheets-value='{"1":3,"3":33.21}' style="overflow:hidden;padding:0px 3px 0px 3px;vertical-align:bottom;text-align:center;">33</td> <td data-sheets-numberformat='{"1":2,"2":"0","3":1}' data-sheets-value='{"1":3,"3":49.5}' style="overflow:hidden;padding:0px 3px 0px 3px;vertical-align:bottom;text-align:center;">50</td> <td data-sheets-value='{"1":3,"3":26}' style="border-right:1px solid #000000;overflow:hidden;padding:0px 3px 0px 3px;vertical-align:bottom;text-align:center;">26</td> </tr> <tr style="height:20px;"> <td style="border-bottom:1px solid #000000;border-left:1px solid #000000;overflow:hidden;padding:0px 3px 0px 3px;vertical-align:bottom;"></td> <td style="border-bottom:1px solid #000000;overflow:hidden;padding:0px 3px 0px 3px;vertical-align:bottom;"></td> <td data-sheets-value='{"1":2,"2":"Opal (O/O)"}' style="border-bottom:1px solid #000000;overflow:hidden;padding:0px 3px 0px 3px;vertical-align:bottom;">Opal (O/O)</td> <td data-sheets-numberformat='{"1":2,"2":"0.00","3":1}' data-sheets-value='{"1":3,"3":0.98}' style="border-bottom:1px solid #000000;overflow:hidden;padding:0px 3px 0px 3px;vertical-align:bottom;text-align:center;">0.98</td> <td data-sheets-numberformat='{"1":2,"2":"0","3":1}' data-sheets-value='{"1":3,"3":28.29}' style="border-bottom:1px solid #000000;overflow:hidden;padding:0px 3px 0px 3px;vertical-align:bottom;text-align:center;">28</td> <td data-sheets-numberformat='{"1":2,"2":"0","3":1}' data-sheets-value='{"1":3,"3":38.28}' style="border-bottom:1px solid #000000;overflow:hidden;padding:0px 3px 0px 3px;vertical-align:bottom;text-align:center;">38</td> <td data-sheets-value='{"1":3,"3":26}' style="border-right:1px solid #000000;border-bottom:1px solid #000000;overflow:hidden;padding:0px 3px 0px 3px;vertical-align:bottom;text-align:center;">26</td> </tr> <tr style="height:20px;"> <td data-sheets-value='{"1":2,"2":"Polycarbonate "}' style="border-left:1px solid #000000;overflow:hidden;padding:0px 3px 0px 3px;vertical-align:bottom;">Polycarbonate </td> <td data-sheets-value='{"1":2,"2":"EW"}' style="overflow:hidden;padding:0px 3px 0px 3px;vertical-align:bottom;">EW</td> <td data-sheets-value='{"1":2,"2":"Clear (A)"}' style="overflow:hidden;padding:0px 3px 0px 3px;vertical-align:bottom;">Clear (A)</td> <td data-sheets-numberformat='{"1":2,"2":"0.00","3":1}' data-sheets-value='{"1":3,"3":1.19}' style="overflow:hidden;padding:0px 3px 0px 3px;vertical-align:bottom;text-align:center;">1.19</td> <td data-sheets-numberformat='{"1":2,"2":"0","3":1}' data-sheets-value='{"1":3,"3":36.08}' style="overflow:hidden;padding:0px 3px 0px 3px;vertical-align:bottom;text-align:center;">36</td> <td data-sheets-numberformat='{"1":2,"2":"0","3":1}' data-sheets-value='{"1":3,"3":54.78}' style="overflow:hidden;padding:0px 3px 0px 3px;vertical-align:bottom;text-align:center;">55</td> <td data-sheets-value='{"1":3,"3":24}' style="border-right:1px solid #000000;overflow:hidden;padding:0px 3px 0px 3px;vertical-align:bottom;text-align:center;">24</td> </tr> <tr style="height:20px;"> <td data-sheets-value='{"1":2,"2":"PC"}' style="border-left:1px solid #000000;overflow:hidden;padding:0px 3px 0px 3px;vertical-align:bottom;">PC</td> <td style="overflow:hidden;padding:0px 3px 0px 3px;vertical-align:bottom;"></td> <td data-sheets-value='{"1":2,"2":"Opal (D)"}' style="overflow:hidden;padding:0px 3px 0px 3px;vertical-align:bottom;">Opal (D)</td> <td data-sheets-numberformat='{"1":2,"2":"0.00","3":1}' data-sheets-value='{"1":3,"3":1.19}' style="overflow:hidden;padding:0px 3px 0px 3px;vertical-align:bottom;text-align:center;">1.19</td> <td data-sheets-numberformat='{"1":2,"2":"0","3":1}' data-sheets-value='{"1":3,"3":23.779999999999998}' style="overflow:hidden;padding:0px 3px 0px 3px;vertical-align:bottom;text-align:center;">24</td> <td data-sheets-numberformat='{"1":2,"2":"0","3":1}' data-sheets-value='{"1":3,"3":39.6}' style="overflow:hidden;padding:0px 3px 0px 3px;vertical-align:bottom;text-align:center;">40</td> <td data-sheets-value='{"1":3,"3":24}' style="border-right:1px solid #000000;overflow:hidden;padding:0px 3px 0px 3px;vertical-align:bottom;text-align:center;">24</td> </tr> <tr style="height:20px;"> <td style="border-left:1px solid #000000;overflow:hidden;padding:0px 3px 0px 3px;vertical-align:bottom;"></td> <td data-sheets-value='{"1":2,"2":"DW"}' style="overflow:hidden;padding:0px 3px 0px 3px;vertical-align:bottom;">DW</td> <td data-sheets-value='{"1":2,"2":"Clear (A/H)"}' style="overflow:hidden;padding:0px 3px 0px 3px;vertical-align:bottom;">Clear (A/H)</td> <td data-sheets-numberformat='{"1":2,"2":"0.00","3":1}' data-sheets-value='{"1":3,"3":0.98}' style="overflow:hidden;padding:0px 3px 0px 3px;vertical-align:bottom;text-align:center;">0.98</td> <td data-sheets-numberformat='{"1":2,"2":"0","3":1}' data-sheets-value='{"1":3,"3":32.39}' style="overflow:hidden;padding:0px 3px 0px 3px;vertical-align:bottom;text-align:center;">32</td> <td data-sheets-numberformat='{"1":2,"2":"0","3":1}' data-sheets-value='{"1":3,"3":47.52}' style="overflow:hidden;padding:0px 3px 0px 3px;vertical-align:bottom;text-align:center;">48</td> <td data-sheets-value='{"1":3,"3":26}' style="border-right:1px solid #000000;overflow:hidden;padding:0px 3px 0px 3px;vertical-align:bottom;text-align:center;">26</td> </tr> <tr style="height:20px;"> <td style="border-left:1px solid #000000;overflow:hidden;padding:0px 3px 0px 3px;vertical-align:bottom;"></td> <td style="overflow:hidden;padding:0px 3px 0px 3px;vertical-align:bottom;"></td> <td data-sheets-value='{"1":2,"2":"Clear (A/A)"}' style="overflow:hidden;padding:0px 3px 0px 3px;vertical-align:bottom;">Clear (A/A)</td> <td data-sheets-numberformat='{"1":2,"2":"0.00","3":1}' data-sheets-value='{"1":3,"3":0.98}' style="overflow:hidden;padding:0px 3px 0px 3px;vertical-align:bottom;text-align:center;">0.98</td> <td data-sheets-numberformat='{"1":2,"2":"0","3":1}' data-sheets-value='{"1":3,"3":31.569999999999997}' style="overflow:hidden;padding:0px 3px 0px 3px;vertical-align:bottom;text-align:center;">32</td> <td data-sheets-numberformat='{"1":2,"2":"0","3":1}' data-sheets-value='{"1":3,"3":45.54}' style="overflow:hidden;padding:0px 3px 0px 3px;vertical-align:bottom;text-align:center;">46</td> <td data-sheets-value='{"1":3,"3":26}' style="border-right:1px solid #000000;overflow:hidden;padding:0px 3px 0px 3px;vertical-align:bottom;text-align:center;">26</td> </tr> <tr style="height:20px;"> <td style="border-left:1px solid #000000;overflow:hidden;padding:0px 3px 0px 3px;vertical-align:bottom;"></td> <td style="overflow:hidden;padding:0px 3px 0px 3px;vertical-align:bottom;"></td> <td data-sheets-value='{"1":2,"2":"Opal (A/O)"}' style="overflow:hidden;padding:0px 3px 0px 3px;vertical-align:bottom;">Opal (A/O)</td> <td data-sheets-numberformat='{"1":2,"2":"0.00","3":1}' data-sheets-value='{"1":3,"3":0.98}' style="overflow:hidden;padding:0px 3px 0px 3px;vertical-align:bottom;text-align:center;">0.98</td> <td data-sheets-numberformat='{"1":2,"2":"0","3":1}' data-sheets-value='{"1":3,"3":29.93}' style="overflow:hidden;padding:0px 3px 0px 3px;vertical-align:bottom;text-align:center;">30</td> <td data-sheets-numberformat='{"1":2,"2":"0","3":1}' data-sheets-value='{"1":3,"3":41.580000000000005}' style="overflow:hidden;padding:0px 3px 0px 3px;vertical-align:bottom;text-align:center;">42</td> <td data-sheets-value='{"1":3,"3":26}' style="border-right:1px solid #000000;overflow:hidden;padding:0px 3px 0px 3px;vertical-align:bottom;text-align:center;">26</td> </tr> <tr style="height:20px;"> <td style="border-bottom:1px solid #000000;border-left:1px solid #000000;overflow:hidden;padding:0px 3px 0px 3px;vertical-align:bottom;"></td> <td style="border-bottom:1px solid #000000;overflow:hidden;padding:0px 3px 0px 3px;vertical-align:bottom;"></td> <td data-sheets-value='{"1":2,"2":"Opal (A/D)"}' style="border-bottom:1px solid #000000;overflow:hidden;padding:0px 3px 0px 3px;vertical-align:bottom;">Opal (A/D)</td> <td data-sheets-numberformat='{"1":2,"2":"0.00","3":1}' data-sheets-value='{"1":3,"3":0.98}' style="border-bottom:1px solid #000000;overflow:hidden;padding:0px 3px 0px 3px;vertical-align:bottom;text-align:center;">0.98</td> <td data-sheets-numberformat='{"1":2,"2":"0","3":1}' data-sheets-value='{"1":3,"3":20.91}' style="border-bottom:1px solid #000000;overflow:hidden;padding:0px 3px 0px 3px;vertical-align:bottom;text-align:center;">21</td> <td data-sheets-numberformat='{"1":2,"2":"0","3":1}' data-sheets-value='{"1":3,"3":33}' style="border-bottom:1px solid #000000;overflow:hidden;padding:0px 3px 0px 3px;vertical-align:bottom;text-align:center;">33</td> <td data-sheets-value='{"1":3,"3":26}' style="border-right:1px solid #000000;border-bottom:1px solid #000000;overflow:hidden;padding:0px 3px 0px 3px;vertical-align:bottom;text-align:center;">26</td> </tr> <tr style="height:20px;"> <td data-sheets-value='{"1":2,"2":"Polycarbonate"}' style="border-left:1px solid #000000;overflow:hidden;padding:0px 3px 0px 3px;vertical-align:bottom;">Polycarbonate</td> <td data-sheets-value='{"1":2,"2":"EW"}' style="overflow:hidden;padding:0px 3px 0px 3px;vertical-align:bottom;">EW</td> <td data-sheets-value='{"1":2,"2":"Heatstop Opal (T)"}' style="overflow:hidden;padding:0px 3px 0px 3px;vertical-align:bottom;">Heatstop Opal (T)</td> <td data-sheets-numberformat='{"1":2,"2":"0.00","3":1}' data-sheets-value='{"1":3,"3":1.19}' style="overflow:hidden;padding:0px 3px 0px 3px;vertical-align:bottom;text-align:center;">1.19</td> <td data-sheets-numberformat='{"1":2,"2":"0","3":1}' data-sheets-value='{"1":3,"3":20.09}' style="overflow:hidden;padding:0px 3px 0px 3px;vertical-align:bottom;text-align:center;">20</td> <td data-sheets-numberformat='{"1":2,"2":"0","3":1}' data-sheets-value='{"1":3,"3":38.940000000000005}' style="overflow:hidden;padding:0px 3px 0px 3px;vertical-align:bottom;text-align:center;">39</td> <td data-sheets-value='{"1":3,"3":24}' style="border-right:1px solid #000000;overflow:hidden;padding:0px 3px 0px 3px;vertical-align:bottom;text-align:center;">24</td> </tr> <tr style="height:20px;"> <td data-sheets-value='{"1":2,"2":"Heatstop PC"}' style="border-left:1px solid #000000;overflow:hidden;padding:0px 3px 0px 3px;vertical-align:bottom;">Heatstop PC</td> <td data-sheets-value='{"1":2,"2":"DW"}' style="overflow:hidden;padding:0px 3px 0px 3px;vertical-align:bottom;">DW</td> <td data-sheets-value='{"1":2,"2":"Clear (T/H)"}' style="overflow:hidden;padding:0px 3px 0px 3px;vertical-align:bottom;">Clear (T/H)</td> <td data-sheets-numberformat='{"1":2,"2":"0.00","3":1}' data-sheets-value='{"1":3,"3":0.98}' style="overflow:hidden;padding:0px 3px 0px 3px;vertical-align:bottom;text-align:center;">0.98</td> <td data-sheets-numberformat='{"1":2,"2":"0","3":1}' data-sheets-value='{"1":3,"3":18.04}' style="overflow:hidden;padding:0px 3px 0px 3px;vertical-align:bottom;text-align:center;">18</td> <td data-sheets-numberformat='{"1":2,"2":"0","3":1}' data-sheets-value='{"1":3,"3":33.660000000000004}' style="overflow:hidden;padding:0px 3px 0px 3px;vertical-align:bottom;text-align:center;">34</td> <td data-sheets-value='{"1":3,"3":26}' style="border-right:1px solid #000000;overflow:hidden;padding:0px 3px 0px 3px;vertical-align:bottom;text-align:center;">26</td> </tr> <tr style="height:20px;"> <td style="border-bottom:1px solid #000000;border-left:1px solid #000000;overflow:hidden;padding:0px 3px 0px 3px;vertical-align:bottom;"></td> <td style="border-bottom:1px solid #000000;overflow:hidden;padding:0px 3px 0px 3px;vertical-align:bottom;"></td> <td data-sheets-value='{"1":2,"2":"Opal (T/O)"}' style="border-bottom:1px solid #000000;overflow:hidden;padding:0px 3px 0px 3px;vertical-align:bottom;">Opal (T/O)</td> <td data-sheets-numberformat='{"1":2,"2":"0.00","3":1}' data-sheets-value='{"1":3,"3":0.98}' style="border-bottom:1px solid #000000;overflow:hidden;padding:0px 3px 0px 3px;vertical-align:bottom;text-align:center;">0.98</td> <td data-sheets-numberformat='{"1":2,"2":"0","3":1}' data-sheets-value='{"1":3,"3":16.81}' style="border-bottom:1px solid #000000;overflow:hidden;padding:0px 3px 0px 3px;vertical-align:bottom;text-align:center;">17</td> <td data-sheets-numberformat='{"1":2,"2":"0","3":1}' data-sheets-value='{"1":3,"3":29.700000000000003}' style="border-bottom:1px solid #000000;overflow:hidden;padding:0px 3px 0px 3px;vertical-align:bottom;text-align:center;">30</td> <td data-sheets-value='{"1":3,"3":26}' style="border-right:1px solid #000000;border-bottom:1px solid #000000;overflow:hidden;padding:0px 3px 0px 3px;vertical-align:bottom;text-align:center;">26</td> </tr> </tbody></table> | skylux-160-ce-met-koepel-en-pvc-opstand-16-00-met-lm-motor-en-pvc-raam-type-ep25-1050-x-2250-mm | 8586024321357 | 46872333812045
Smoke and heat exhaust (SHEV) | SHE system | Skylux | Skylux 160° CE with skylight and PVC curb 16/00 with LM-actuator and PVC frame type EP25 1100 x 1100 mm |  | 50285 | 5412970502852 | 4295.5 | Yes | 30-45 | 62.1 | 1100 x 1100 mm | 1100 | 1100 |  | PVC 16/00 (16 cm high & roof opening = daylight size) | Square | 1.19 W/m²K - 0.98 W/m²K | 57% - 30% | 37% - 17% | 24dB - 26dB | 160° CE (for industry) | PVC frame EP25 | without spoiler | E | Single actuator | Maximum double-walled skylight possible for this product | Ut-value LT-value g-value Rw-value EN 1873 : 2014 EN ISO 13468 EN 16153 EN 410 EN 410 EN ISO 140-3 Material Walls Shells (W/m²K) (%) (%) (dB) Acrylic EW Clear (H) 1.19 37 57 24 PMMA Opal (O) 1.19 34 50 24 DW Clear (H/H) 0.98 33 50 26 Opal (O/O) 0.98 28 38 26 Polycarbonate EW Clear (A) 1.19 36 55 24 PC Opal (D) 1.19 24 40 24 DW Clear (A/H) 0.98 32 48 26 Clear (A/A) 0.98 32 46 26 Opal (A/O) 0.98 30 42 26 Opal (A/D) 0.98 21 33 26 Polycarbonate EW Heatstop Opal (T) 1.19 20 39 24 Heatstop PC DW Clear (T/H) 0.98 18 34 26 Opal (T/O) 0.98 17 30 26 | https://skylux.eu/en/products/skylux-160-ce-met-koepel-en-pvc-opstand-16-00-met-lm-motor-en-pvc-raam-type-ep25-1100-x-1100-mm | https://skylux.eu/cdn/shop/files/Skylux-160deg-CE-met-koepel-en-pvc-opstand-1600-met-LM-motor-en-pvc-raam-type-EP25-1100-x-1100-mm-RWA-systeem.jpg?v=1702979669&width=1600 | https://skylux.eu/cdn/shop/files/e5a82811-1bb0-48e4-a776-cacb59c7c092_2070f2b3-0f5d-4b4f-be1d-4b5cdab1f792.jpg?v=1688550951&width=1600 | //skylux.eu/cdn/shop/files/E_MH_Mounting_instructions_Skylux_160_CE_LM.pdf?v=12406716259046007223 | //skylux.eu/cdn/shop/files/E_TD_Technical_File_Skylux_Skylux_160_CE_Electric.pdf?v=3667116872303399239 | <style type="text/css" id="isPasted"><!--td {border: 1px solid #cccccc;}br {mso-data-placement:same-cell;}--></style><table border="1" cellpadding="0" cellspacing="0" dir="ltr" style="table-layout:fixed;font-size:10pt;font-family:Arial;border-collapse:collapse;border:none;"><tbody> <tr style="height:20px;"> <td style="overflow:hidden;padding:0px 3px 0px 3px;vertical-align:bottom;"></td> <td style="overflow:hidden;padding:0px 3px 0px 3px;vertical-align:bottom;"></td> <td style="overflow:hidden;padding:0px 3px 0px 3px;vertical-align:bottom;"></td> <td data-sheets-value='{"1":2,"2":"Ut-value"}' style="overflow:hidden;padding:0px 3px 0px 3px;vertical-align:bottom;font-weight:bold;text-align:center;">Ut-value</td> <td data-sheets-value='{"1":2,"2":"LT-value"}' style="overflow:hidden;padding:0px 3px 0px 3px;vertical-align:bottom;font-weight:bold;text-align:center;">LT-value</td> <td data-sheets-value='{"1":2,"2":"g-value"}' style="overflow:hidden;padding:0px 3px 0px 3px;vertical-align:bottom;font-weight:bold;text-align:center;">g-value</td> <td data-sheets-value='{"1":2,"2":"Rw-value "}' style="overflow:hidden;padding:0px 3px 0px 3px;vertical-align:bottom;font-weight:bold;text-align:center;">Rw-value </td> </tr> <tr style="height:20px;"> <td style="overflow:hidden;padding:0px 3px 0px 3px;vertical-align:bottom;"></td> <td style="overflow:hidden;padding:0px 3px 0px 3px;vertical-align:bottom;"></td> <td style="overflow:hidden;padding:0px 3px 0px 3px;vertical-align:bottom;"></td> <td data-sheets-numberformat='{"1":2,"2":"0.00","3":1}' data-sheets-value='{"1":2,"2":"EN 1873 : 2014"}' style="overflow:hidden;padding:0px 3px 0px 3px;vertical-align:bottom;text-align:center;">EN 1873 : 2014</td> <td data-sheets-numberformat='{"1":2,"2":"0","3":1}' data-sheets-value='{"1":2,"2":"EN ISO 13468 EN 16153 EN 410"}' style="overflow:hidden;padding:0px 3px 0px 3px;vertical-align:bottom;text-align:center;">EN ISO 13468 EN 16153 EN 410</td> <td data-sheets-numberformat='{"1":2,"2":"0","3":1}' data-sheets-value='{"1":2,"2":"EN 410"}' style="overflow:hidden;padding:0px 3px 0px 3px;vertical-align:bottom;text-align:center;">EN 410</td> <td data-sheets-value='{"1":2,"2":"EN ISO 140-3\t\t"}' style="overflow:hidden;padding:0px 3px 0px 3px;vertical-align:bottom;text-align:center;">EN ISO 140-3 </td> </tr> <tr style="height:20px;"> <td data-sheets-value='{"1":2,"2":"Material"}' style="border-bottom:1px solid #000000;overflow:hidden;padding:0px 3px 0px 3px;vertical-align:bottom;background-color:#000000;font-weight:bold;color:#ffffff;">Material</td> <td data-sheets-value='{"1":2,"2":"Walls"}' style="border-bottom:1px solid #000000;overflow:hidden;padding:0px 3px 0px 3px;vertical-align:bottom;background-color:#000000;font-weight:bold;color:#ffffff;">Walls</td> <td data-sheets-value='{"1":2,"2":"Shells"}' style="border-bottom:1px solid #000000;overflow:hidden;padding:0px 3px 0px 3px;vertical-align:bottom;background-color:#000000;font-weight:bold;color:#ffffff;">Shells</td> <td data-sheets-numberformat='{"1":2,"2":"0.00","3":1}' data-sheets-value='{"1":2,"2":"(W/m²K)\t"}' style="border-bottom:1px solid #000000;overflow:hidden;padding:0px 3px 0px 3px;vertical-align:bottom;background-color:#000000;font-weight:bold;color:#ffffff;text-align:center;">(W/m²K) </td> <td data-sheets-numberformat='{"1":2,"2":"0","3":1}' data-sheets-value='{"1":2,"2":"(%)"}' style="border-bottom:1px solid #000000;overflow:hidden;padding:0px 3px 0px 3px;vertical-align:bottom;background-color:#000000;font-weight:bold;color:#ffffff;text-align:center;">(%)</td> <td data-sheets-numberformat='{"1":2,"2":"0","3":1}' data-sheets-value='{"1":2,"2":"(%)"}' style="border-bottom:1px solid #000000;overflow:hidden;padding:0px 3px 0px 3px;vertical-align:bottom;background-color:#000000;font-weight:bold;color:#ffffff;text-align:center;">(%)</td> <td data-sheets-value='{"1":2,"2":"(dB)"}' style="border-bottom:1px solid #000000;overflow:hidden;padding:0px 3px 0px 3px;vertical-align:bottom;background-color:#000000;font-weight:bold;color:#ffffff;text-align:center;">(dB)</td> </tr> <tr style="height:20px;"> <td data-sheets-value='{"1":2,"2":"Acrylic"}' style="border-left:1px solid #000000;overflow:hidden;padding:0px 3px 0px 3px;vertical-align:bottom;">Acrylic</td> <td data-sheets-value='{"1":2,"2":"EW"}' style="overflow:hidden;padding:0px 3px 0px 3px;vertical-align:bottom;">EW</td> <td data-sheets-value='{"1":2,"2":"Clear (H)"}' style="overflow:hidden;padding:0px 3px 0px 3px;vertical-align:bottom;">Clear (H)</td> <td data-sheets-numberformat='{"1":2,"2":"0.00","3":1}' data-sheets-value='{"1":3,"3":1.19}' style="overflow:hidden;padding:0px 3px 0px 3px;vertical-align:bottom;text-align:center;">1.19</td> <td data-sheets-numberformat='{"1":2,"2":"0","3":1}' data-sheets-value='{"1":3,"3":36.9}' style="overflow:hidden;padding:0px 3px 0px 3px;vertical-align:bottom;text-align:center;">37</td> <td data-sheets-numberformat='{"1":2,"2":"0","3":1}' data-sheets-value='{"1":3,"3":57.42}' style="overflow:hidden;padding:0px 3px 0px 3px;vertical-align:bottom;text-align:center;">57</td> <td data-sheets-value='{"1":3,"3":24}' style="border-right:1px solid #000000;overflow:hidden;padding:0px 3px 0px 3px;vertical-align:bottom;text-align:center;">24</td> </tr> <tr style="height:20px;"> <td data-sheets-value='{"1":2,"2":"PMMA"}' style="border-left:1px solid #000000;overflow:hidden;padding:0px 3px 0px 3px;vertical-align:bottom;">PMMA</td> <td style="overflow:hidden;padding:0px 3px 0px 3px;vertical-align:bottom;"></td> <td data-sheets-value='{"1":2,"2":"Opal (O)"}' style="overflow:hidden;padding:0px 3px 0px 3px;vertical-align:bottom;">Opal (O)</td> <td data-sheets-numberformat='{"1":2,"2":"0.00","3":1}' data-sheets-value='{"1":3,"3":1.19}' style="overflow:hidden;padding:0px 3px 0px 3px;vertical-align:bottom;text-align:center;">1.19</td> <td data-sheets-numberformat='{"1":2,"2":"0","3":1}' data-sheets-value='{"1":3,"3":34.03}' style="overflow:hidden;padding:0px 3px 0px 3px;vertical-align:bottom;text-align:center;">34</td> <td data-sheets-numberformat='{"1":2,"2":"0","3":1}' data-sheets-value='{"1":3,"3":50.160000000000004}' style="overflow:hidden;padding:0px 3px 0px 3px;vertical-align:bottom;text-align:center;">50</td> <td data-sheets-value='{"1":3,"3":24}' style="border-right:1px solid #000000;overflow:hidden;padding:0px 3px 0px 3px;vertical-align:bottom;text-align:center;">24</td> </tr> <tr style="height:20px;"> <td style="border-left:1px solid #000000;overflow:hidden;padding:0px 3px 0px 3px;vertical-align:bottom;"></td> <td data-sheets-value='{"1":2,"2":"DW"}' style="overflow:hidden;padding:0px 3px 0px 3px;vertical-align:bottom;">DW</td> <td data-sheets-value='{"1":2,"2":"Clear (H/H)"}' style="overflow:hidden;padding:0px 3px 0px 3px;vertical-align:bottom;">Clear (H/H)</td> <td data-sheets-numberformat='{"1":2,"2":"0.00","3":1}' data-sheets-value='{"1":3,"3":0.98}' style="overflow:hidden;padding:0px 3px 0px 3px;vertical-align:bottom;text-align:center;">0.98</td> <td data-sheets-numberformat='{"1":2,"2":"0","3":1}' data-sheets-value='{"1":3,"3":33.21}' style="overflow:hidden;padding:0px 3px 0px 3px;vertical-align:bottom;text-align:center;">33</td> <td data-sheets-numberformat='{"1":2,"2":"0","3":1}' data-sheets-value='{"1":3,"3":49.5}' style="overflow:hidden;padding:0px 3px 0px 3px;vertical-align:bottom;text-align:center;">50</td> <td data-sheets-value='{"1":3,"3":26}' style="border-right:1px solid #000000;overflow:hidden;padding:0px 3px 0px 3px;vertical-align:bottom;text-align:center;">26</td> </tr> <tr style="height:20px;"> <td style="border-bottom:1px solid #000000;border-left:1px solid #000000;overflow:hidden;padding:0px 3px 0px 3px;vertical-align:bottom;"></td> <td style="border-bottom:1px solid #000000;overflow:hidden;padding:0px 3px 0px 3px;vertical-align:bottom;"></td> <td data-sheets-value='{"1":2,"2":"Opal (O/O)"}' style="border-bottom:1px solid #000000;overflow:hidden;padding:0px 3px 0px 3px;vertical-align:bottom;">Opal (O/O)</td> <td data-sheets-numberformat='{"1":2,"2":"0.00","3":1}' data-sheets-value='{"1":3,"3":0.98}' style="border-bottom:1px solid #000000;overflow:hidden;padding:0px 3px 0px 3px;vertical-align:bottom;text-align:center;">0.98</td> <td data-sheets-numberformat='{"1":2,"2":"0","3":1}' data-sheets-value='{"1":3,"3":28.29}' style="border-bottom:1px solid #000000;overflow:hidden;padding:0px 3px 0px 3px;vertical-align:bottom;text-align:center;">28</td> <td data-sheets-numberformat='{"1":2,"2":"0","3":1}' data-sheets-value='{"1":3,"3":38.28}' style="border-bottom:1px solid #000000;overflow:hidden;padding:0px 3px 0px 3px;vertical-align:bottom;text-align:center;">38</td> <td data-sheets-value='{"1":3,"3":26}' style="border-right:1px solid #000000;border-bottom:1px solid #000000;overflow:hidden;padding:0px 3px 0px 3px;vertical-align:bottom;text-align:center;">26</td> </tr> <tr style="height:20px;"> <td data-sheets-value='{"1":2,"2":"Polycarbonate "}' style="border-left:1px solid #000000;overflow:hidden;padding:0px 3px 0px 3px;vertical-align:bottom;">Polycarbonate </td> <td data-sheets-value='{"1":2,"2":"EW"}' style="overflow:hidden;padding:0px 3px 0px 3px;vertical-align:bottom;">EW</td> <td data-sheets-value='{"1":2,"2":"Clear (A)"}' style="overflow:hidden;padding:0px 3px 0px 3px;vertical-align:bottom;">Clear (A)</td> <td data-sheets-numberformat='{"1":2,"2":"0.00","3":1}' data-sheets-value='{"1":3,"3":1.19}' style="overflow:hidden;padding:0px 3px 0px 3px;vertical-align:bottom;text-align:center;">1.19</td> <td data-sheets-numberformat='{"1":2,"2":"0","3":1}' data-sheets-value='{"1":3,"3":36.08}' style="overflow:hidden;padding:0px 3px 0px 3px;vertical-align:bottom;text-align:center;">36</td> <td data-sheets-numberformat='{"1":2,"2":"0","3":1}' data-sheets-value='{"1":3,"3":54.78}' style="overflow:hidden;padding:0px 3px 0px 3px;vertical-align:bottom;text-align:center;">55</td> <td data-sheets-value='{"1":3,"3":24}' style="border-right:1px solid #000000;overflow:hidden;padding:0px 3px 0px 3px;vertical-align:bottom;text-align:center;">24</td> </tr> <tr style="height:20px;"> <td data-sheets-value='{"1":2,"2":"PC"}' style="border-left:1px solid #000000;overflow:hidden;padding:0px 3px 0px 3px;vertical-align:bottom;">PC</td> <td style="overflow:hidden;padding:0px 3px 0px 3px;vertical-align:bottom;"></td> <td data-sheets-value='{"1":2,"2":"Opal (D)"}' style="overflow:hidden;padding:0px 3px 0px 3px;vertical-align:bottom;">Opal (D)</td> <td data-sheets-numberformat='{"1":2,"2":"0.00","3":1}' data-sheets-value='{"1":3,"3":1.19}' style="overflow:hidden;padding:0px 3px 0px 3px;vertical-align:bottom;text-align:center;">1.19</td> <td data-sheets-numberformat='{"1":2,"2":"0","3":1}' data-sheets-value='{"1":3,"3":23.779999999999998}' style="overflow:hidden;padding:0px 3px 0px 3px;vertical-align:bottom;text-align:center;">24</td> <td data-sheets-numberformat='{"1":2,"2":"0","3":1}' data-sheets-value='{"1":3,"3":39.6}' style="overflow:hidden;padding:0px 3px 0px 3px;vertical-align:bottom;text-align:center;">40</td> <td data-sheets-value='{"1":3,"3":24}' style="border-right:1px solid #000000;overflow:hidden;padding:0px 3px 0px 3px;vertical-align:bottom;text-align:center;">24</td> </tr> <tr style="height:20px;"> <td style="border-left:1px solid #000000;overflow:hidden;padding:0px 3px 0px 3px;vertical-align:bottom;"></td> <td data-sheets-value='{"1":2,"2":"DW"}' style="overflow:hidden;padding:0px 3px 0px 3px;vertical-align:bottom;">DW</td> <td data-sheets-value='{"1":2,"2":"Clear (A/H)"}' style="overflow:hidden;padding:0px 3px 0px 3px;vertical-align:bottom;">Clear (A/H)</td> <td data-sheets-numberformat='{"1":2,"2":"0.00","3":1}' data-sheets-value='{"1":3,"3":0.98}' style="overflow:hidden;padding:0px 3px 0px 3px;vertical-align:bottom;text-align:center;">0.98</td> <td data-sheets-numberformat='{"1":2,"2":"0","3":1}' data-sheets-value='{"1":3,"3":32.39}' style="overflow:hidden;padding:0px 3px 0px 3px;vertical-align:bottom;text-align:center;">32</td> <td data-sheets-numberformat='{"1":2,"2":"0","3":1}' data-sheets-value='{"1":3,"3":47.52}' style="overflow:hidden;padding:0px 3px 0px 3px;vertical-align:bottom;text-align:center;">48</td> <td data-sheets-value='{"1":3,"3":26}' style="border-right:1px solid #000000;overflow:hidden;padding:0px 3px 0px 3px;vertical-align:bottom;text-align:center;">26</td> </tr> <tr style="height:20px;"> <td style="border-left:1px solid #000000;overflow:hidden;padding:0px 3px 0px 3px;vertical-align:bottom;"></td> <td style="overflow:hidden;padding:0px 3px 0px 3px;vertical-align:bottom;"></td> <td data-sheets-value='{"1":2,"2":"Clear (A/A)"}' style="overflow:hidden;padding:0px 3px 0px 3px;vertical-align:bottom;">Clear (A/A)</td> <td data-sheets-numberformat='{"1":2,"2":"0.00","3":1}' data-sheets-value='{"1":3,"3":0.98}' style="overflow:hidden;padding:0px 3px 0px 3px;vertical-align:bottom;text-align:center;">0.98</td> <td data-sheets-numberformat='{"1":2,"2":"0","3":1}' data-sheets-value='{"1":3,"3":31.569999999999997}' style="overflow:hidden;padding:0px 3px 0px 3px;vertical-align:bottom;text-align:center;">32</td> <td data-sheets-numberformat='{"1":2,"2":"0","3":1}' data-sheets-value='{"1":3,"3":45.54}' style="overflow:hidden;padding:0px 3px 0px 3px;vertical-align:bottom;text-align:center;">46</td> <td data-sheets-value='{"1":3,"3":26}' style="border-right:1px solid #000000;overflow:hidden;padding:0px 3px 0px 3px;vertical-align:bottom;text-align:center;">26</td> </tr> <tr style="height:20px;"> <td style="border-left:1px solid #000000;overflow:hidden;padding:0px 3px 0px 3px;vertical-align:bottom;"></td> <td style="overflow:hidden;padding:0px 3px 0px 3px;vertical-align:bottom;"></td> <td data-sheets-value='{"1":2,"2":"Opal (A/O)"}' style="overflow:hidden;padding:0px 3px 0px 3px;vertical-align:bottom;">Opal (A/O)</td> <td data-sheets-numberformat='{"1":2,"2":"0.00","3":1}' data-sheets-value='{"1":3,"3":0.98}' style="overflow:hidden;padding:0px 3px 0px 3px;vertical-align:bottom;text-align:center;">0.98</td> <td data-sheets-numberformat='{"1":2,"2":"0","3":1}' data-sheets-value='{"1":3,"3":29.93}' style="overflow:hidden;padding:0px 3px 0px 3px;vertical-align:bottom;text-align:center;">30</td> <td data-sheets-numberformat='{"1":2,"2":"0","3":1}' data-sheets-value='{"1":3,"3":41.580000000000005}' style="overflow:hidden;padding:0px 3px 0px 3px;vertical-align:bottom;text-align:center;">42</td> <td data-sheets-value='{"1":3,"3":26}' style="border-right:1px solid #000000;overflow:hidden;padding:0px 3px 0px 3px;vertical-align:bottom;text-align:center;">26</td> </tr> <tr style="height:20px;"> <td style="border-bottom:1px solid #000000;border-left:1px solid #000000;overflow:hidden;padding:0px 3px 0px 3px;vertical-align:bottom;"></td> <td style="border-bottom:1px solid #000000;overflow:hidden;padding:0px 3px 0px 3px;vertical-align:bottom;"></td> <td data-sheets-value='{"1":2,"2":"Opal (A/D)"}' style="border-bottom:1px solid #000000;overflow:hidden;padding:0px 3px 0px 3px;vertical-align:bottom;">Opal (A/D)</td> <td data-sheets-numberformat='{"1":2,"2":"0.00","3":1}' data-sheets-value='{"1":3,"3":0.98}' style="border-bottom:1px solid #000000;overflow:hidden;padding:0px 3px 0px 3px;vertical-align:bottom;text-align:center;">0.98</td> <td data-sheets-numberformat='{"1":2,"2":"0","3":1}' data-sheets-value='{"1":3,"3":20.91}' style="border-bottom:1px solid #000000;overflow:hidden;padding:0px 3px 0px 3px;vertical-align:bottom;text-align:center;">21</td> <td data-sheets-numberformat='{"1":2,"2":"0","3":1}' data-sheets-value='{"1":3,"3":33}' style="border-bottom:1px solid #000000;overflow:hidden;padding:0px 3px 0px 3px;vertical-align:bottom;text-align:center;">33</td> <td data-sheets-value='{"1":3,"3":26}' style="border-right:1px solid #000000;border-bottom:1px solid #000000;overflow:hidden;padding:0px 3px 0px 3px;vertical-align:bottom;text-align:center;">26</td> </tr> <tr style="height:20px;"> <td data-sheets-value='{"1":2,"2":"Polycarbonate"}' style="border-left:1px solid #000000;overflow:hidden;padding:0px 3px 0px 3px;vertical-align:bottom;">Polycarbonate</td> <td data-sheets-value='{"1":2,"2":"EW"}' style="overflow:hidden;padding:0px 3px 0px 3px;vertical-align:bottom;">EW</td> <td data-sheets-value='{"1":2,"2":"Heatstop Opal (T)"}' style="overflow:hidden;padding:0px 3px 0px 3px;vertical-align:bottom;">Heatstop Opal (T)</td> <td data-sheets-numberformat='{"1":2,"2":"0.00","3":1}' data-sheets-value='{"1":3,"3":1.19}' style="overflow:hidden;padding:0px 3px 0px 3px;vertical-align:bottom;text-align:center;">1.19</td> <td data-sheets-numberformat='{"1":2,"2":"0","3":1}' data-sheets-value='{"1":3,"3":20.09}' style="overflow:hidden;padding:0px 3px 0px 3px;vertical-align:bottom;text-align:center;">20</td> <td data-sheets-numberformat='{"1":2,"2":"0","3":1}' data-sheets-value='{"1":3,"3":38.940000000000005}' style="overflow:hidden;padding:0px 3px 0px 3px;vertical-align:bottom;text-align:center;">39</td> <td data-sheets-value='{"1":3,"3":24}' style="border-right:1px solid #000000;overflow:hidden;padding:0px 3px 0px 3px;vertical-align:bottom;text-align:center;">24</td> </tr> <tr style="height:20px;"> <td data-sheets-value='{"1":2,"2":"Heatstop PC"}' style="border-left:1px solid #000000;overflow:hidden;padding:0px 3px 0px 3px;vertical-align:bottom;">Heatstop PC</td> <td data-sheets-value='{"1":2,"2":"DW"}' style="overflow:hidden;padding:0px 3px 0px 3px;vertical-align:bottom;">DW</td> <td data-sheets-value='{"1":2,"2":"Clear (T/H)"}' style="overflow:hidden;padding:0px 3px 0px 3px;vertical-align:bottom;">Clear (T/H)</td> <td data-sheets-numberformat='{"1":2,"2":"0.00","3":1}' data-sheets-value='{"1":3,"3":0.98}' style="overflow:hidden;padding:0px 3px 0px 3px;vertical-align:bottom;text-align:center;">0.98</td> <td data-sheets-numberformat='{"1":2,"2":"0","3":1}' data-sheets-value='{"1":3,"3":18.04}' style="overflow:hidden;padding:0px 3px 0px 3px;vertical-align:bottom;text-align:center;">18</td> <td data-sheets-numberformat='{"1":2,"2":"0","3":1}' data-sheets-value='{"1":3,"3":33.660000000000004}' style="overflow:hidden;padding:0px 3px 0px 3px;vertical-align:bottom;text-align:center;">34</td> <td data-sheets-value='{"1":3,"3":26}' style="border-right:1px solid #000000;overflow:hidden;padding:0px 3px 0px 3px;vertical-align:bottom;text-align:center;">26</td> </tr> <tr style="height:20px;"> <td style="border-bottom:1px solid #000000;border-left:1px solid #000000;overflow:hidden;padding:0px 3px 0px 3px;vertical-align:bottom;"></td> <td style="border-bottom:1px solid #000000;overflow:hidden;padding:0px 3px 0px 3px;vertical-align:bottom;"></td> <td data-sheets-value='{"1":2,"2":"Opal (T/O)"}' style="border-bottom:1px solid #000000;overflow:hidden;padding:0px 3px 0px 3px;vertical-align:bottom;">Opal (T/O)</td> <td data-sheets-numberformat='{"1":2,"2":"0.00","3":1}' data-sheets-value='{"1":3,"3":0.98}' style="border-bottom:1px solid #000000;overflow:hidden;padding:0px 3px 0px 3px;vertical-align:bottom;text-align:center;">0.98</td> <td data-sheets-numberformat='{"1":2,"2":"0","3":1}' data-sheets-value='{"1":3,"3":16.81}' style="border-bottom:1px solid #000000;overflow:hidden;padding:0px 3px 0px 3px;vertical-align:bottom;text-align:center;">17</td> <td data-sheets-numberformat='{"1":2,"2":"0","3":1}' data-sheets-value='{"1":3,"3":29.700000000000003}' style="border-bottom:1px solid #000000;overflow:hidden;padding:0px 3px 0px 3px;vertical-align:bottom;text-align:center;">30</td> <td data-sheets-value='{"1":3,"3":26}' style="border-right:1px solid #000000;border-bottom:1px solid #000000;overflow:hidden;padding:0px 3px 0px 3px;vertical-align:bottom;text-align:center;">26</td> </tr> </tbody></table> | skylux-160-ce-met-koepel-en-pvc-opstand-16-00-met-lm-motor-en-pvc-raam-type-ep25-1100-x-1100-mm | 8586024386893 | 46872333975885
Smoke and heat exhaust (SHEV) | SHE system | Skylux | Skylux 160° CE with skylight and PVC curb 16/00 with LM-actuator and PVC frame type EP25 1100 x 1400 mm |  | 50286 | 5412970502869 | 4768.65 | Yes | 30-45 | 68.45 | 1100 x 1400 mm | 1400 | 1100 |  | PVC 16/00 (16 cm high & roof opening = daylight size) | Rectangular | 1.19 W/m²K - 0.98 W/m²K | 57% - 30% | 37% - 17% | 24dB - 26dB | 160° CE (for industry) | PVC frame EP25 | without spoiler | E | Single actuator | Maximum double-walled skylight possible for this product | Ut-value LT-value g-value Rw-value EN 1873 : 2014 EN ISO 13468 EN 16153 EN 410 EN 410 EN ISO 140-3 Material Walls Shells (W/m²K) (%) (%) (dB) Acrylic EW Clear (H) 1.19 37 57 24 PMMA Opal (O) 1.19 34 50 24 DW Clear (H/H) 0.98 33 50 26 Opal (O/O) 0.98 28 38 26 Polycarbonate EW Clear (A) 1.19 36 55 24 PC Opal (D) 1.19 24 40 24 DW Clear (A/H) 0.98 32 48 26 Clear (A/A) 0.98 32 46 26 Opal (A/O) 0.98 30 42 26 Opal (A/D) 0.98 21 33 26 Polycarbonate EW Heatstop Opal (T) 1.19 20 39 24 Heatstop PC DW Clear (T/H) 0.98 18 34 26 Opal (T/O) 0.98 17 30 26 | https://skylux.eu/en/products/skylux-160-ce-met-koepel-en-pvc-opstand-16-00-met-lm-motor-en-pvc-raam-type-ep25-1100-x-1400-mm | https://skylux.eu/cdn/shop/files/Skylux-160deg-CE-met-koepel-en-pvc-opstand-1600-met-LM-motor-en-pvc-raam-type-EP25-1100-x-1400-mm-RWA-systeem.jpg?v=1702979674&width=1600 | https://skylux.eu/cdn/shop/files/e5a82811-1bb0-48e4-a776-cacb59c7c092_ece37dce-0f5a-4327-bb10-037c91165942.jpg?v=1688550952&width=1600 | //skylux.eu/cdn/shop/files/E_MH_Mounting_instructions_Skylux_160_CE_LM.pdf?v=12406716259046007223 | //skylux.eu/cdn/shop/files/E_TD_Technical_File_Skylux_Skylux_160_CE_Electric.pdf?v=3667116872303399239 | <style type="text/css" id="isPasted"><!--td {border: 1px solid #cccccc;}br {mso-data-placement:same-cell;}--></style><table border="1" cellpadding="0" cellspacing="0" dir="ltr" style="table-layout:fixed;font-size:10pt;font-family:Arial;border-collapse:collapse;border:none;"><tbody> <tr style="height:20px;"> <td style="overflow:hidden;padding:0px 3px 0px 3px;vertical-align:bottom;"></td> <td style="overflow:hidden;padding:0px 3px 0px 3px;vertical-align:bottom;"></td> <td style="overflow:hidden;padding:0px 3px 0px 3px;vertical-align:bottom;"></td> <td data-sheets-value='{"1":2,"2":"Ut-value"}' style="overflow:hidden;padding:0px 3px 0px 3px;vertical-align:bottom;font-weight:bold;text-align:center;">Ut-value</td> <td data-sheets-value='{"1":2,"2":"LT-value"}' style="overflow:hidden;padding:0px 3px 0px 3px;vertical-align:bottom;font-weight:bold;text-align:center;">LT-value</td> <td data-sheets-value='{"1":2,"2":"g-value"}' style="overflow:hidden;padding:0px 3px 0px 3px;vertical-align:bottom;font-weight:bold;text-align:center;">g-value</td> <td data-sheets-value='{"1":2,"2":"Rw-value "}' style="overflow:hidden;padding:0px 3px 0px 3px;vertical-align:bottom;font-weight:bold;text-align:center;">Rw-value </td> </tr> <tr style="height:20px;"> <td style="overflow:hidden;padding:0px 3px 0px 3px;vertical-align:bottom;"></td> <td style="overflow:hidden;padding:0px 3px 0px 3px;vertical-align:bottom;"></td> <td style="overflow:hidden;padding:0px 3px 0px 3px;vertical-align:bottom;"></td> <td data-sheets-numberformat='{"1":2,"2":"0.00","3":1}' data-sheets-value='{"1":2,"2":"EN 1873 : 2014"}' style="overflow:hidden;padding:0px 3px 0px 3px;vertical-align:bottom;text-align:center;">EN 1873 : 2014</td> <td data-sheets-numberformat='{"1":2,"2":"0","3":1}' data-sheets-value='{"1":2,"2":"EN ISO 13468 EN 16153 EN 410"}' style="overflow:hidden;padding:0px 3px 0px 3px;vertical-align:bottom;text-align:center;">EN ISO 13468 EN 16153 EN 410</td> <td data-sheets-numberformat='{"1":2,"2":"0","3":1}' data-sheets-value='{"1":2,"2":"EN 410"}' style="overflow:hidden;padding:0px 3px 0px 3px;vertical-align:bottom;text-align:center;">EN 410</td> <td data-sheets-value='{"1":2,"2":"EN ISO 140-3\t\t"}' style="overflow:hidden;padding:0px 3px 0px 3px;vertical-align:bottom;text-align:center;">EN ISO 140-3 </td> </tr> <tr style="height:20px;"> <td data-sheets-value='{"1":2,"2":"Material"}' style="border-bottom:1px solid #000000;overflow:hidden;padding:0px 3px 0px 3px;vertical-align:bottom;background-color:#000000;font-weight:bold;color:#ffffff;">Material</td> <td data-sheets-value='{"1":2,"2":"Walls"}' style="border-bottom:1px solid #000000;overflow:hidden;padding:0px 3px 0px 3px;vertical-align:bottom;background-color:#000000;font-weight:bold;color:#ffffff;">Walls</td> <td data-sheets-value='{"1":2,"2":"Shells"}' style="border-bottom:1px solid #000000;overflow:hidden;padding:0px 3px 0px 3px;vertical-align:bottom;background-color:#000000;font-weight:bold;color:#ffffff;">Shells</td> <td data-sheets-numberformat='{"1":2,"2":"0.00","3":1}' data-sheets-value='{"1":2,"2":"(W/m²K)\t"}' style="border-bottom:1px solid #000000;overflow:hidden;padding:0px 3px 0px 3px;vertical-align:bottom;background-color:#000000;font-weight:bold;color:#ffffff;text-align:center;">(W/m²K) </td> <td data-sheets-numberformat='{"1":2,"2":"0","3":1}' data-sheets-value='{"1":2,"2":"(%)"}' style="border-bottom:1px solid #000000;overflow:hidden;padding:0px 3px 0px 3px;vertical-align:bottom;background-color:#000000;font-weight:bold;color:#ffffff;text-align:center;">(%)</td> <td data-sheets-numberformat='{"1":2,"2":"0","3":1}' data-sheets-value='{"1":2,"2":"(%)"}' style="border-bottom:1px solid #000000;overflow:hidden;padding:0px 3px 0px 3px;vertical-align:bottom;background-color:#000000;font-weight:bold;color:#ffffff;text-align:center;">(%)</td> <td data-sheets-value='{"1":2,"2":"(dB)"}' style="border-bottom:1px solid #000000;overflow:hidden;padding:0px 3px 0px 3px;vertical-align:bottom;background-color:#000000;font-weight:bold;color:#ffffff;text-align:center;">(dB)</td> </tr> <tr style="height:20px;"> <td data-sheets-value='{"1":2,"2":"Acrylic"}' style="border-left:1px solid #000000;overflow:hidden;padding:0px 3px 0px 3px;vertical-align:bottom;">Acrylic</td> <td data-sheets-value='{"1":2,"2":"EW"}' style="overflow:hidden;padding:0px 3px 0px 3px;vertical-align:bottom;">EW</td> <td data-sheets-value='{"1":2,"2":"Clear (H)"}' style="overflow:hidden;padding:0px 3px 0px 3px;vertical-align:bottom;">Clear (H)</td> <td data-sheets-numberformat='{"1":2,"2":"0.00","3":1}' data-sheets-value='{"1":3,"3":1.19}' style="overflow:hidden;padding:0px 3px 0px 3px;vertical-align:bottom;text-align:center;">1.19</td> <td data-sheets-numberformat='{"1":2,"2":"0","3":1}' data-sheets-value='{"1":3,"3":36.9}' style="overflow:hidden;padding:0px 3px 0px 3px;vertical-align:bottom;text-align:center;">37</td> <td data-sheets-numberformat='{"1":2,"2":"0","3":1}' data-sheets-value='{"1":3,"3":57.42}' style="overflow:hidden;padding:0px 3px 0px 3px;vertical-align:bottom;text-align:center;">57</td> <td data-sheets-value='{"1":3,"3":24}' style="border-right:1px solid #000000;overflow:hidden;padding:0px 3px 0px 3px;vertical-align:bottom;text-align:center;">24</td> </tr> <tr style="height:20px;"> <td data-sheets-value='{"1":2,"2":"PMMA"}' style="border-left:1px solid #000000;overflow:hidden;padding:0px 3px 0px 3px;vertical-align:bottom;">PMMA</td> <td style="overflow:hidden;padding:0px 3px 0px 3px;vertical-align:bottom;"></td> <td data-sheets-value='{"1":2,"2":"Opal (O)"}' style="overflow:hidden;padding:0px 3px 0px 3px;vertical-align:bottom;">Opal (O)</td> <td data-sheets-numberformat='{"1":2,"2":"0.00","3":1}' data-sheets-value='{"1":3,"3":1.19}' style="overflow:hidden;padding:0px 3px 0px 3px;vertical-align:bottom;text-align:center;">1.19</td> <td data-sheets-numberformat='{"1":2,"2":"0","3":1}' data-sheets-value='{"1":3,"3":34.03}' style="overflow:hidden;padding:0px 3px 0px 3px;vertical-align:bottom;text-align:center;">34</td> <td data-sheets-numberformat='{"1":2,"2":"0","3":1}' data-sheets-value='{"1":3,"3":50.160000000000004}' style="overflow:hidden;padding:0px 3px 0px 3px;vertical-align:bottom;text-align:center;">50</td> <td data-sheets-value='{"1":3,"3":24}' style="border-right:1px solid #000000;overflow:hidden;padding:0px 3px 0px 3px;vertical-align:bottom;text-align:center;">24</td> </tr> <tr style="height:20px;"> <td style="border-left:1px solid #000000;overflow:hidden;padding:0px 3px 0px 3px;vertical-align:bottom;"></td> <td data-sheets-value='{"1":2,"2":"DW"}' style="overflow:hidden;padding:0px 3px 0px 3px;vertical-align:bottom;">DW</td> <td data-sheets-value='{"1":2,"2":"Clear (H/H)"}' style="overflow:hidden;padding:0px 3px 0px 3px;vertical-align:bottom;">Clear (H/H)</td> <td data-sheets-numberformat='{"1":2,"2":"0.00","3":1}' data-sheets-value='{"1":3,"3":0.98}' style="overflow:hidden;padding:0px 3px 0px 3px;vertical-align:bottom;text-align:center;">0.98</td> <td data-sheets-numberformat='{"1":2,"2":"0","3":1}' data-sheets-value='{"1":3,"3":33.21}' style="overflow:hidden;padding:0px 3px 0px 3px;vertical-align:bottom;text-align:center;">33</td> <td data-sheets-numberformat='{"1":2,"2":"0","3":1}' data-sheets-value='{"1":3,"3":49.5}' style="overflow:hidden;padding:0px 3px 0px 3px;vertical-align:bottom;text-align:center;">50</td> <td data-sheets-value='{"1":3,"3":26}' style="border-right:1px solid #000000;overflow:hidden;padding:0px 3px 0px 3px;vertical-align:bottom;text-align:center;">26</td> </tr> <tr style="height:20px;"> <td style="border-bottom:1px solid #000000;border-left:1px solid #000000;overflow:hidden;padding:0px 3px 0px 3px;vertical-align:bottom;"></td> <td style="border-bottom:1px solid #000000;overflow:hidden;padding:0px 3px 0px 3px;vertical-align:bottom;"></td> <td data-sheets-value='{"1":2,"2":"Opal (O/O)"}' style="border-bottom:1px solid #000000;overflow:hidden;padding:0px 3px 0px 3px;vertical-align:bottom;">Opal (O/O)</td> <td data-sheets-numberformat='{"1":2,"2":"0.00","3":1}' data-sheets-value='{"1":3,"3":0.98}' style="border-bottom:1px solid #000000;overflow:hidden;padding:0px 3px 0px 3px;vertical-align:bottom;text-align:center;">0.98</td> <td data-sheets-numberformat='{"1":2,"2":"0","3":1}' data-sheets-value='{"1":3,"3":28.29}' style="border-bottom:1px solid #000000;overflow:hidden;padding:0px 3px 0px 3px;vertical-align:bottom;text-align:center;">28</td> <td data-sheets-numberformat='{"1":2,"2":"0","3":1}' data-sheets-value='{"1":3,"3":38.28}' style="border-bottom:1px solid #000000;overflow:hidden;padding:0px 3px 0px 3px;vertical-align:bottom;text-align:center;">38</td> <td data-sheets-value='{"1":3,"3":26}' style="border-right:1px solid #000000;border-bottom:1px solid #000000;overflow:hidden;padding:0px 3px 0px 3px;vertical-align:bottom;text-align:center;">26</td> </tr> <tr style="height:20px;"> <td data-sheets-value='{"1":2,"2":"Polycarbonate "}' style="border-left:1px solid #000000;overflow:hidden;padding:0px 3px 0px 3px;vertical-align:bottom;">Polycarbonate </td> <td data-sheets-value='{"1":2,"2":"EW"}' style="overflow:hidden;padding:0px 3px 0px 3px;vertical-align:bottom;">EW</td> <td data-sheets-value='{"1":2,"2":"Clear (A)"}' style="overflow:hidden;padding:0px 3px 0px 3px;vertical-align:bottom;">Clear (A)</td> <td data-sheets-numberformat='{"1":2,"2":"0.00","3":1}' data-sheets-value='{"1":3,"3":1.19}' style="overflow:hidden;padding:0px 3px 0px 3px;vertical-align:bottom;text-align:center;">1.19</td> <td data-sheets-numberformat='{"1":2,"2":"0","3":1}' data-sheets-value='{"1":3,"3":36.08}' style="overflow:hidden;padding:0px 3px 0px 3px;vertical-align:bottom;text-align:center;">36</td> <td data-sheets-numberformat='{"1":2,"2":"0","3":1}' data-sheets-value='{"1":3,"3":54.78}' style="overflow:hidden;padding:0px 3px 0px 3px;vertical-align:bottom;text-align:center;">55</td> <td data-sheets-value='{"1":3,"3":24}' style="border-right:1px solid #000000;overflow:hidden;padding:0px 3px 0px 3px;vertical-align:bottom;text-align:center;">24</td> </tr> <tr style="height:20px;"> <td data-sheets-value='{"1":2,"2":"PC"}' style="border-left:1px solid #000000;overflow:hidden;padding:0px 3px 0px 3px;vertical-align:bottom;">PC</td> <td style="overflow:hidden;padding:0px 3px 0px 3px;vertical-align:bottom;"></td> <td data-sheets-value='{"1":2,"2":"Opal (D)"}' style="overflow:hidden;padding:0px 3px 0px 3px;vertical-align:bottom;">Opal (D)</td> <td data-sheets-numberformat='{"1":2,"2":"0.00","3":1}' data-sheets-value='{"1":3,"3":1.19}' style="overflow:hidden;padding:0px 3px 0px 3px;vertical-align:bottom;text-align:center;">1.19</td> <td data-sheets-numberformat='{"1":2,"2":"0","3":1}' data-sheets-value='{"1":3,"3":23.779999999999998}' style="overflow:hidden;padding:0px 3px 0px 3px;vertical-align:bottom;text-align:center;">24</td> <td data-sheets-numberformat='{"1":2,"2":"0","3":1}' data-sheets-value='{"1":3,"3":39.6}' style="overflow:hidden;padding:0px 3px 0px 3px;vertical-align:bottom;text-align:center;">40</td> <td data-sheets-value='{"1":3,"3":24}' style="border-right:1px solid #000000;overflow:hidden;padding:0px 3px 0px 3px;vertical-align:bottom;text-align:center;">24</td> </tr> <tr style="height:20px;"> <td style="border-left:1px solid #000000;overflow:hidden;padding:0px 3px 0px 3px;vertical-align:bottom;"></td> <td data-sheets-value='{"1":2,"2":"DW"}' style="overflow:hidden;padding:0px 3px 0px 3px;vertical-align:bottom;">DW</td> <td data-sheets-value='{"1":2,"2":"Clear (A/H)"}' style="overflow:hidden;padding:0px 3px 0px 3px;vertical-align:bottom;">Clear (A/H)</td> <td data-sheets-numberformat='{"1":2,"2":"0.00","3":1}' data-sheets-value='{"1":3,"3":0.98}' style="overflow:hidden;padding:0px 3px 0px 3px;vertical-align:bottom;text-align:center;">0.98</td> <td data-sheets-numberformat='{"1":2,"2":"0","3":1}' data-sheets-value='{"1":3,"3":32.39}' style="overflow:hidden;padding:0px 3px 0px 3px;vertical-align:bottom;text-align:center;">32</td> <td data-sheets-numberformat='{"1":2,"2":"0","3":1}' data-sheets-value='{"1":3,"3":47.52}' style="overflow:hidden;padding:0px 3px 0px 3px;vertical-align:bottom;text-align:center;">48</td> <td data-sheets-value='{"1":3,"3":26}' style="border-right:1px solid #000000;overflow:hidden;padding:0px 3px 0px 3px;vertical-align:bottom;text-align:center;">26</td> </tr> <tr style="height:20px;"> <td style="border-left:1px solid #000000;overflow:hidden;padding:0px 3px 0px 3px;vertical-align:bottom;"></td> <td style="overflow:hidden;padding:0px 3px 0px 3px;vertical-align:bottom;"></td> <td data-sheets-value='{"1":2,"2":"Clear (A/A)"}' style="overflow:hidden;padding:0px 3px 0px 3px;vertical-align:bottom;">Clear (A/A)</td> <td data-sheets-numberformat='{"1":2,"2":"0.00","3":1}' data-sheets-value='{"1":3,"3":0.98}' style="overflow:hidden;padding:0px 3px 0px 3px;vertical-align:bottom;text-align:center;">0.98</td> <td data-sheets-numberformat='{"1":2,"2":"0","3":1}' data-sheets-value='{"1":3,"3":31.569999999999997}' style="overflow:hidden;padding:0px 3px 0px 3px;vertical-align:bottom;text-align:center;">32</td> <td data-sheets-numberformat='{"1":2,"2":"0","3":1}' data-sheets-value='{"1":3,"3":45.54}' style="overflow:hidden;padding:0px 3px 0px 3px;vertical-align:bottom;text-align:center;">46</td> <td data-sheets-value='{"1":3,"3":26}' style="border-right:1px solid #000000;overflow:hidden;padding:0px 3px 0px 3px;vertical-align:bottom;text-align:center;">26</td> </tr> <tr style="height:20px;"> <td style="border-left:1px solid #000000;overflow:hidden;padding:0px 3px 0px 3px;vertical-align:bottom;"></td> <td style="overflow:hidden;padding:0px 3px 0px 3px;vertical-align:bottom;"></td> <td data-sheets-value='{"1":2,"2":"Opal (A/O)"}' style="overflow:hidden;padding:0px 3px 0px 3px;vertical-align:bottom;">Opal (A/O)</td> <td data-sheets-numberformat='{"1":2,"2":"0.00","3":1}' data-sheets-value='{"1":3,"3":0.98}' style="overflow:hidden;padding:0px 3px 0px 3px;vertical-align:bottom;text-align:center;">0.98</td> <td data-sheets-numberformat='{"1":2,"2":"0","3":1}' data-sheets-value='{"1":3,"3":29.93}' style="overflow:hidden;padding:0px 3px 0px 3px;vertical-align:bottom;text-align:center;">30</td> <td data-sheets-numberformat='{"1":2,"2":"0","3":1}' data-sheets-value='{"1":3,"3":41.580000000000005}' style="overflow:hidden;padding:0px 3px 0px 3px;vertical-align:bottom;text-align:center;">42</td> <td data-sheets-value='{"1":3,"3":26}' style="border-right:1px solid #000000;overflow:hidden;padding:0px 3px 0px 3px;vertical-align:bottom;text-align:center;">26</td> </tr> <tr style="height:20px;"> <td style="border-bottom:1px solid #000000;border-left:1px solid #000000;overflow:hidden;padding:0px 3px 0px 3px;vertical-align:bottom;"></td> <td style="border-bottom:1px solid #000000;overflow:hidden;padding:0px 3px 0px 3px;vertical-align:bottom;"></td> <td data-sheets-value='{"1":2,"2":"Opal (A/D)"}' style="border-bottom:1px solid #000000;overflow:hidden;padding:0px 3px 0px 3px;vertical-align:bottom;">Opal (A/D)</td> <td data-sheets-numberformat='{"1":2,"2":"0.00","3":1}' data-sheets-value='{"1":3,"3":0.98}' style="border-bottom:1px solid #000000;overflow:hidden;padding:0px 3px 0px 3px;vertical-align:bottom;text-align:center;">0.98</td> <td data-sheets-numberformat='{"1":2,"2":"0","3":1}' data-sheets-value='{"1":3,"3":20.91}' style="border-bottom:1px solid #000000;overflow:hidden;padding:0px 3px 0px 3px;vertical-align:bottom;text-align:center;">21</td> <td data-sheets-numberformat='{"1":2,"2":"0","3":1}' data-sheets-value='{"1":3,"3":33}' style="border-bottom:1px solid #000000;overflow:hidden;padding:0px 3px 0px 3px;vertical-align:bottom;text-align:center;">33</td> <td data-sheets-value='{"1":3,"3":26}' style="border-right:1px solid #000000;border-bottom:1px solid #000000;overflow:hidden;padding:0px 3px 0px 3px;vertical-align:bottom;text-align:center;">26</td> </tr> <tr style="height:20px;"> <td data-sheets-value='{"1":2,"2":"Polycarbonate"}' style="border-left:1px solid #000000;overflow:hidden;padding:0px 3px 0px 3px;vertical-align:bottom;">Polycarbonate</td> <td data-sheets-value='{"1":2,"2":"EW"}' style="overflow:hidden;padding:0px 3px 0px 3px;vertical-align:bottom;">EW</td> <td data-sheets-value='{"1":2,"2":"Heatstop Opal (T)"}' style="overflow:hidden;padding:0px 3px 0px 3px;vertical-align:bottom;">Heatstop Opal (T)</td> <td data-sheets-numberformat='{"1":2,"2":"0.00","3":1}' data-sheets-value='{"1":3,"3":1.19}' style="overflow:hidden;padding:0px 3px 0px 3px;vertical-align:bottom;text-align:center;">1.19</td> <td data-sheets-numberformat='{"1":2,"2":"0","3":1}' data-sheets-value='{"1":3,"3":20.09}' style="overflow:hidden;padding:0px 3px 0px 3px;vertical-align:bottom;text-align:center;">20</td> <td data-sheets-numberformat='{"1":2,"2":"0","3":1}' data-sheets-value='{"1":3,"3":38.940000000000005}' style="overflow:hidden;padding:0px 3px 0px 3px;vertical-align:bottom;text-align:center;">39</td> <td data-sheets-value='{"1":3,"3":24}' style="border-right:1px solid #000000;overflow:hidden;padding:0px 3px 0px 3px;vertical-align:bottom;text-align:center;">24</td> </tr> <tr style="height:20px;"> <td data-sheets-value='{"1":2,"2":"Heatstop PC"}' style="border-left:1px solid #000000;overflow:hidden;padding:0px 3px 0px 3px;vertical-align:bottom;">Heatstop PC</td> <td data-sheets-value='{"1":2,"2":"DW"}' style="overflow:hidden;padding:0px 3px 0px 3px;vertical-align:bottom;">DW</td> <td data-sheets-value='{"1":2,"2":"Clear (T/H)"}' style="overflow:hidden;padding:0px 3px 0px 3px;vertical-align:bottom;">Clear (T/H)</td> <td data-sheets-numberformat='{"1":2,"2":"0.00","3":1}' data-sheets-value='{"1":3,"3":0.98}' style="overflow:hidden;padding:0px 3px 0px 3px;vertical-align:bottom;text-align:center;">0.98</td> <td data-sheets-numberformat='{"1":2,"2":"0","3":1}' data-sheets-value='{"1":3,"3":18.04}' style="overflow:hidden;padding:0px 3px 0px 3px;vertical-align:bottom;text-align:center;">18</td> <td data-sheets-numberformat='{"1":2,"2":"0","3":1}' data-sheets-value='{"1":3,"3":33.660000000000004}' style="overflow:hidden;padding:0px 3px 0px 3px;vertical-align:bottom;text-align:center;">34</td> <td data-sheets-value='{"1":3,"3":26}' style="border-right:1px solid #000000;overflow:hidden;padding:0px 3px 0px 3px;vertical-align:bottom;text-align:center;">26</td> </tr> <tr style="height:20px;"> <td style="border-bottom:1px solid #000000;border-left:1px solid #000000;overflow:hidden;padding:0px 3px 0px 3px;vertical-align:bottom;"></td> <td style="border-bottom:1px solid #000000;overflow:hidden;padding:0px 3px 0px 3px;vertical-align:bottom;"></td> <td data-sheets-value='{"1":2,"2":"Opal (T/O)"}' style="border-bottom:1px solid #000000;overflow:hidden;padding:0px 3px 0px 3px;vertical-align:bottom;">Opal (T/O)</td> <td data-sheets-numberformat='{"1":2,"2":"0.00","3":1}' data-sheets-value='{"1":3,"3":0.98}' style="border-bottom:1px solid #000000;overflow:hidden;padding:0px 3px 0px 3px;vertical-align:bottom;text-align:center;">0.98</td> <td data-sheets-numberformat='{"1":2,"2":"0","3":1}' data-sheets-value='{"1":3,"3":16.81}' style="border-bottom:1px solid #000000;overflow:hidden;padding:0px 3px 0px 3px;vertical-align:bottom;text-align:center;">17</td> <td data-sheets-numberformat='{"1":2,"2":"0","3":1}' data-sheets-value='{"1":3,"3":29.700000000000003}' style="border-bottom:1px solid #000000;overflow:hidden;padding:0px 3px 0px 3px;vertical-align:bottom;text-align:center;">30</td> <td data-sheets-value='{"1":3,"3":26}' style="border-right:1px solid #000000;border-bottom:1px solid #000000;overflow:hidden;padding:0px 3px 0px 3px;vertical-align:bottom;text-align:center;">26</td> </tr> </tbody></table> | skylux-160-ce-met-koepel-en-pvc-opstand-16-00-met-lm-motor-en-pvc-raam-type-ep25-1100-x-1400-mm | 8586024419661 | 46872334008653
Smoke and heat exhaust (SHEV) | SHE system | Skylux | Skylux 160° CE with skylight and PVC curb 16/00 with LM-actuator and PVC frame type EP25 1100 x 1700 mm |  | 50287 | 5412970502876 | 4909 | Yes | 30-45 | 75.06 | 1100 x 1700 mm | 1700 | 1100 |  | PVC 16/00 (16 cm high & roof opening = daylight size) | Rectangular | 1.19 W/m²K - 0.98 W/m²K | 57% - 30% | 37% - 17% | 24dB - 26dB | 160° CE (for industry) | PVC frame EP25 | without spoiler | E | Single actuator | Maximum double-walled skylight possible for this product | Ut-value LT-value g-value Rw-value EN 1873 : 2014 EN ISO 13468 EN 16153 EN 410 EN 410 EN ISO 140-3 Material Walls Shells (W/m²K) (%) (%) (dB) Acrylic EW Clear (H) 1.19 37 57 24 PMMA Opal (O) 1.19 34 50 24 DW Clear (H/H) 0.98 33 50 26 Opal (O/O) 0.98 28 38 26 Polycarbonate EW Clear (A) 1.19 36 55 24 PC Opal (D) 1.19 24 40 24 DW Clear (A/H) 0.98 32 48 26 Clear (A/A) 0.98 32 46 26 Opal (A/O) 0.98 30 42 26 Opal (A/D) 0.98 21 33 26 Polycarbonate EW Heatstop Opal (T) 1.19 20 39 24 Heatstop PC DW Clear (T/H) 0.98 18 34 26 Opal (T/O) 0.98 17 30 26 | https://skylux.eu/en/products/skylux-160-ce-met-koepel-en-pvc-opstand-16-00-met-lm-motor-en-pvc-raam-type-ep25-1100-x-1700-mm | https://skylux.eu/cdn/shop/files/Skylux-160deg-CE-met-koepel-en-pvc-opstand-1600-met-LM-motor-en-pvc-raam-type-EP25-1100-x-1700-mm-RWA-systeem.jpg?v=1702979679&width=1600 | https://skylux.eu/cdn/shop/files/e5a82811-1bb0-48e4-a776-cacb59c7c092_a159353a-e2f6-4f84-8e7d-5682404d5549.jpg?v=1688550953&width=1600 | //skylux.eu/cdn/shop/files/E_MH_Mounting_instructions_Skylux_160_CE_LM.pdf?v=12406716259046007223 | //skylux.eu/cdn/shop/files/E_TD_Technical_File_Skylux_Skylux_160_CE_Electric.pdf?v=3667116872303399239 | <style type="text/css" id="isPasted"><!--td {border: 1px solid #cccccc;}br {mso-data-placement:same-cell;}--></style><table border="1" cellpadding="0" cellspacing="0" dir="ltr" style="table-layout:fixed;font-size:10pt;font-family:Arial;border-collapse:collapse;border:none;"><tbody> <tr style="height:20px;"> <td style="overflow:hidden;padding:0px 3px 0px 3px;vertical-align:bottom;"></td> <td style="overflow:hidden;padding:0px 3px 0px 3px;vertical-align:bottom;"></td> <td style="overflow:hidden;padding:0px 3px 0px 3px;vertical-align:bottom;"></td> <td data-sheets-value='{"1":2,"2":"Ut-value"}' style="overflow:hidden;padding:0px 3px 0px 3px;vertical-align:bottom;font-weight:bold;text-align:center;">Ut-value</td> <td data-sheets-value='{"1":2,"2":"LT-value"}' style="overflow:hidden;padding:0px 3px 0px 3px;vertical-align:bottom;font-weight:bold;text-align:center;">LT-value</td> <td data-sheets-value='{"1":2,"2":"g-value"}' style="overflow:hidden;padding:0px 3px 0px 3px;vertical-align:bottom;font-weight:bold;text-align:center;">g-value</td> <td data-sheets-value='{"1":2,"2":"Rw-value "}' style="overflow:hidden;padding:0px 3px 0px 3px;vertical-align:bottom;font-weight:bold;text-align:center;">Rw-value </td> </tr> <tr style="height:20px;"> <td style="overflow:hidden;padding:0px 3px 0px 3px;vertical-align:bottom;"></td> <td style="overflow:hidden;padding:0px 3px 0px 3px;vertical-align:bottom;"></td> <td style="overflow:hidden;padding:0px 3px 0px 3px;vertical-align:bottom;"></td> <td data-sheets-numberformat='{"1":2,"2":"0.00","3":1}' data-sheets-value='{"1":2,"2":"EN 1873 : 2014"}' style="overflow:hidden;padding:0px 3px 0px 3px;vertical-align:bottom;text-align:center;">EN 1873 : 2014</td> <td data-sheets-numberformat='{"1":2,"2":"0","3":1}' data-sheets-value='{"1":2,"2":"EN ISO 13468 EN 16153 EN 410"}' style="overflow:hidden;padding:0px 3px 0px 3px;vertical-align:bottom;text-align:center;">EN ISO 13468 EN 16153 EN 410</td> <td data-sheets-numberformat='{"1":2,"2":"0","3":1}' data-sheets-value='{"1":2,"2":"EN 410"}' style="overflow:hidden;padding:0px 3px 0px 3px;vertical-align:bottom;text-align:center;">EN 410</td> <td data-sheets-value='{"1":2,"2":"EN ISO 140-3\t\t"}' style="overflow:hidden;padding:0px 3px 0px 3px;vertical-align:bottom;text-align:center;">EN ISO 140-3 </td> </tr> <tr style="height:20px;"> <td data-sheets-value='{"1":2,"2":"Material"}' style="border-bottom:1px solid #000000;overflow:hidden;padding:0px 3px 0px 3px;vertical-align:bottom;background-color:#000000;font-weight:bold;color:#ffffff;">Material</td> <td data-sheets-value='{"1":2,"2":"Walls"}' style="border-bottom:1px solid #000000;overflow:hidden;padding:0px 3px 0px 3px;vertical-align:bottom;background-color:#000000;font-weight:bold;color:#ffffff;">Walls</td> <td data-sheets-value='{"1":2,"2":"Shells"}' style="border-bottom:1px solid #000000;overflow:hidden;padding:0px 3px 0px 3px;vertical-align:bottom;background-color:#000000;font-weight:bold;color:#ffffff;">Shells</td> <td data-sheets-numberformat='{"1":2,"2":"0.00","3":1}' data-sheets-value='{"1":2,"2":"(W/m²K)\t"}' style="border-bottom:1px solid #000000;overflow:hidden;padding:0px 3px 0px 3px;vertical-align:bottom;background-color:#000000;font-weight:bold;color:#ffffff;text-align:center;">(W/m²K) </td> <td data-sheets-numberformat='{"1":2,"2":"0","3":1}' data-sheets-value='{"1":2,"2":"(%)"}' style="border-bottom:1px solid #000000;overflow:hidden;padding:0px 3px 0px 3px;vertical-align:bottom;background-color:#000000;font-weight:bold;color:#ffffff;text-align:center;">(%)</td> <td data-sheets-numberformat='{"1":2,"2":"0","3":1}' data-sheets-value='{"1":2,"2":"(%)"}' style="border-bottom:1px solid #000000;overflow:hidden;padding:0px 3px 0px 3px;vertical-align:bottom;background-color:#000000;font-weight:bold;color:#ffffff;text-align:center;">(%)</td> <td data-sheets-value='{"1":2,"2":"(dB)"}' style="border-bottom:1px solid #000000;overflow:hidden;padding:0px 3px 0px 3px;vertical-align:bottom;background-color:#000000;font-weight:bold;color:#ffffff;text-align:center;">(dB)</td> </tr> <tr style="height:20px;"> <td data-sheets-value='{"1":2,"2":"Acrylic"}' style="border-left:1px solid #000000;overflow:hidden;padding:0px 3px 0px 3px;vertical-align:bottom;">Acrylic</td> <td data-sheets-value='{"1":2,"2":"EW"}' style="overflow:hidden;padding:0px 3px 0px 3px;vertical-align:bottom;">EW</td> <td data-sheets-value='{"1":2,"2":"Clear (H)"}' style="overflow:hidden;padding:0px 3px 0px 3px;vertical-align:bottom;">Clear (H)</td> <td data-sheets-numberformat='{"1":2,"2":"0.00","3":1}' data-sheets-value='{"1":3,"3":1.19}' style="overflow:hidden;padding:0px 3px 0px 3px;vertical-align:bottom;text-align:center;">1.19</td> <td data-sheets-numberformat='{"1":2,"2":"0","3":1}' data-sheets-value='{"1":3,"3":36.9}' style="overflow:hidden;padding:0px 3px 0px 3px;vertical-align:bottom;text-align:center;">37</td> <td data-sheets-numberformat='{"1":2,"2":"0","3":1}' data-sheets-value='{"1":3,"3":57.42}' style="overflow:hidden;padding:0px 3px 0px 3px;vertical-align:bottom;text-align:center;">57</td> <td data-sheets-value='{"1":3,"3":24}' style="border-right:1px solid #000000;overflow:hidden;padding:0px 3px 0px 3px;vertical-align:bottom;text-align:center;">24</td> </tr> <tr style="height:20px;"> <td data-sheets-value='{"1":2,"2":"PMMA"}' style="border-left:1px solid #000000;overflow:hidden;padding:0px 3px 0px 3px;vertical-align:bottom;">PMMA</td> <td style="overflow:hidden;padding:0px 3px 0px 3px;vertical-align:bottom;"></td> <td data-sheets-value='{"1":2,"2":"Opal (O)"}' style="overflow:hidden;padding:0px 3px 0px 3px;vertical-align:bottom;">Opal (O)</td> <td data-sheets-numberformat='{"1":2,"2":"0.00","3":1}' data-sheets-value='{"1":3,"3":1.19}' style="overflow:hidden;padding:0px 3px 0px 3px;vertical-align:bottom;text-align:center;">1.19</td> <td data-sheets-numberformat='{"1":2,"2":"0","3":1}' data-sheets-value='{"1":3,"3":34.03}' style="overflow:hidden;padding:0px 3px 0px 3px;vertical-align:bottom;text-align:center;">34</td> <td data-sheets-numberformat='{"1":2,"2":"0","3":1}' data-sheets-value='{"1":3,"3":50.160000000000004}' style="overflow:hidden;padding:0px 3px 0px 3px;vertical-align:bottom;text-align:center;">50</td> <td data-sheets-value='{"1":3,"3":24}' style="border-right:1px solid #000000;overflow:hidden;padding:0px 3px 0px 3px;vertical-align:bottom;text-align:center;">24</td> </tr> <tr style="height:20px;"> <td style="border-left:1px solid #000000;overflow:hidden;padding:0px 3px 0px 3px;vertical-align:bottom;"></td> <td data-sheets-value='{"1":2,"2":"DW"}' style="overflow:hidden;padding:0px 3px 0px 3px;vertical-align:bottom;">DW</td> <td data-sheets-value='{"1":2,"2":"Clear (H/H)"}' style="overflow:hidden;padding:0px 3px 0px 3px;vertical-align:bottom;">Clear (H/H)</td> <td data-sheets-numberformat='{"1":2,"2":"0.00","3":1}' data-sheets-value='{"1":3,"3":0.98}' style="overflow:hidden;padding:0px 3px 0px 3px;vertical-align:bottom;text-align:center;">0.98</td> <td data-sheets-numberformat='{"1":2,"2":"0","3":1}' data-sheets-value='{"1":3,"3":33.21}' style="overflow:hidden;padding:0px 3px 0px 3px;vertical-align:bottom;text-align:center;">33</td> <td data-sheets-numberformat='{"1":2,"2":"0","3":1}' data-sheets-value='{"1":3,"3":49.5}' style="overflow:hidden;padding:0px 3px 0px 3px;vertical-align:bottom;text-align:center;">50</td> <td data-sheets-value='{"1":3,"3":26}' style="border-right:1px solid #000000;overflow:hidden;padding:0px 3px 0px 3px;vertical-align:bottom;text-align:center;">26</td> </tr> <tr style="height:20px;"> <td style="border-bottom:1px solid #000000;border-left:1px solid #000000;overflow:hidden;padding:0px 3px 0px 3px;vertical-align:bottom;"></td> <td style="border-bottom:1px solid #000000;overflow:hidden;padding:0px 3px 0px 3px;vertical-align:bottom;"></td> <td data-sheets-value='{"1":2,"2":"Opal (O/O)"}' style="border-bottom:1px solid #000000;overflow:hidden;padding:0px 3px 0px 3px;vertical-align:bottom;">Opal (O/O)</td> <td data-sheets-numberformat='{"1":2,"2":"0.00","3":1}' data-sheets-value='{"1":3,"3":0.98}' style="border-bottom:1px solid #000000;overflow:hidden;padding:0px 3px 0px 3px;vertical-align:bottom;text-align:center;">0.98</td> <td data-sheets-numberformat='{"1":2,"2":"0","3":1}' data-sheets-value='{"1":3,"3":28.29}' style="border-bottom:1px solid #000000;overflow:hidden;padding:0px 3px 0px 3px;vertical-align:bottom;text-align:center;">28</td> <td data-sheets-numberformat='{"1":2,"2":"0","3":1}' data-sheets-value='{"1":3,"3":38.28}' style="border-bottom:1px solid #000000;overflow:hidden;padding:0px 3px 0px 3px;vertical-align:bottom;text-align:center;">38</td> <td data-sheets-value='{"1":3,"3":26}' style="border-right:1px solid #000000;border-bottom:1px solid #000000;overflow:hidden;padding:0px 3px 0px 3px;vertical-align:bottom;text-align:center;">26</td> </tr> <tr style="height:20px;"> <td data-sheets-value='{"1":2,"2":"Polycarbonate "}' style="border-left:1px solid #000000;overflow:hidden;padding:0px 3px 0px 3px;vertical-align:bottom;">Polycarbonate </td> <td data-sheets-value='{"1":2,"2":"EW"}' style="overflow:hidden;padding:0px 3px 0px 3px;vertical-align:bottom;">EW</td> <td data-sheets-value='{"1":2,"2":"Clear (A)"}' style="overflow:hidden;padding:0px 3px 0px 3px;vertical-align:bottom;">Clear (A)</td> <td data-sheets-numberformat='{"1":2,"2":"0.00","3":1}' data-sheets-value='{"1":3,"3":1.19}' style="overflow:hidden;padding:0px 3px 0px 3px;vertical-align:bottom;text-align:center;">1.19</td> <td data-sheets-numberformat='{"1":2,"2":"0","3":1}' data-sheets-value='{"1":3,"3":36.08}' style="overflow:hidden;padding:0px 3px 0px 3px;vertical-align:bottom;text-align:center;">36</td> <td data-sheets-numberformat='{"1":2,"2":"0","3":1}' data-sheets-value='{"1":3,"3":54.78}' style="overflow:hidden;padding:0px 3px 0px 3px;vertical-align:bottom;text-align:center;">55</td> <td data-sheets-value='{"1":3,"3":24}' style="border-right:1px solid #000000;overflow:hidden;padding:0px 3px 0px 3px;vertical-align:bottom;text-align:center;">24</td> </tr> <tr style="height:20px;"> <td data-sheets-value='{"1":2,"2":"PC"}' style="border-left:1px solid #000000;overflow:hidden;padding:0px 3px 0px 3px;vertical-align:bottom;">PC</td> <td style="overflow:hidden;padding:0px 3px 0px 3px;vertical-align:bottom;"></td> <td data-sheets-value='{"1":2,"2":"Opal (D)"}' style="overflow:hidden;padding:0px 3px 0px 3px;vertical-align:bottom;">Opal (D)</td> <td data-sheets-numberformat='{"1":2,"2":"0.00","3":1}' data-sheets-value='{"1":3,"3":1.19}' style="overflow:hidden;padding:0px 3px 0px 3px;vertical-align:bottom;text-align:center;">1.19</td> <td data-sheets-numberformat='{"1":2,"2":"0","3":1}' data-sheets-value='{"1":3,"3":23.779999999999998}' style="overflow:hidden;padding:0px 3px 0px 3px;vertical-align:bottom;text-align:center;">24</td> <td data-sheets-numberformat='{"1":2,"2":"0","3":1}' data-sheets-value='{"1":3,"3":39.6}' style="overflow:hidden;padding:0px 3px 0px 3px;vertical-align:bottom;text-align:center;">40</td> <td data-sheets-value='{"1":3,"3":24}' style="border-right:1px solid #000000;overflow:hidden;padding:0px 3px 0px 3px;vertical-align:bottom;text-align:center;">24</td> </tr> <tr style="height:20px;"> <td style="border-left:1px solid #000000;overflow:hidden;padding:0px 3px 0px 3px;vertical-align:bottom;"></td> <td data-sheets-value='{"1":2,"2":"DW"}' style="overflow:hidden;padding:0px 3px 0px 3px;vertical-align:bottom;">DW</td> <td data-sheets-value='{"1":2,"2":"Clear (A/H)"}' style="overflow:hidden;padding:0px 3px 0px 3px;vertical-align:bottom;">Clear (A/H)</td> <td data-sheets-numberformat='{"1":2,"2":"0.00","3":1}' data-sheets-value='{"1":3,"3":0.98}' style="overflow:hidden;padding:0px 3px 0px 3px;vertical-align:bottom;text-align:center;">0.98</td> <td data-sheets-numberformat='{"1":2,"2":"0","3":1}' data-sheets-value='{"1":3,"3":32.39}' style="overflow:hidden;padding:0px 3px 0px 3px;vertical-align:bottom;text-align:center;">32</td> <td data-sheets-numberformat='{"1":2,"2":"0","3":1}' data-sheets-value='{"1":3,"3":47.52}' style="overflow:hidden;padding:0px 3px 0px 3px;vertical-align:bottom;text-align:center;">48</td> <td data-sheets-value='{"1":3,"3":26}' style="border-right:1px solid #000000;overflow:hidden;padding:0px 3px 0px 3px;vertical-align:bottom;text-align:center;">26</td> </tr> <tr style="height:20px;"> <td style="border-left:1px solid #000000;overflow:hidden;padding:0px 3px 0px 3px;vertical-align:bottom;"></td> <td style="overflow:hidden;padding:0px 3px 0px 3px;vertical-align:bottom;"></td> <td data-sheets-value='{"1":2,"2":"Clear (A/A)"}' style="overflow:hidden;padding:0px 3px 0px 3px;vertical-align:bottom;">Clear (A/A)</td> <td data-sheets-numberformat='{"1":2,"2":"0.00","3":1}' data-sheets-value='{"1":3,"3":0.98}' style="overflow:hidden;padding:0px 3px 0px 3px;vertical-align:bottom;text-align:center;">0.98</td> <td data-sheets-numberformat='{"1":2,"2":"0","3":1}' data-sheets-value='{"1":3,"3":31.569999999999997}' style="overflow:hidden;padding:0px 3px 0px 3px;vertical-align:bottom;text-align:center;">32</td> <td data-sheets-numberformat='{"1":2,"2":"0","3":1}' data-sheets-value='{"1":3,"3":45.54}' style="overflow:hidden;padding:0px 3px 0px 3px;vertical-align:bottom;text-align:center;">46</td> <td data-sheets-value='{"1":3,"3":26}' style="border-right:1px solid #000000;overflow:hidden;padding:0px 3px 0px 3px;vertical-align:bottom;text-align:center;">26</td> </tr> <tr style="height:20px;"> <td style="border-left:1px solid #000000;overflow:hidden;padding:0px 3px 0px 3px;vertical-align:bottom;"></td> <td style="overflow:hidden;padding:0px 3px 0px 3px;vertical-align:bottom;"></td> <td data-sheets-value='{"1":2,"2":"Opal (A/O)"}' style="overflow:hidden;padding:0px 3px 0px 3px;vertical-align:bottom;">Opal (A/O)</td> <td data-sheets-numberformat='{"1":2,"2":"0.00","3":1}' data-sheets-value='{"1":3,"3":0.98}' style="overflow:hidden;padding:0px 3px 0px 3px;vertical-align:bottom;text-align:center;">0.98</td> <td data-sheets-numberformat='{"1":2,"2":"0","3":1}' data-sheets-value='{"1":3,"3":29.93}' style="overflow:hidden;padding:0px 3px 0px 3px;vertical-align:bottom;text-align:center;">30</td> <td data-sheets-numberformat='{"1":2,"2":"0","3":1}' data-sheets-value='{"1":3,"3":41.580000000000005}' style="overflow:hidden;padding:0px 3px 0px 3px;vertical-align:bottom;text-align:center;">42</td> <td data-sheets-value='{"1":3,"3":26}' style="border-right:1px solid #000000;overflow:hidden;padding:0px 3px 0px 3px;vertical-align:bottom;text-align:center;">26</td> </tr> <tr style="height:20px;"> <td style="border-bottom:1px solid #000000;border-left:1px solid #000000;overflow:hidden;padding:0px 3px 0px 3px;vertical-align:bottom;"></td> <td style="border-bottom:1px solid #000000;overflow:hidden;padding:0px 3px 0px 3px;vertical-align:bottom;"></td> <td data-sheets-value='{"1":2,"2":"Opal (A/D)"}' style="border-bottom:1px solid #000000;overflow:hidden;padding:0px 3px 0px 3px;vertical-align:bottom;">Opal (A/D)</td> <td data-sheets-numberformat='{"1":2,"2":"0.00","3":1}' data-sheets-value='{"1":3,"3":0.98}' style="border-bottom:1px solid #000000;overflow:hidden;padding:0px 3px 0px 3px;vertical-align:bottom;text-align:center;">0.98</td> <td data-sheets-numberformat='{"1":2,"2":"0","3":1}' data-sheets-value='{"1":3,"3":20.91}' style="border-bottom:1px solid #000000;overflow:hidden;padding:0px 3px 0px 3px;vertical-align:bottom;text-align:center;">21</td> <td data-sheets-numberformat='{"1":2,"2":"0","3":1}' data-sheets-value='{"1":3,"3":33}' style="border-bottom:1px solid #000000;overflow:hidden;padding:0px 3px 0px 3px;vertical-align:bottom;text-align:center;">33</td> <td data-sheets-value='{"1":3,"3":26}' style="border-right:1px solid #000000;border-bottom:1px solid #000000;overflow:hidden;padding:0px 3px 0px 3px;vertical-align:bottom;text-align:center;">26</td> </tr> <tr style="height:20px;"> <td data-sheets-value='{"1":2,"2":"Polycarbonate"}' style="border-left:1px solid #000000;overflow:hidden;padding:0px 3px 0px 3px;vertical-align:bottom;">Polycarbonate</td> <td data-sheets-value='{"1":2,"2":"EW"}' style="overflow:hidden;padding:0px 3px 0px 3px;vertical-align:bottom;">EW</td> <td data-sheets-value='{"1":2,"2":"Heatstop Opal (T)"}' style="overflow:hidden;padding:0px 3px 0px 3px;vertical-align:bottom;">Heatstop Opal (T)</td> <td data-sheets-numberformat='{"1":2,"2":"0.00","3":1}' data-sheets-value='{"1":3,"3":1.19}' style="overflow:hidden;padding:0px 3px 0px 3px;vertical-align:bottom;text-align:center;">1.19</td> <td data-sheets-numberformat='{"1":2,"2":"0","3":1}' data-sheets-value='{"1":3,"3":20.09}' style="overflow:hidden;padding:0px 3px 0px 3px;vertical-align:bottom;text-align:center;">20</td> <td data-sheets-numberformat='{"1":2,"2":"0","3":1}' data-sheets-value='{"1":3,"3":38.940000000000005}' style="overflow:hidden;padding:0px 3px 0px 3px;vertical-align:bottom;text-align:center;">39</td> <td data-sheets-value='{"1":3,"3":24}' style="border-right:1px solid #000000;overflow:hidden;padding:0px 3px 0px 3px;vertical-align:bottom;text-align:center;">24</td> </tr> <tr style="height:20px;"> <td data-sheets-value='{"1":2,"2":"Heatstop PC"}' style="border-left:1px solid #000000;overflow:hidden;padding:0px 3px 0px 3px;vertical-align:bottom;">Heatstop PC</td> <td data-sheets-value='{"1":2,"2":"DW"}' style="overflow:hidden;padding:0px 3px 0px 3px;vertical-align:bottom;">DW</td> <td data-sheets-value='{"1":2,"2":"Clear (T/H)"}' style="overflow:hidden;padding:0px 3px 0px 3px;vertical-align:bottom;">Clear (T/H)</td> <td data-sheets-numberformat='{"1":2,"2":"0.00","3":1}' data-sheets-value='{"1":3,"3":0.98}' style="overflow:hidden;padding:0px 3px 0px 3px;vertical-align:bottom;text-align:center;">0.98</td> <td data-sheets-numberformat='{"1":2,"2":"0","3":1}' data-sheets-value='{"1":3,"3":18.04}' style="overflow:hidden;padding:0px 3px 0px 3px;vertical-align:bottom;text-align:center;">18</td> <td data-sheets-numberformat='{"1":2,"2":"0","3":1}' data-sheets-value='{"1":3,"3":33.660000000000004}' style="overflow:hidden;padding:0px 3px 0px 3px;vertical-align:bottom;text-align:center;">34</td> <td data-sheets-value='{"1":3,"3":26}' style="border-right:1px solid #000000;overflow:hidden;padding:0px 3px 0px 3px;vertical-align:bottom;text-align:center;">26</td> </tr> <tr style="height:20px;"> <td style="border-bottom:1px solid #000000;border-left:1px solid #000000;overflow:hidden;padding:0px 3px 0px 3px;vertical-align:bottom;"></td> <td style="border-bottom:1px solid #000000;overflow:hidden;padding:0px 3px 0px 3px;vertical-align:bottom;"></td> <td data-sheets-value='{"1":2,"2":"Opal (T/O)"}' style="border-bottom:1px solid #000000;overflow:hidden;padding:0px 3px 0px 3px;vertical-align:bottom;">Opal (T/O)</td> <td data-sheets-numberformat='{"1":2,"2":"0.00","3":1}' data-sheets-value='{"1":3,"3":0.98}' style="border-bottom:1px solid #000000;overflow:hidden;padding:0px 3px 0px 3px;vertical-align:bottom;text-align:center;">0.98</td> <td data-sheets-numberformat='{"1":2,"2":"0","3":1}' data-sheets-value='{"1":3,"3":16.81}' style="border-bottom:1px solid #000000;overflow:hidden;padding:0px 3px 0px 3px;vertical-align:bottom;text-align:center;">17</td> <td data-sheets-numberformat='{"1":2,"2":"0","3":1}' data-sheets-value='{"1":3,"3":29.700000000000003}' style="border-bottom:1px solid #000000;overflow:hidden;padding:0px 3px 0px 3px;vertical-align:bottom;text-align:center;">30</td> <td data-sheets-value='{"1":3,"3":26}' style="border-right:1px solid #000000;border-bottom:1px solid #000000;overflow:hidden;padding:0px 3px 0px 3px;vertical-align:bottom;text-align:center;">26</td> </tr> </tbody></table> | skylux-160-ce-met-koepel-en-pvc-opstand-16-00-met-lm-motor-en-pvc-raam-type-ep25-1100-x-1700-mm | 8586024452429 | 46872334074189
Smoke and heat exhaust (SHEV) | SHE system | Skylux | Skylux 160° CE with skylight and PVC curb 16/00 with LM-actuator and PVC frame type EP25 1100 x 2300 mm |  | 50288 | 5412970502883 | 5741.45 | Yes | 30-45 | 95.21 | 1100 x 2300 mm | 2300 | 1100 |  | PVC 16/00 (16 cm high & roof opening = daylight size) | Rectangular | 1.19 W/m²K - 0.98 W/m²K | 57% - 30% | 37% - 17% | 24dB - 26dB | 160° CE (for industry) | PVC frame EP25 | without spoiler | E | Single actuator | Maximum double-walled skylight possible for this product | Ut-value LT-value g-value Rw-value EN 1873 : 2014 EN ISO 13468 EN 16153 EN 410 EN 410 EN ISO 140-3 Material Walls Shells (W/m²K) (%) (%) (dB) Acrylic EW Clear (H) 1.19 37 57 24 PMMA Opal (O) 1.19 34 50 24 DW Clear (H/H) 0.98 33 50 26 Opal (O/O) 0.98 28 38 26 Polycarbonate EW Clear (A) 1.19 36 55 24 PC Opal (D) 1.19 24 40 24 DW Clear (A/H) 0.98 32 48 26 Clear (A/A) 0.98 32 46 26 Opal (A/O) 0.98 30 42 26 Opal (A/D) 0.98 21 33 26 Polycarbonate EW Heatstop Opal (T) 1.19 20 39 24 Heatstop PC DW Clear (T/H) 0.98 18 34 26 Opal (T/O) 0.98 17 30 26 | https://skylux.eu/en/products/skylux-160-ce-met-koepel-en-pvc-opstand-16-00-met-lm-motor-en-pvc-raam-type-ep25-1100-x-2300-mm | https://skylux.eu/cdn/shop/files/Skylux-160deg-CE-met-koepel-en-pvc-opstand-1600-met-LM-motor-en-pvc-raam-type-EP25-1100-x-2300-mm-RWA-systeem.jpg?v=1702979684&width=1600 | https://skylux.eu/cdn/shop/files/e5a82811-1bb0-48e4-a776-cacb59c7c092_3d6a655f-d980-4022-becd-e3e8033be478.jpg?v=1688550954&width=1600 | //skylux.eu/cdn/shop/files/E_MH_Mounting_instructions_Skylux_160_CE_LM.pdf?v=12406716259046007223 | //skylux.eu/cdn/shop/files/E_TD_Technical_File_Skylux_Skylux_160_CE_Electric.pdf?v=3667116872303399239 | <style type="text/css" id="isPasted"><!--td {border: 1px solid #cccccc;}br {mso-data-placement:same-cell;}--></style><table border="1" cellpadding="0" cellspacing="0" dir="ltr" style="table-layout:fixed;font-size:10pt;font-family:Arial;border-collapse:collapse;border:none;"><tbody> <tr style="height:20px;"> <td style="overflow:hidden;padding:0px 3px 0px 3px;vertical-align:bottom;"></td> <td style="overflow:hidden;padding:0px 3px 0px 3px;vertical-align:bottom;"></td> <td style="overflow:hidden;padding:0px 3px 0px 3px;vertical-align:bottom;"></td> <td data-sheets-value='{"1":2,"2":"Ut-value"}' style="overflow:hidden;padding:0px 3px 0px 3px;vertical-align:bottom;font-weight:bold;text-align:center;">Ut-value</td> <td data-sheets-value='{"1":2,"2":"LT-value"}' style="overflow:hidden;padding:0px 3px 0px 3px;vertical-align:bottom;font-weight:bold;text-align:center;">LT-value</td> <td data-sheets-value='{"1":2,"2":"g-value"}' style="overflow:hidden;padding:0px 3px 0px 3px;vertical-align:bottom;font-weight:bold;text-align:center;">g-value</td> <td data-sheets-value='{"1":2,"2":"Rw-value "}' style="overflow:hidden;padding:0px 3px 0px 3px;vertical-align:bottom;font-weight:bold;text-align:center;">Rw-value </td> </tr> <tr style="height:20px;"> <td style="overflow:hidden;padding:0px 3px 0px 3px;vertical-align:bottom;"></td> <td style="overflow:hidden;padding:0px 3px 0px 3px;vertical-align:bottom;"></td> <td style="overflow:hidden;padding:0px 3px 0px 3px;vertical-align:bottom;"></td> <td data-sheets-numberformat='{"1":2,"2":"0.00","3":1}' data-sheets-value='{"1":2,"2":"EN 1873 : 2014"}' style="overflow:hidden;padding:0px 3px 0px 3px;vertical-align:bottom;text-align:center;">EN 1873 : 2014</td> <td data-sheets-numberformat='{"1":2,"2":"0","3":1}' data-sheets-value='{"1":2,"2":"EN ISO 13468 EN 16153 EN 410"}' style="overflow:hidden;padding:0px 3px 0px 3px;vertical-align:bottom;text-align:center;">EN ISO 13468 EN 16153 EN 410</td> <td data-sheets-numberformat='{"1":2,"2":"0","3":1}' data-sheets-value='{"1":2,"2":"EN 410"}' style="overflow:hidden;padding:0px 3px 0px 3px;vertical-align:bottom;text-align:center;">EN 410</td> <td data-sheets-value='{"1":2,"2":"EN ISO 140-3\t\t"}' style="overflow:hidden;padding:0px 3px 0px 3px;vertical-align:bottom;text-align:center;">EN ISO 140-3 </td> </tr> <tr style="height:20px;"> <td data-sheets-value='{"1":2,"2":"Material"}' style="border-bottom:1px solid #000000;overflow:hidden;padding:0px 3px 0px 3px;vertical-align:bottom;background-color:#000000;font-weight:bold;color:#ffffff;">Material</td> <td data-sheets-value='{"1":2,"2":"Walls"}' style="border-bottom:1px solid #000000;overflow:hidden;padding:0px 3px 0px 3px;vertical-align:bottom;background-color:#000000;font-weight:bold;color:#ffffff;">Walls</td> <td data-sheets-value='{"1":2,"2":"Shells"}' style="border-bottom:1px solid #000000;overflow:hidden;padding:0px 3px 0px 3px;vertical-align:bottom;background-color:#000000;font-weight:bold;color:#ffffff;">Shells</td> <td data-sheets-numberformat='{"1":2,"2":"0.00","3":1}' data-sheets-value='{"1":2,"2":"(W/m²K)\t"}' style="border-bottom:1px solid #000000;overflow:hidden;padding:0px 3px 0px 3px;vertical-align:bottom;background-color:#000000;font-weight:bold;color:#ffffff;text-align:center;">(W/m²K) </td> <td data-sheets-numberformat='{"1":2,"2":"0","3":1}' data-sheets-value='{"1":2,"2":"(%)"}' style="border-bottom:1px solid #000000;overflow:hidden;padding:0px 3px 0px 3px;vertical-align:bottom;background-color:#000000;font-weight:bold;color:#ffffff;text-align:center;">(%)</td> <td data-sheets-numberformat='{"1":2,"2":"0","3":1}' data-sheets-value='{"1":2,"2":"(%)"}' style="border-bottom:1px solid #000000;overflow:hidden;padding:0px 3px 0px 3px;vertical-align:bottom;background-color:#000000;font-weight:bold;color:#ffffff;text-align:center;">(%)</td> <td data-sheets-value='{"1":2,"2":"(dB)"}' style="border-bottom:1px solid #000000;overflow:hidden;padding:0px 3px 0px 3px;vertical-align:bottom;background-color:#000000;font-weight:bold;color:#ffffff;text-align:center;">(dB)</td> </tr> <tr style="height:20px;"> <td data-sheets-value='{"1":2,"2":"Acrylic"}' style="border-left:1px solid #000000;overflow:hidden;padding:0px 3px 0px 3px;vertical-align:bottom;">Acrylic</td> <td data-sheets-value='{"1":2,"2":"EW"}' style="overflow:hidden;padding:0px 3px 0px 3px;vertical-align:bottom;">EW</td> <td data-sheets-value='{"1":2,"2":"Clear (H)"}' style="overflow:hidden;padding:0px 3px 0px 3px;vertical-align:bottom;">Clear (H)</td> <td data-sheets-numberformat='{"1":2,"2":"0.00","3":1}' data-sheets-value='{"1":3,"3":1.19}' style="overflow:hidden;padding:0px 3px 0px 3px;vertical-align:bottom;text-align:center;">1.19</td> <td data-sheets-numberformat='{"1":2,"2":"0","3":1}' data-sheets-value='{"1":3,"3":36.9}' style="overflow:hidden;padding:0px 3px 0px 3px;vertical-align:bottom;text-align:center;">37</td> <td data-sheets-numberformat='{"1":2,"2":"0","3":1}' data-sheets-value='{"1":3,"3":57.42}' style="overflow:hidden;padding:0px 3px 0px 3px;vertical-align:bottom;text-align:center;">57</td> <td data-sheets-value='{"1":3,"3":24}' style="border-right:1px solid #000000;overflow:hidden;padding:0px 3px 0px 3px;vertical-align:bottom;text-align:center;">24</td> </tr> <tr style="height:20px;"> <td data-sheets-value='{"1":2,"2":"PMMA"}' style="border-left:1px solid #000000;overflow:hidden;padding:0px 3px 0px 3px;vertical-align:bottom;">PMMA</td> <td style="overflow:hidden;padding:0px 3px 0px 3px;vertical-align:bottom;"></td> <td data-sheets-value='{"1":2,"2":"Opal (O)"}' style="overflow:hidden;padding:0px 3px 0px 3px;vertical-align:bottom;">Opal (O)</td> <td data-sheets-numberformat='{"1":2,"2":"0.00","3":1}' data-sheets-value='{"1":3,"3":1.19}' style="overflow:hidden;padding:0px 3px 0px 3px;vertical-align:bottom;text-align:center;">1.19</td> <td data-sheets-numberformat='{"1":2,"2":"0","3":1}' data-sheets-value='{"1":3,"3":34.03}' style="overflow:hidden;padding:0px 3px 0px 3px;vertical-align:bottom;text-align:center;">34</td> <td data-sheets-numberformat='{"1":2,"2":"0","3":1}' data-sheets-value='{"1":3,"3":50.160000000000004}' style="overflow:hidden;padding:0px 3px 0px 3px;vertical-align:bottom;text-align:center;">50</td> <td data-sheets-value='{"1":3,"3":24}' style="border-right:1px solid #000000;overflow:hidden;padding:0px 3px 0px 3px;vertical-align:bottom;text-align:center;">24</td> </tr> <tr style="height:20px;"> <td style="border-left:1px solid #000000;overflow:hidden;padding:0px 3px 0px 3px;vertical-align:bottom;"></td> <td data-sheets-value='{"1":2,"2":"DW"}' style="overflow:hidden;padding:0px 3px 0px 3px;vertical-align:bottom;">DW</td> <td data-sheets-value='{"1":2,"2":"Clear (H/H)"}' style="overflow:hidden;padding:0px 3px 0px 3px;vertical-align:bottom;">Clear (H/H)</td> <td data-sheets-numberformat='{"1":2,"2":"0.00","3":1}' data-sheets-value='{"1":3,"3":0.98}' style="overflow:hidden;padding:0px 3px 0px 3px;vertical-align:bottom;text-align:center;">0.98</td> <td data-sheets-numberformat='{"1":2,"2":"0","3":1}' data-sheets-value='{"1":3,"3":33.21}' style="overflow:hidden;padding:0px 3px 0px 3px;vertical-align:bottom;text-align:center;">33</td> <td data-sheets-numberformat='{"1":2,"2":"0","3":1}' data-sheets-value='{"1":3,"3":49.5}' style="overflow:hidden;padding:0px 3px 0px 3px;vertical-align:bottom;text-align:center;">50</td> <td data-sheets-value='{"1":3,"3":26}' style="border-right:1px solid #000000;overflow:hidden;padding:0px 3px 0px 3px;vertical-align:bottom;text-align:center;">26</td> </tr> <tr style="height:20px;"> <td style="border-bottom:1px solid #000000;border-left:1px solid #000000;overflow:hidden;padding:0px 3px 0px 3px;vertical-align:bottom;"></td> <td style="border-bottom:1px solid #000000;overflow:hidden;padding:0px 3px 0px 3px;vertical-align:bottom;"></td> <td data-sheets-value='{"1":2,"2":"Opal (O/O)"}' style="border-bottom:1px solid #000000;overflow:hidden;padding:0px 3px 0px 3px;vertical-align:bottom;">Opal (O/O)</td> <td data-sheets-numberformat='{"1":2,"2":"0.00","3":1}' data-sheets-value='{"1":3,"3":0.98}' style="border-bottom:1px solid #000000;overflow:hidden;padding:0px 3px 0px 3px;vertical-align:bottom;text-align:center;">0.98</td> <td data-sheets-numberformat='{"1":2,"2":"0","3":1}' data-sheets-value='{"1":3,"3":28.29}' style="border-bottom:1px solid #000000;overflow:hidden;padding:0px 3px 0px 3px;vertical-align:bottom;text-align:center;">28</td> <td data-sheets-numberformat='{"1":2,"2":"0","3":1}' data-sheets-value='{"1":3,"3":38.28}' style="border-bottom:1px solid #000000;overflow:hidden;padding:0px 3px 0px 3px;vertical-align:bottom;text-align:center;">38</td> <td data-sheets-value='{"1":3,"3":26}' style="border-right:1px solid #000000;border-bottom:1px solid #000000;overflow:hidden;padding:0px 3px 0px 3px;vertical-align:bottom;text-align:center;">26</td> </tr> <tr style="height:20px;"> <td data-sheets-value='{"1":2,"2":"Polycarbonate "}' style="border-left:1px solid #000000;overflow:hidden;padding:0px 3px 0px 3px;vertical-align:bottom;">Polycarbonate </td> <td data-sheets-value='{"1":2,"2":"EW"}' style="overflow:hidden;padding:0px 3px 0px 3px;vertical-align:bottom;">EW</td> <td data-sheets-value='{"1":2,"2":"Clear (A)"}' style="overflow:hidden;padding:0px 3px 0px 3px;vertical-align:bottom;">Clear (A)</td> <td data-sheets-numberformat='{"1":2,"2":"0.00","3":1}' data-sheets-value='{"1":3,"3":1.19}' style="overflow:hidden;padding:0px 3px 0px 3px;vertical-align:bottom;text-align:center;">1.19</td> <td data-sheets-numberformat='{"1":2,"2":"0","3":1}' data-sheets-value='{"1":3,"3":36.08}' style="overflow:hidden;padding:0px 3px 0px 3px;vertical-align:bottom;text-align:center;">36</td> <td data-sheets-numberformat='{"1":2,"2":"0","3":1}' data-sheets-value='{"1":3,"3":54.78}' style="overflow:hidden;padding:0px 3px 0px 3px;vertical-align:bottom;text-align:center;">55</td> <td data-sheets-value='{"1":3,"3":24}' style="border-right:1px solid #000000;overflow:hidden;padding:0px 3px 0px 3px;vertical-align:bottom;text-align:center;">24</td> </tr> <tr style="height:20px;"> <td data-sheets-value='{"1":2,"2":"PC"}' style="border-left:1px solid #000000;overflow:hidden;padding:0px 3px 0px 3px;vertical-align:bottom;">PC</td> <td style="overflow:hidden;padding:0px 3px 0px 3px;vertical-align:bottom;"></td> <td data-sheets-value='{"1":2,"2":"Opal (D)"}' style="overflow:hidden;padding:0px 3px 0px 3px;vertical-align:bottom;">Opal (D)</td> <td data-sheets-numberformat='{"1":2,"2":"0.00","3":1}' data-sheets-value='{"1":3,"3":1.19}' style="overflow:hidden;padding:0px 3px 0px 3px;vertical-align:bottom;text-align:center;">1.19</td> <td data-sheets-numberformat='{"1":2,"2":"0","3":1}' data-sheets-value='{"1":3,"3":23.779999999999998}' style="overflow:hidden;padding:0px 3px 0px 3px;vertical-align:bottom;text-align:center;">24</td> <td data-sheets-numberformat='{"1":2,"2":"0","3":1}' data-sheets-value='{"1":3,"3":39.6}' style="overflow:hidden;padding:0px 3px 0px 3px;vertical-align:bottom;text-align:center;">40</td> <td data-sheets-value='{"1":3,"3":24}' style="border-right:1px solid #000000;overflow:hidden;padding:0px 3px 0px 3px;vertical-align:bottom;text-align:center;">24</td> </tr> <tr style="height:20px;"> <td style="border-left:1px solid #000000;overflow:hidden;padding:0px 3px 0px 3px;vertical-align:bottom;"></td> <td data-sheets-value='{"1":2,"2":"DW"}' style="overflow:hidden;padding:0px 3px 0px 3px;vertical-align:bottom;">DW</td> <td data-sheets-value='{"1":2,"2":"Clear (A/H)"}' style="overflow:hidden;padding:0px 3px 0px 3px;vertical-align:bottom;">Clear (A/H)</td> <td data-sheets-numberformat='{"1":2,"2":"0.00","3":1}' data-sheets-value='{"1":3,"3":0.98}' style="overflow:hidden;padding:0px 3px 0px 3px;vertical-align:bottom;text-align:center;">0.98</td> <td data-sheets-numberformat='{"1":2,"2":"0","3":1}' data-sheets-value='{"1":3,"3":32.39}' style="overflow:hidden;padding:0px 3px 0px 3px;vertical-align:bottom;text-align:center;">32</td> <td data-sheets-numberformat='{"1":2,"2":"0","3":1}' data-sheets-value='{"1":3,"3":47.52}' style="overflow:hidden;padding:0px 3px 0px 3px;vertical-align:bottom;text-align:center;">48</td> <td data-sheets-value='{"1":3,"3":26}' style="border-right:1px solid #000000;overflow:hidden;padding:0px 3px 0px 3px;vertical-align:bottom;text-align:center;">26</td> </tr> <tr style="height:20px;"> <td style="border-left:1px solid #000000;overflow:hidden;padding:0px 3px 0px 3px;vertical-align:bottom;"></td> <td style="overflow:hidden;padding:0px 3px 0px 3px;vertical-align:bottom;"></td> <td data-sheets-value='{"1":2,"2":"Clear (A/A)"}' style="overflow:hidden;padding:0px 3px 0px 3px;vertical-align:bottom;">Clear (A/A)</td> <td data-sheets-numberformat='{"1":2,"2":"0.00","3":1}' data-sheets-value='{"1":3,"3":0.98}' style="overflow:hidden;padding:0px 3px 0px 3px;vertical-align:bottom;text-align:center;">0.98</td> <td data-sheets-numberformat='{"1":2,"2":"0","3":1}' data-sheets-value='{"1":3,"3":31.569999999999997}' style="overflow:hidden;padding:0px 3px 0px 3px;vertical-align:bottom;text-align:center;">32</td> <td data-sheets-numberformat='{"1":2,"2":"0","3":1}' data-sheets-value='{"1":3,"3":45.54}' style="overflow:hidden;padding:0px 3px 0px 3px;vertical-align:bottom;text-align:center;">46</td> <td data-sheets-value='{"1":3,"3":26}' style="border-right:1px solid #000000;overflow:hidden;padding:0px 3px 0px 3px;vertical-align:bottom;text-align:center;">26</td> </tr> <tr style="height:20px;"> <td style="border-left:1px solid #000000;overflow:hidden;padding:0px 3px 0px 3px;vertical-align:bottom;"></td> <td style="overflow:hidden;padding:0px 3px 0px 3px;vertical-align:bottom;"></td> <td data-sheets-value='{"1":2,"2":"Opal (A/O)"}' style="overflow:hidden;padding:0px 3px 0px 3px;vertical-align:bottom;">Opal (A/O)</td> <td data-sheets-numberformat='{"1":2,"2":"0.00","3":1}' data-sheets-value='{"1":3,"3":0.98}' style="overflow:hidden;padding:0px 3px 0px 3px;vertical-align:bottom;text-align:center;">0.98</td> <td data-sheets-numberformat='{"1":2,"2":"0","3":1}' data-sheets-value='{"1":3,"3":29.93}' style="overflow:hidden;padding:0px 3px 0px 3px;vertical-align:bottom;text-align:center;">30</td> <td data-sheets-numberformat='{"1":2,"2":"0","3":1}' data-sheets-value='{"1":3,"3":41.580000000000005}' style="overflow:hidden;padding:0px 3px 0px 3px;vertical-align:bottom;text-align:center;">42</td> <td data-sheets-value='{"1":3,"3":26}' style="border-right:1px solid #000000;overflow:hidden;padding:0px 3px 0px 3px;vertical-align:bottom;text-align:center;">26</td> </tr> <tr style="height:20px;"> <td style="border-bottom:1px solid #000000;border-left:1px solid #000000;overflow:hidden;padding:0px 3px 0px 3px;vertical-align:bottom;"></td> <td style="border-bottom:1px solid #000000;overflow:hidden;padding:0px 3px 0px 3px;vertical-align:bottom;"></td> <td data-sheets-value='{"1":2,"2":"Opal (A/D)"}' style="border-bottom:1px solid #000000;overflow:hidden;padding:0px 3px 0px 3px;vertical-align:bottom;">Opal (A/D)</td> <td data-sheets-numberformat='{"1":2,"2":"0.00","3":1}' data-sheets-value='{"1":3,"3":0.98}' style="border-bottom:1px solid #000000;overflow:hidden;padding:0px 3px 0px 3px;vertical-align:bottom;text-align:center;">0.98</td> <td data-sheets-numberformat='{"1":2,"2":"0","3":1}' data-sheets-value='{"1":3,"3":20.91}' style="border-bottom:1px solid #000000;overflow:hidden;padding:0px 3px 0px 3px;vertical-align:bottom;text-align:center;">21</td> <td data-sheets-numberformat='{"1":2,"2":"0","3":1}' data-sheets-value='{"1":3,"3":33}' style="border-bottom:1px solid #000000;overflow:hidden;padding:0px 3px 0px 3px;vertical-align:bottom;text-align:center;">33</td> <td data-sheets-value='{"1":3,"3":26}' style="border-right:1px solid #000000;border-bottom:1px solid #000000;overflow:hidden;padding:0px 3px 0px 3px;vertical-align:bottom;text-align:center;">26</td> </tr> <tr style="height:20px;"> <td data-sheets-value='{"1":2,"2":"Polycarbonate"}' style="border-left:1px solid #000000;overflow:hidden;padding:0px 3px 0px 3px;vertical-align:bottom;">Polycarbonate</td> <td data-sheets-value='{"1":2,"2":"EW"}' style="overflow:hidden;padding:0px 3px 0px 3px;vertical-align:bottom;">EW</td> <td data-sheets-value='{"1":2,"2":"Heatstop Opal (T)"}' style="overflow:hidden;padding:0px 3px 0px 3px;vertical-align:bottom;">Heatstop Opal (T)</td> <td data-sheets-numberformat='{"1":2,"2":"0.00","3":1}' data-sheets-value='{"1":3,"3":1.19}' style="overflow:hidden;padding:0px 3px 0px 3px;vertical-align:bottom;text-align:center;">1.19</td> <td data-sheets-numberformat='{"1":2,"2":"0","3":1}' data-sheets-value='{"1":3,"3":20.09}' style="overflow:hidden;padding:0px 3px 0px 3px;vertical-align:bottom;text-align:center;">20</td> <td data-sheets-numberformat='{"1":2,"2":"0","3":1}' data-sheets-value='{"1":3,"3":38.940000000000005}' style="overflow:hidden;padding:0px 3px 0px 3px;vertical-align:bottom;text-align:center;">39</td> <td data-sheets-value='{"1":3,"3":24}' style="border-right:1px solid #000000;overflow:hidden;padding:0px 3px 0px 3px;vertical-align:bottom;text-align:center;">24</td> </tr> <tr style="height:20px;"> <td data-sheets-value='{"1":2,"2":"Heatstop PC"}' style="border-left:1px solid #000000;overflow:hidden;padding:0px 3px 0px 3px;vertical-align:bottom;">Heatstop PC</td> <td data-sheets-value='{"1":2,"2":"DW"}' style="overflow:hidden;padding:0px 3px 0px 3px;vertical-align:bottom;">DW</td> <td data-sheets-value='{"1":2,"2":"Clear (T/H)"}' style="overflow:hidden;padding:0px 3px 0px 3px;vertical-align:bottom;">Clear (T/H)</td> <td data-sheets-numberformat='{"1":2,"2":"0.00","3":1}' data-sheets-value='{"1":3,"3":0.98}' style="overflow:hidden;padding:0px 3px 0px 3px;vertical-align:bottom;text-align:center;">0.98</td> <td data-sheets-numberformat='{"1":2,"2":"0","3":1}' data-sheets-value='{"1":3,"3":18.04}' style="overflow:hidden;padding:0px 3px 0px 3px;vertical-align:bottom;text-align:center;">18</td> <td data-sheets-numberformat='{"1":2,"2":"0","3":1}' data-sheets-value='{"1":3,"3":33.660000000000004}' style="overflow:hidden;padding:0px 3px 0px 3px;vertical-align:bottom;text-align:center;">34</td> <td data-sheets-value='{"1":3,"3":26}' style="border-right:1px solid #000000;overflow:hidden;padding:0px 3px 0px 3px;vertical-align:bottom;text-align:center;">26</td> </tr> <tr style="height:20px;"> <td style="border-bottom:1px solid #000000;border-left:1px solid #000000;overflow:hidden;padding:0px 3px 0px 3px;vertical-align:bottom;"></td> <td style="border-bottom:1px solid #000000;overflow:hidden;padding:0px 3px 0px 3px;vertical-align:bottom;"></td> <td data-sheets-value='{"1":2,"2":"Opal (T/O)"}' style="border-bottom:1px solid #000000;overflow:hidden;padding:0px 3px 0px 3px;vertical-align:bottom;">Opal (T/O)</td> <td data-sheets-numberformat='{"1":2,"2":"0.00","3":1}' data-sheets-value='{"1":3,"3":0.98}' style="border-bottom:1px solid #000000;overflow:hidden;padding:0px 3px 0px 3px;vertical-align:bottom;text-align:center;">0.98</td> <td data-sheets-numberformat='{"1":2,"2":"0","3":1}' data-sheets-value='{"1":3,"3":16.81}' style="border-bottom:1px solid #000000;overflow:hidden;padding:0px 3px 0px 3px;vertical-align:bottom;text-align:center;">17</td> <td data-sheets-numberformat='{"1":2,"2":"0","3":1}' data-sheets-value='{"1":3,"3":29.700000000000003}' style="border-bottom:1px solid #000000;overflow:hidden;padding:0px 3px 0px 3px;vertical-align:bottom;text-align:center;">30</td> <td data-sheets-value='{"1":3,"3":26}' style="border-right:1px solid #000000;border-bottom:1px solid #000000;overflow:hidden;padding:0px 3px 0px 3px;vertical-align:bottom;text-align:center;">26</td> </tr> </tbody></table> | skylux-160-ce-met-koepel-en-pvc-opstand-16-00-met-lm-motor-en-pvc-raam-type-ep25-1100-x-2300-mm | 8586024485197 | 46872334139725
Smoke and heat exhaust (SHEV) | SHE system | Skylux | Skylux 160° CE with skylight and PVC curb 16/00 with LM-actuator and PVC frame type EP25 1200 x 1200 mm |  | 50289 | 5412970502890 | 4490.35 | Yes | 30-45 | 69.34 | 1200 x 1200 mm | 1200 | 1200 |  | PVC 16/00 (16 cm high & roof opening = daylight size) | Square | 1.19 W/m²K - 0.98 W/m²K | 57% - 30% | 37% - 17% | 24dB - 26dB | 160° CE (for industry) | PVC frame EP25 | without spoiler | E | Single actuator | Maximum double-walled skylight possible for this product | Ut-value LT-value g-value Rw-value EN 1873 : 2014 EN ISO 13468 EN 16153 EN 410 EN 410 EN ISO 140-3 Material Walls Shells (W/m²K) (%) (%) (dB) Acrylic EW Clear (H) 1.19 37 57 24 PMMA Opal (O) 1.19 34 50 24 DW Clear (H/H) 0.98 33 50 26 Opal (O/O) 0.98 28 38 26 Polycarbonate EW Clear (A) 1.19 36 55 24 PC Opal (D) 1.19 24 40 24 DW Clear (A/H) 0.98 32 48 26 Clear (A/A) 0.98 32 46 26 Opal (A/O) 0.98 30 42 26 Opal (A/D) 0.98 21 33 26 Polycarbonate EW Heatstop Opal (T) 1.19 20 39 24 Heatstop PC DW Clear (T/H) 0.98 18 34 26 Opal (T/O) 0.98 17 30 26 | https://skylux.eu/en/products/skylux-160-ce-met-koepel-en-pvc-opstand-16-00-met-lm-motor-en-pvc-raam-type-ep25-1200-x-1200-mm | https://skylux.eu/cdn/shop/files/Skylux-160deg-CE-met-koepel-en-pvc-opstand-1600-met-LM-motor-en-pvc-raam-type-EP25-1200-x-1200-mm-RWA-systeem.jpg?v=1702979690&width=1600 | https://skylux.eu/cdn/shop/files/e5a82811-1bb0-48e4-a776-cacb59c7c092_86659185-e43f-464b-ac87-e84545fc42ea.jpg?v=1688550955&width=1600 | //skylux.eu/cdn/shop/files/E_MH_Mounting_instructions_Skylux_160_CE_LM.pdf?v=12406716259046007223 | //skylux.eu/cdn/shop/files/E_TD_Technical_File_Skylux_Skylux_160_CE_Electric.pdf?v=3667116872303399239 | <style type="text/css" id="isPasted"><!--td {border: 1px solid #cccccc;}br {mso-data-placement:same-cell;}--></style><table border="1" cellpadding="0" cellspacing="0" dir="ltr" style="table-layout:fixed;font-size:10pt;font-family:Arial;border-collapse:collapse;border:none;"><tbody> <tr style="height:20px;"> <td style="overflow:hidden;padding:0px 3px 0px 3px;vertical-align:bottom;"></td> <td style="overflow:hidden;padding:0px 3px 0px 3px;vertical-align:bottom;"></td> <td style="overflow:hidden;padding:0px 3px 0px 3px;vertical-align:bottom;"></td> <td data-sheets-value='{"1":2,"2":"Ut-value"}' style="overflow:hidden;padding:0px 3px 0px 3px;vertical-align:bottom;font-weight:bold;text-align:center;">Ut-value</td> <td data-sheets-value='{"1":2,"2":"LT-value"}' style="overflow:hidden;padding:0px 3px 0px 3px;vertical-align:bottom;font-weight:bold;text-align:center;">LT-value</td> <td data-sheets-value='{"1":2,"2":"g-value"}' style="overflow:hidden;padding:0px 3px 0px 3px;vertical-align:bottom;font-weight:bold;text-align:center;">g-value</td> <td data-sheets-value='{"1":2,"2":"Rw-value "}' style="overflow:hidden;padding:0px 3px 0px 3px;vertical-align:bottom;font-weight:bold;text-align:center;">Rw-value </td> </tr> <tr style="height:20px;"> <td style="overflow:hidden;padding:0px 3px 0px 3px;vertical-align:bottom;"></td> <td style="overflow:hidden;padding:0px 3px 0px 3px;vertical-align:bottom;"></td> <td style="overflow:hidden;padding:0px 3px 0px 3px;vertical-align:bottom;"></td> <td data-sheets-numberformat='{"1":2,"2":"0.00","3":1}' data-sheets-value='{"1":2,"2":"EN 1873 : 2014"}' style="overflow:hidden;padding:0px 3px 0px 3px;vertical-align:bottom;text-align:center;">EN 1873 : 2014</td> <td data-sheets-numberformat='{"1":2,"2":"0","3":1}' data-sheets-value='{"1":2,"2":"EN ISO 13468 EN 16153 EN 410"}' style="overflow:hidden;padding:0px 3px 0px 3px;vertical-align:bottom;text-align:center;">EN ISO 13468 EN 16153 EN 410</td> <td data-sheets-numberformat='{"1":2,"2":"0","3":1}' data-sheets-value='{"1":2,"2":"EN 410"}' style="overflow:hidden;padding:0px 3px 0px 3px;vertical-align:bottom;text-align:center;">EN 410</td> <td data-sheets-value='{"1":2,"2":"EN ISO 140-3\t\t"}' style="overflow:hidden;padding:0px 3px 0px 3px;vertical-align:bottom;text-align:center;">EN ISO 140-3 </td> </tr> <tr style="height:20px;"> <td data-sheets-value='{"1":2,"2":"Material"}' style="border-bottom:1px solid #000000;overflow:hidden;padding:0px 3px 0px 3px;vertical-align:bottom;background-color:#000000;font-weight:bold;color:#ffffff;">Material</td> <td data-sheets-value='{"1":2,"2":"Walls"}' style="border-bottom:1px solid #000000;overflow:hidden;padding:0px 3px 0px 3px;vertical-align:bottom;background-color:#000000;font-weight:bold;color:#ffffff;">Walls</td> <td data-sheets-value='{"1":2,"2":"Shells"}' style="border-bottom:1px solid #000000;overflow:hidden;padding:0px 3px 0px 3px;vertical-align:bottom;background-color:#000000;font-weight:bold;color:#ffffff;">Shells</td> <td data-sheets-numberformat='{"1":2,"2":"0.00","3":1}' data-sheets-value='{"1":2,"2":"(W/m²K)\t"}' style="border-bottom:1px solid #000000;overflow:hidden;padding:0px 3px 0px 3px;vertical-align:bottom;background-color:#000000;font-weight:bold;color:#ffffff;text-align:center;">(W/m²K) </td> <td data-sheets-numberformat='{"1":2,"2":"0","3":1}' data-sheets-value='{"1":2,"2":"(%)"}' style="border-bottom:1px solid #000000;overflow:hidden;padding:0px 3px 0px 3px;vertical-align:bottom;background-color:#000000;font-weight:bold;color:#ffffff;text-align:center;">(%)</td> <td data-sheets-numberformat='{"1":2,"2":"0","3":1}' data-sheets-value='{"1":2,"2":"(%)"}' style="border-bottom:1px solid #000000;overflow:hidden;padding:0px 3px 0px 3px;vertical-align:bottom;background-color:#000000;font-weight:bold;color:#ffffff;text-align:center;">(%)</td> <td data-sheets-value='{"1":2,"2":"(dB)"}' style="border-bottom:1px solid #000000;overflow:hidden;padding:0px 3px 0px 3px;vertical-align:bottom;background-color:#000000;font-weight:bold;color:#ffffff;text-align:center;">(dB)</td> </tr> <tr style="height:20px;"> <td data-sheets-value='{"1":2,"2":"Acrylic"}' style="border-left:1px solid #000000;overflow:hidden;padding:0px 3px 0px 3px;vertical-align:bottom;">Acrylic</td> <td data-sheets-value='{"1":2,"2":"EW"}' style="overflow:hidden;padding:0px 3px 0px 3px;vertical-align:bottom;">EW</td> <td data-sheets-value='{"1":2,"2":"Clear (H)"}' style="overflow:hidden;padding:0px 3px 0px 3px;vertical-align:bottom;">Clear (H)</td> <td data-sheets-numberformat='{"1":2,"2":"0.00","3":1}' data-sheets-value='{"1":3,"3":1.19}' style="overflow:hidden;padding:0px 3px 0px 3px;vertical-align:bottom;text-align:center;">1.19</td> <td data-sheets-numberformat='{"1":2,"2":"0","3":1}' data-sheets-value='{"1":3,"3":36.9}' style="overflow:hidden;padding:0px 3px 0px 3px;vertical-align:bottom;text-align:center;">37</td> <td data-sheets-numberformat='{"1":2,"2":"0","3":1}' data-sheets-value='{"1":3,"3":57.42}' style="overflow:hidden;padding:0px 3px 0px 3px;vertical-align:bottom;text-align:center;">57</td> <td data-sheets-value='{"1":3,"3":24}' style="border-right:1px solid #000000;overflow:hidden;padding:0px 3px 0px 3px;vertical-align:bottom;text-align:center;">24</td> </tr> <tr style="height:20px;"> <td data-sheets-value='{"1":2,"2":"PMMA"}' style="border-left:1px solid #000000;overflow:hidden;padding:0px 3px 0px 3px;vertical-align:bottom;">PMMA</td> <td style="overflow:hidden;padding:0px 3px 0px 3px;vertical-align:bottom;"></td> <td data-sheets-value='{"1":2,"2":"Opal (O)"}' style="overflow:hidden;padding:0px 3px 0px 3px;vertical-align:bottom;">Opal (O)</td> <td data-sheets-numberformat='{"1":2,"2":"0.00","3":1}' data-sheets-value='{"1":3,"3":1.19}' style="overflow:hidden;padding:0px 3px 0px 3px;vertical-align:bottom;text-align:center;">1.19</td> <td data-sheets-numberformat='{"1":2,"2":"0","3":1}' data-sheets-value='{"1":3,"3":34.03}' style="overflow:hidden;padding:0px 3px 0px 3px;vertical-align:bottom;text-align:center;">34</td> <td data-sheets-numberformat='{"1":2,"2":"0","3":1}' data-sheets-value='{"1":3,"3":50.160000000000004}' style="overflow:hidden;padding:0px 3px 0px 3px;vertical-align:bottom;text-align:center;">50</td> <td data-sheets-value='{"1":3,"3":24}' style="border-right:1px solid #000000;overflow:hidden;padding:0px 3px 0px 3px;vertical-align:bottom;text-align:center;">24</td> </tr> <tr style="height:20px;"> <td style="border-left:1px solid #000000;overflow:hidden;padding:0px 3px 0px 3px;vertical-align:bottom;"></td> <td data-sheets-value='{"1":2,"2":"DW"}' style="overflow:hidden;padding:0px 3px 0px 3px;vertical-align:bottom;">DW</td> <td data-sheets-value='{"1":2,"2":"Clear (H/H)"}' style="overflow:hidden;padding:0px 3px 0px 3px;vertical-align:bottom;">Clear (H/H)</td> <td data-sheets-numberformat='{"1":2,"2":"0.00","3":1}' data-sheets-value='{"1":3,"3":0.98}' style="overflow:hidden;padding:0px 3px 0px 3px;vertical-align:bottom;text-align:center;">0.98</td> <td data-sheets-numberformat='{"1":2,"2":"0","3":1}' data-sheets-value='{"1":3,"3":33.21}' style="overflow:hidden;padding:0px 3px 0px 3px;vertical-align:bottom;text-align:center;">33</td> <td data-sheets-numberformat='{"1":2,"2":"0","3":1}' data-sheets-value='{"1":3,"3":49.5}' style="overflow:hidden;padding:0px 3px 0px 3px;vertical-align:bottom;text-align:center;">50</td> <td data-sheets-value='{"1":3,"3":26}' style="border-right:1px solid #000000;overflow:hidden;padding:0px 3px 0px 3px;vertical-align:bottom;text-align:center;">26</td> </tr> <tr style="height:20px;"> <td style="border-bottom:1px solid #000000;border-left:1px solid #000000;overflow:hidden;padding:0px 3px 0px 3px;vertical-align:bottom;"></td> <td style="border-bottom:1px solid #000000;overflow:hidden;padding:0px 3px 0px 3px;vertical-align:bottom;"></td> <td data-sheets-value='{"1":2,"2":"Opal (O/O)"}' style="border-bottom:1px solid #000000;overflow:hidden;padding:0px 3px 0px 3px;vertical-align:bottom;">Opal (O/O)</td> <td data-sheets-numberformat='{"1":2,"2":"0.00","3":1}' data-sheets-value='{"1":3,"3":0.98}' style="border-bottom:1px solid #000000;overflow:hidden;padding:0px 3px 0px 3px;vertical-align:bottom;text-align:center;">0.98</td> <td data-sheets-numberformat='{"1":2,"2":"0","3":1}' data-sheets-value='{"1":3,"3":28.29}' style="border-bottom:1px solid #000000;overflow:hidden;padding:0px 3px 0px 3px;vertical-align:bottom;text-align:center;">28</td> <td data-sheets-numberformat='{"1":2,"2":"0","3":1}' data-sheets-value='{"1":3,"3":38.28}' style="border-bottom:1px solid #000000;overflow:hidden;padding:0px 3px 0px 3px;vertical-align:bottom;text-align:center;">38</td> <td data-sheets-value='{"1":3,"3":26}' style="border-right:1px solid #000000;border-bottom:1px solid #000000;overflow:hidden;padding:0px 3px 0px 3px;vertical-align:bottom;text-align:center;">26</td> </tr> <tr style="height:20px;"> <td data-sheets-value='{"1":2,"2":"Polycarbonate "}' style="border-left:1px solid #000000;overflow:hidden;padding:0px 3px 0px 3px;vertical-align:bottom;">Polycarbonate </td> <td data-sheets-value='{"1":2,"2":"EW"}' style="overflow:hidden;padding:0px 3px 0px 3px;vertical-align:bottom;">EW</td> <td data-sheets-value='{"1":2,"2":"Clear (A)"}' style="overflow:hidden;padding:0px 3px 0px 3px;vertical-align:bottom;">Clear (A)</td> <td data-sheets-numberformat='{"1":2,"2":"0.00","3":1}' data-sheets-value='{"1":3,"3":1.19}' style="overflow:hidden;padding:0px 3px 0px 3px;vertical-align:bottom;text-align:center;">1.19</td> <td data-sheets-numberformat='{"1":2,"2":"0","3":1}' data-sheets-value='{"1":3,"3":36.08}' style="overflow:hidden;padding:0px 3px 0px 3px;vertical-align:bottom;text-align:center;">36</td> <td data-sheets-numberformat='{"1":2,"2":"0","3":1}' data-sheets-value='{"1":3,"3":54.78}' style="overflow:hidden;padding:0px 3px 0px 3px;vertical-align:bottom;text-align:center;">55</td> <td data-sheets-value='{"1":3,"3":24}' style="border-right:1px solid #000000;overflow:hidden;padding:0px 3px 0px 3px;vertical-align:bottom;text-align:center;">24</td> </tr> <tr style="height:20px;"> <td data-sheets-value='{"1":2,"2":"PC"}' style="border-left:1px solid #000000;overflow:hidden;padding:0px 3px 0px 3px;vertical-align:bottom;">PC</td> <td style="overflow:hidden;padding:0px 3px 0px 3px;vertical-align:bottom;"></td> <td data-sheets-value='{"1":2,"2":"Opal (D)"}' style="overflow:hidden;padding:0px 3px 0px 3px;vertical-align:bottom;">Opal (D)</td> <td data-sheets-numberformat='{"1":2,"2":"0.00","3":1}' data-sheets-value='{"1":3,"3":1.19}' style="overflow:hidden;padding:0px 3px 0px 3px;vertical-align:bottom;text-align:center;">1.19</td> <td data-sheets-numberformat='{"1":2,"2":"0","3":1}' data-sheets-value='{"1":3,"3":23.779999999999998}' style="overflow:hidden;padding:0px 3px 0px 3px;vertical-align:bottom;text-align:center;">24</td> <td data-sheets-numberformat='{"1":2,"2":"0","3":1}' data-sheets-value='{"1":3,"3":39.6}' style="overflow:hidden;padding:0px 3px 0px 3px;vertical-align:bottom;text-align:center;">40</td> <td data-sheets-value='{"1":3,"3":24}' style="border-right:1px solid #000000;overflow:hidden;padding:0px 3px 0px 3px;vertical-align:bottom;text-align:center;">24</td> </tr> <tr style="height:20px;"> <td style="border-left:1px solid #000000;overflow:hidden;padding:0px 3px 0px 3px;vertical-align:bottom;"></td> <td data-sheets-value='{"1":2,"2":"DW"}' style="overflow:hidden;padding:0px 3px 0px 3px;vertical-align:bottom;">DW</td> <td data-sheets-value='{"1":2,"2":"Clear (A/H)"}' style="overflow:hidden;padding:0px 3px 0px 3px;vertical-align:bottom;">Clear (A/H)</td> <td data-sheets-numberformat='{"1":2,"2":"0.00","3":1}' data-sheets-value='{"1":3,"3":0.98}' style="overflow:hidden;padding:0px 3px 0px 3px;vertical-align:bottom;text-align:center;">0.98</td> <td data-sheets-numberformat='{"1":2,"2":"0","3":1}' data-sheets-value='{"1":3,"3":32.39}' style="overflow:hidden;padding:0px 3px 0px 3px;vertical-align:bottom;text-align:center;">32</td> <td data-sheets-numberformat='{"1":2,"2":"0","3":1}' data-sheets-value='{"1":3,"3":47.52}' style="overflow:hidden;padding:0px 3px 0px 3px;vertical-align:bottom;text-align:center;">48</td> <td data-sheets-value='{"1":3,"3":26}' style="border-right:1px solid #000000;overflow:hidden;padding:0px 3px 0px 3px;vertical-align:bottom;text-align:center;">26</td> </tr> <tr style="height:20px;"> <td style="border-left:1px solid #000000;overflow:hidden;padding:0px 3px 0px 3px;vertical-align:bottom;"></td> <td style="overflow:hidden;padding:0px 3px 0px 3px;vertical-align:bottom;"></td> <td data-sheets-value='{"1":2,"2":"Clear (A/A)"}' style="overflow:hidden;padding:0px 3px 0px 3px;vertical-align:bottom;">Clear (A/A)</td> <td data-sheets-numberformat='{"1":2,"2":"0.00","3":1}' data-sheets-value='{"1":3,"3":0.98}' style="overflow:hidden;padding:0px 3px 0px 3px;vertical-align:bottom;text-align:center;">0.98</td> <td data-sheets-numberformat='{"1":2,"2":"0","3":1}' data-sheets-value='{"1":3,"3":31.569999999999997}' style="overflow:hidden;padding:0px 3px 0px 3px;vertical-align:bottom;text-align:center;">32</td> <td data-sheets-numberformat='{"1":2,"2":"0","3":1}' data-sheets-value='{"1":3,"3":45.54}' style="overflow:hidden;padding:0px 3px 0px 3px;vertical-align:bottom;text-align:center;">46</td> <td data-sheets-value='{"1":3,"3":26}' style="border-right:1px solid #000000;overflow:hidden;padding:0px 3px 0px 3px;vertical-align:bottom;text-align:center;">26</td> </tr> <tr style="height:20px;"> <td style="border-left:1px solid #000000;overflow:hidden;padding:0px 3px 0px 3px;vertical-align:bottom;"></td> <td style="overflow:hidden;padding:0px 3px 0px 3px;vertical-align:bottom;"></td> <td data-sheets-value='{"1":2,"2":"Opal (A/O)"}' style="overflow:hidden;padding:0px 3px 0px 3px;vertical-align:bottom;">Opal (A/O)</td> <td data-sheets-numberformat='{"1":2,"2":"0.00","3":1}' data-sheets-value='{"1":3,"3":0.98}' style="overflow:hidden;padding:0px 3px 0px 3px;vertical-align:bottom;text-align:center;">0.98</td> <td data-sheets-numberformat='{"1":2,"2":"0","3":1}' data-sheets-value='{"1":3,"3":29.93}' style="overflow:hidden;padding:0px 3px 0px 3px;vertical-align:bottom;text-align:center;">30</td> <td data-sheets-numberformat='{"1":2,"2":"0","3":1}' data-sheets-value='{"1":3,"3":41.580000000000005}' style="overflow:hidden;padding:0px 3px 0px 3px;vertical-align:bottom;text-align:center;">42</td> <td data-sheets-value='{"1":3,"3":26}' style="border-right:1px solid #000000;overflow:hidden;padding:0px 3px 0px 3px;vertical-align:bottom;text-align:center;">26</td> </tr> <tr style="height:20px;"> <td style="border-bottom:1px solid #000000;border-left:1px solid #000000;overflow:hidden;padding:0px 3px 0px 3px;vertical-align:bottom;"></td> <td style="border-bottom:1px solid #000000;overflow:hidden;padding:0px 3px 0px 3px;vertical-align:bottom;"></td> <td data-sheets-value='{"1":2,"2":"Opal (A/D)"}' style="border-bottom:1px solid #000000;overflow:hidden;padding:0px 3px 0px 3px;vertical-align:bottom;">Opal (A/D)</td> <td data-sheets-numberformat='{"1":2,"2":"0.00","3":1}' data-sheets-value='{"1":3,"3":0.98}' style="border-bottom:1px solid #000000;overflow:hidden;padding:0px 3px 0px 3px;vertical-align:bottom;text-align:center;">0.98</td> <td data-sheets-numberformat='{"1":2,"2":"0","3":1}' data-sheets-value='{"1":3,"3":20.91}' style="border-bottom:1px solid #000000;overflow:hidden;padding:0px 3px 0px 3px;vertical-align:bottom;text-align:center;">21</td> <td data-sheets-numberformat='{"1":2,"2":"0","3":1}' data-sheets-value='{"1":3,"3":33}' style="border-bottom:1px solid #000000;overflow:hidden;padding:0px 3px 0px 3px;vertical-align:bottom;text-align:center;">33</td> <td data-sheets-value='{"1":3,"3":26}' style="border-right:1px solid #000000;border-bottom:1px solid #000000;overflow:hidden;padding:0px 3px 0px 3px;vertical-align:bottom;text-align:center;">26</td> </tr> <tr style="height:20px;"> <td data-sheets-value='{"1":2,"2":"Polycarbonate"}' style="border-left:1px solid #000000;overflow:hidden;padding:0px 3px 0px 3px;vertical-align:bottom;">Polycarbonate</td> <td data-sheets-value='{"1":2,"2":"EW"}' style="overflow:hidden;padding:0px 3px 0px 3px;vertical-align:bottom;">EW</td> <td data-sheets-value='{"1":2,"2":"Heatstop Opal (T)"}' style="overflow:hidden;padding:0px 3px 0px 3px;vertical-align:bottom;">Heatstop Opal (T)</td> <td data-sheets-numberformat='{"1":2,"2":"0.00","3":1}' data-sheets-value='{"1":3,"3":1.19}' style="overflow:hidden;padding:0px 3px 0px 3px;vertical-align:bottom;text-align:center;">1.19</td> <td data-sheets-numberformat='{"1":2,"2":"0","3":1}' data-sheets-value='{"1":3,"3":20.09}' style="overflow:hidden;padding:0px 3px 0px 3px;vertical-align:bottom;text-align:center;">20</td> <td data-sheets-numberformat='{"1":2,"2":"0","3":1}' data-sheets-value='{"1":3,"3":38.940000000000005}' style="overflow:hidden;padding:0px 3px 0px 3px;vertical-align:bottom;text-align:center;">39</td> <td data-sheets-value='{"1":3,"3":24}' style="border-right:1px solid #000000;overflow:hidden;padding:0px 3px 0px 3px;vertical-align:bottom;text-align:center;">24</td> </tr> <tr style="height:20px;"> <td data-sheets-value='{"1":2,"2":"Heatstop PC"}' style="border-left:1px solid #000000;overflow:hidden;padding:0px 3px 0px 3px;vertical-align:bottom;">Heatstop PC</td> <td data-sheets-value='{"1":2,"2":"DW"}' style="overflow:hidden;padding:0px 3px 0px 3px;vertical-align:bottom;">DW</td> <td data-sheets-value='{"1":2,"2":"Clear (T/H)"}' style="overflow:hidden;padding:0px 3px 0px 3px;vertical-align:bottom;">Clear (T/H)</td> <td data-sheets-numberformat='{"1":2,"2":"0.00","3":1}' data-sheets-value='{"1":3,"3":0.98}' style="overflow:hidden;padding:0px 3px 0px 3px;vertical-align:bottom;text-align:center;">0.98</td> <td data-sheets-numberformat='{"1":2,"2":"0","3":1}' data-sheets-value='{"1":3,"3":18.04}' style="overflow:hidden;padding:0px 3px 0px 3px;vertical-align:bottom;text-align:center;">18</td> <td data-sheets-numberformat='{"1":2,"2":"0","3":1}' data-sheets-value='{"1":3,"3":33.660000000000004}' style="overflow:hidden;padding:0px 3px 0px 3px;vertical-align:bottom;text-align:center;">34</td> <td data-sheets-value='{"1":3,"3":26}' style="border-right:1px solid #000000;overflow:hidden;padding:0px 3px 0px 3px;vertical-align:bottom;text-align:center;">26</td> </tr> <tr style="height:20px;"> <td style="border-bottom:1px solid #000000;border-left:1px solid #000000;overflow:hidden;padding:0px 3px 0px 3px;vertical-align:bottom;"></td> <td style="border-bottom:1px solid #000000;overflow:hidden;padding:0px 3px 0px 3px;vertical-align:bottom;"></td> <td data-sheets-value='{"1":2,"2":"Opal (T/O)"}' style="border-bottom:1px solid #000000;overflow:hidden;padding:0px 3px 0px 3px;vertical-align:bottom;">Opal (T/O)</td> <td data-sheets-numberformat='{"1":2,"2":"0.00","3":1}' data-sheets-value='{"1":3,"3":0.98}' style="border-bottom:1px solid #000000;overflow:hidden;padding:0px 3px 0px 3px;vertical-align:bottom;text-align:center;">0.98</td> <td data-sheets-numberformat='{"1":2,"2":"0","3":1}' data-sheets-value='{"1":3,"3":16.81}' style="border-bottom:1px solid #000000;overflow:hidden;padding:0px 3px 0px 3px;vertical-align:bottom;text-align:center;">17</td> <td data-sheets-numberformat='{"1":2,"2":"0","3":1}' data-sheets-value='{"1":3,"3":29.700000000000003}' style="border-bottom:1px solid #000000;overflow:hidden;padding:0px 3px 0px 3px;vertical-align:bottom;text-align:center;">30</td> <td data-sheets-value='{"1":3,"3":26}' style="border-right:1px solid #000000;border-bottom:1px solid #000000;overflow:hidden;padding:0px 3px 0px 3px;vertical-align:bottom;text-align:center;">26</td> </tr> </tbody></table> | skylux-160-ce-met-koepel-en-pvc-opstand-16-00-met-lm-motor-en-pvc-raam-type-ep25-1200-x-1200-mm | 8586024550733 | 46872334205261
Smoke and heat exhaust (SHEV) | SHE system | Skylux | Skylux 160° CE with skylight and PVC curb 16/00 with LM-actuator and PVC frame type EP25 1200 x 1400 mm |  | 50290 | 5412970502906 | 4879.95 | Yes | 30-45 | 74 | 1200 x 1400 mm | 1400 | 1200 |  | PVC 16/00 (16 cm high & roof opening = daylight size) | Rectangular | 1.19 W/m²K - 0.98 W/m²K | 57% - 30% | 37% - 17% | 24dB - 26dB | 160° CE (for industry) | PVC frame EP25 | without spoiler | E | Single actuator | Maximum double-walled skylight possible for this product | Ut-value LT-value g-value Rw-value EN 1873 : 2014 EN ISO 13468 EN 16153 EN 410 EN 410 EN ISO 140-3 Material Walls Shells (W/m²K) (%) (%) (dB) Acrylic EW Clear (H) 1.19 37 57 24 PMMA Opal (O) 1.19 34 50 24 DW Clear (H/H) 0.98 33 50 26 Opal (O/O) 0.98 28 38 26 Polycarbonate EW Clear (A) 1.19 36 55 24 PC Opal (D) 1.19 24 40 24 DW Clear (A/H) 0.98 32 48 26 Clear (A/A) 0.98 32 46 26 Opal (A/O) 0.98 30 42 26 Opal (A/D) 0.98 21 33 26 Polycarbonate EW Heatstop Opal (T) 1.19 20 39 24 Heatstop PC DW Clear (T/H) 0.98 18 34 26 Opal (T/O) 0.98 17 30 26 | https://skylux.eu/en/products/skylux-160-ce-met-koepel-en-pvc-opstand-16-00-met-lm-motor-en-pvc-raam-type-ep25-1200-x-1400-mm | https://skylux.eu/cdn/shop/files/Skylux-160deg-CE-met-koepel-en-pvc-opstand-1600-met-LM-motor-en-pvc-raam-type-EP25-1200-x-1400-mm-RWA-systeem.jpg?v=1702979694&width=1600 | https://skylux.eu/cdn/shop/files/e5a82811-1bb0-48e4-a776-cacb59c7c092_bbf4dc24-bc97-41e8-947e-38cb836a7e29.jpg?v=1688550956&width=1600 | //skylux.eu/cdn/shop/files/E_MH_Mounting_instructions_Skylux_160_CE_LM.pdf?v=12406716259046007223 | //skylux.eu/cdn/shop/files/E_TD_Technical_File_Skylux_Skylux_160_CE_Electric.pdf?v=3667116872303399239 | <style type="text/css" id="isPasted"><!--td {border: 1px solid #cccccc;}br {mso-data-placement:same-cell;}--></style><table border="1" cellpadding="0" cellspacing="0" dir="ltr" style="table-layout:fixed;font-size:10pt;font-family:Arial;border-collapse:collapse;border:none;"><tbody> <tr style="height:20px;"> <td style="overflow:hidden;padding:0px 3px 0px 3px;vertical-align:bottom;"></td> <td style="overflow:hidden;padding:0px 3px 0px 3px;vertical-align:bottom;"></td> <td style="overflow:hidden;padding:0px 3px 0px 3px;vertical-align:bottom;"></td> <td data-sheets-value='{"1":2,"2":"Ut-value"}' style="overflow:hidden;padding:0px 3px 0px 3px;vertical-align:bottom;font-weight:bold;text-align:center;">Ut-value</td> <td data-sheets-value='{"1":2,"2":"LT-value"}' style="overflow:hidden;padding:0px 3px 0px 3px;vertical-align:bottom;font-weight:bold;text-align:center;">LT-value</td> <td data-sheets-value='{"1":2,"2":"g-value"}' style="overflow:hidden;padding:0px 3px 0px 3px;vertical-align:bottom;font-weight:bold;text-align:center;">g-value</td> <td data-sheets-value='{"1":2,"2":"Rw-value "}' style="overflow:hidden;padding:0px 3px 0px 3px;vertical-align:bottom;font-weight:bold;text-align:center;">Rw-value </td> </tr> <tr style="height:20px;"> <td style="overflow:hidden;padding:0px 3px 0px 3px;vertical-align:bottom;"></td> <td style="overflow:hidden;padding:0px 3px 0px 3px;vertical-align:bottom;"></td> <td style="overflow:hidden;padding:0px 3px 0px 3px;vertical-align:bottom;"></td> <td data-sheets-numberformat='{"1":2,"2":"0.00","3":1}' data-sheets-value='{"1":2,"2":"EN 1873 : 2014"}' style="overflow:hidden;padding:0px 3px 0px 3px;vertical-align:bottom;text-align:center;">EN 1873 : 2014</td> <td data-sheets-numberformat='{"1":2,"2":"0","3":1}' data-sheets-value='{"1":2,"2":"EN ISO 13468 EN 16153 EN 410"}' style="overflow:hidden;padding:0px 3px 0px 3px;vertical-align:bottom;text-align:center;">EN ISO 13468 EN 16153 EN 410</td> <td data-sheets-numberformat='{"1":2,"2":"0","3":1}' data-sheets-value='{"1":2,"2":"EN 410"}' style="overflow:hidden;padding:0px 3px 0px 3px;vertical-align:bottom;text-align:center;">EN 410</td> <td data-sheets-value='{"1":2,"2":"EN ISO 140-3\t\t"}' style="overflow:hidden;padding:0px 3px 0px 3px;vertical-align:bottom;text-align:center;">EN ISO 140-3 </td> </tr> <tr style="height:20px;"> <td data-sheets-value='{"1":2,"2":"Material"}' style="border-bottom:1px solid #000000;overflow:hidden;padding:0px 3px 0px 3px;vertical-align:bottom;background-color:#000000;font-weight:bold;color:#ffffff;">Material</td> <td data-sheets-value='{"1":2,"2":"Walls"}' style="border-bottom:1px solid #000000;overflow:hidden;padding:0px 3px 0px 3px;vertical-align:bottom;background-color:#000000;font-weight:bold;color:#ffffff;">Walls</td> <td data-sheets-value='{"1":2,"2":"Shells"}' style="border-bottom:1px solid #000000;overflow:hidden;padding:0px 3px 0px 3px;vertical-align:bottom;background-color:#000000;font-weight:bold;color:#ffffff;">Shells</td> <td data-sheets-numberformat='{"1":2,"2":"0.00","3":1}' data-sheets-value='{"1":2,"2":"(W/m²K)\t"}' style="border-bottom:1px solid #000000;overflow:hidden;padding:0px 3px 0px 3px;vertical-align:bottom;background-color:#000000;font-weight:bold;color:#ffffff;text-align:center;">(W/m²K) </td> <td data-sheets-numberformat='{"1":2,"2":"0","3":1}' data-sheets-value='{"1":2,"2":"(%)"}' style="border-bottom:1px solid #000000;overflow:hidden;padding:0px 3px 0px 3px;vertical-align:bottom;background-color:#000000;font-weight:bold;color:#ffffff;text-align:center;">(%)</td> <td data-sheets-numberformat='{"1":2,"2":"0","3":1}' data-sheets-value='{"1":2,"2":"(%)"}' style="border-bottom:1px solid #000000;overflow:hidden;padding:0px 3px 0px 3px;vertical-align:bottom;background-color:#000000;font-weight:bold;color:#ffffff;text-align:center;">(%)</td> <td data-sheets-value='{"1":2,"2":"(dB)"}' style="border-bottom:1px solid #000000;overflow:hidden;padding:0px 3px 0px 3px;vertical-align:bottom;background-color:#000000;font-weight:bold;color:#ffffff;text-align:center;">(dB)</td> </tr> <tr style="height:20px;"> <td data-sheets-value='{"1":2,"2":"Acrylic"}' style="border-left:1px solid #000000;overflow:hidden;padding:0px 3px 0px 3px;vertical-align:bottom;">Acrylic</td> <td data-sheets-value='{"1":2,"2":"EW"}' style="overflow:hidden;padding:0px 3px 0px 3px;vertical-align:bottom;">EW</td> <td data-sheets-value='{"1":2,"2":"Clear (H)"}' style="overflow:hidden;padding:0px 3px 0px 3px;vertical-align:bottom;">Clear (H)</td> <td data-sheets-numberformat='{"1":2,"2":"0.00","3":1}' data-sheets-value='{"1":3,"3":1.19}' style="overflow:hidden;padding:0px 3px 0px 3px;vertical-align:bottom;text-align:center;">1.19</td> <td data-sheets-numberformat='{"1":2,"2":"0","3":1}' data-sheets-value='{"1":3,"3":36.9}' style="overflow:hidden;padding:0px 3px 0px 3px;vertical-align:bottom;text-align:center;">37</td> <td data-sheets-numberformat='{"1":2,"2":"0","3":1}' data-sheets-value='{"1":3,"3":57.42}' style="overflow:hidden;padding:0px 3px 0px 3px;vertical-align:bottom;text-align:center;">57</td> <td data-sheets-value='{"1":3,"3":24}' style="border-right:1px solid #000000;overflow:hidden;padding:0px 3px 0px 3px;vertical-align:bottom;text-align:center;">24</td> </tr> <tr style="height:20px;"> <td data-sheets-value='{"1":2,"2":"PMMA"}' style="border-left:1px solid #000000;overflow:hidden;padding:0px 3px 0px 3px;vertical-align:bottom;">PMMA</td> <td style="overflow:hidden;padding:0px 3px 0px 3px;vertical-align:bottom;"></td> <td data-sheets-value='{"1":2,"2":"Opal (O)"}' style="overflow:hidden;padding:0px 3px 0px 3px;vertical-align:bottom;">Opal (O)</td> <td data-sheets-numberformat='{"1":2,"2":"0.00","3":1}' data-sheets-value='{"1":3,"3":1.19}' style="overflow:hidden;padding:0px 3px 0px 3px;vertical-align:bottom;text-align:center;">1.19</td> <td data-sheets-numberformat='{"1":2,"2":"0","3":1}' data-sheets-value='{"1":3,"3":34.03}' style="overflow:hidden;padding:0px 3px 0px 3px;vertical-align:bottom;text-align:center;">34</td> <td data-sheets-numberformat='{"1":2,"2":"0","3":1}' data-sheets-value='{"1":3,"3":50.160000000000004}' style="overflow:hidden;padding:0px 3px 0px 3px;vertical-align:bottom;text-align:center;">50</td> <td data-sheets-value='{"1":3,"3":24}' style="border-right:1px solid #000000;overflow:hidden;padding:0px 3px 0px 3px;vertical-align:bottom;text-align:center;">24</td> </tr> <tr style="height:20px;"> <td style="border-left:1px solid #000000;overflow:hidden;padding:0px 3px 0px 3px;vertical-align:bottom;"></td> <td data-sheets-value='{"1":2,"2":"DW"}' style="overflow:hidden;padding:0px 3px 0px 3px;vertical-align:bottom;">DW</td> <td data-sheets-value='{"1":2,"2":"Clear (H/H)"}' style="overflow:hidden;padding:0px 3px 0px 3px;vertical-align:bottom;">Clear (H/H)</td> <td data-sheets-numberformat='{"1":2,"2":"0.00","3":1}' data-sheets-value='{"1":3,"3":0.98}' style="overflow:hidden;padding:0px 3px 0px 3px;vertical-align:bottom;text-align:center;">0.98</td> <td data-sheets-numberformat='{"1":2,"2":"0","3":1}' data-sheets-value='{"1":3,"3":33.21}' style="overflow:hidden;padding:0px 3px 0px 3px;vertical-align:bottom;text-align:center;">33</td> <td data-sheets-numberformat='{"1":2,"2":"0","3":1}' data-sheets-value='{"1":3,"3":49.5}' style="overflow:hidden;padding:0px 3px 0px 3px;vertical-align:bottom;text-align:center;">50</td> <td data-sheets-value='{"1":3,"3":26}' style="border-right:1px solid #000000;overflow:hidden;padding:0px 3px 0px 3px;vertical-align:bottom;text-align:center;">26</td> </tr> <tr style="height:20px;"> <td style="border-bottom:1px solid #000000;border-left:1px solid #000000;overflow:hidden;padding:0px 3px 0px 3px;vertical-align:bottom;"></td> <td style="border-bottom:1px solid #000000;overflow:hidden;padding:0px 3px 0px 3px;vertical-align:bottom;"></td> <td data-sheets-value='{"1":2,"2":"Opal (O/O)"}' style="border-bottom:1px solid #000000;overflow:hidden;padding:0px 3px 0px 3px;vertical-align:bottom;">Opal (O/O)</td> <td data-sheets-numberformat='{"1":2,"2":"0.00","3":1}' data-sheets-value='{"1":3,"3":0.98}' style="border-bottom:1px solid #000000;overflow:hidden;padding:0px 3px 0px 3px;vertical-align:bottom;text-align:center;">0.98</td> <td data-sheets-numberformat='{"1":2,"2":"0","3":1}' data-sheets-value='{"1":3,"3":28.29}' style="border-bottom:1px solid #000000;overflow:hidden;padding:0px 3px 0px 3px;vertical-align:bottom;text-align:center;">28</td> <td data-sheets-numberformat='{"1":2,"2":"0","3":1}' data-sheets-value='{"1":3,"3":38.28}' style="border-bottom:1px solid #000000;overflow:hidden;padding:0px 3px 0px 3px;vertical-align:bottom;text-align:center;">38</td> <td data-sheets-value='{"1":3,"3":26}' style="border-right:1px solid #000000;border-bottom:1px solid #000000;overflow:hidden;padding:0px 3px 0px 3px;vertical-align:bottom;text-align:center;">26</td> </tr> <tr style="height:20px;"> <td data-sheets-value='{"1":2,"2":"Polycarbonate "}' style="border-left:1px solid #000000;overflow:hidden;padding:0px 3px 0px 3px;vertical-align:bottom;">Polycarbonate </td> <td data-sheets-value='{"1":2,"2":"EW"}' style="overflow:hidden;padding:0px 3px 0px 3px;vertical-align:bottom;">EW</td> <td data-sheets-value='{"1":2,"2":"Clear (A)"}' style="overflow:hidden;padding:0px 3px 0px 3px;vertical-align:bottom;">Clear (A)</td> <td data-sheets-numberformat='{"1":2,"2":"0.00","3":1}' data-sheets-value='{"1":3,"3":1.19}' style="overflow:hidden;padding:0px 3px 0px 3px;vertical-align:bottom;text-align:center;">1.19</td> <td data-sheets-numberformat='{"1":2,"2":"0","3":1}' data-sheets-value='{"1":3,"3":36.08}' style="overflow:hidden;padding:0px 3px 0px 3px;vertical-align:bottom;text-align:center;">36</td> <td data-sheets-numberformat='{"1":2,"2":"0","3":1}' data-sheets-value='{"1":3,"3":54.78}' style="overflow:hidden;padding:0px 3px 0px 3px;vertical-align:bottom;text-align:center;">55</td> <td data-sheets-value='{"1":3,"3":24}' style="border-right:1px solid #000000;overflow:hidden;padding:0px 3px 0px 3px;vertical-align:bottom;text-align:center;">24</td> </tr> <tr style="height:20px;"> <td data-sheets-value='{"1":2,"2":"PC"}' style="border-left:1px solid #000000;overflow:hidden;padding:0px 3px 0px 3px;vertical-align:bottom;">PC</td> <td style="overflow:hidden;padding:0px 3px 0px 3px;vertical-align:bottom;"></td> <td data-sheets-value='{"1":2,"2":"Opal (D)"}' style="overflow:hidden;padding:0px 3px 0px 3px;vertical-align:bottom;">Opal (D)</td> <td data-sheets-numberformat='{"1":2,"2":"0.00","3":1}' data-sheets-value='{"1":3,"3":1.19}' style="overflow:hidden;padding:0px 3px 0px 3px;vertical-align:bottom;text-align:center;">1.19</td> <td data-sheets-numberformat='{"1":2,"2":"0","3":1}' data-sheets-value='{"1":3,"3":23.779999999999998}' style="overflow:hidden;padding:0px 3px 0px 3px;vertical-align:bottom;text-align:center;">24</td> <td data-sheets-numberformat='{"1":2,"2":"0","3":1}' data-sheets-value='{"1":3,"3":39.6}' style="overflow:hidden;padding:0px 3px 0px 3px;vertical-align:bottom;text-align:center;">40</td> <td data-sheets-value='{"1":3,"3":24}' style="border-right:1px solid #000000;overflow:hidden;padding:0px 3px 0px 3px;vertical-align:bottom;text-align:center;">24</td> </tr> <tr style="height:20px;"> <td style="border-left:1px solid #000000;overflow:hidden;padding:0px 3px 0px 3px;vertical-align:bottom;"></td> <td data-sheets-value='{"1":2,"2":"DW"}' style="overflow:hidden;padding:0px 3px 0px 3px;vertical-align:bottom;">DW</td> <td data-sheets-value='{"1":2,"2":"Clear (A/H)"}' style="overflow:hidden;padding:0px 3px 0px 3px;vertical-align:bottom;">Clear (A/H)</td> <td data-sheets-numberformat='{"1":2,"2":"0.00","3":1}' data-sheets-value='{"1":3,"3":0.98}' style="overflow:hidden;padding:0px 3px 0px 3px;vertical-align:bottom;text-align:center;">0.98</td> <td data-sheets-numberformat='{"1":2,"2":"0","3":1}' data-sheets-value='{"1":3,"3":32.39}' style="overflow:hidden;padding:0px 3px 0px 3px;vertical-align:bottom;text-align:center;">32</td> <td data-sheets-numberformat='{"1":2,"2":"0","3":1}' data-sheets-value='{"1":3,"3":47.52}' style="overflow:hidden;padding:0px 3px 0px 3px;vertical-align:bottom;text-align:center;">48</td> <td data-sheets-value='{"1":3,"3":26}' style="border-right:1px solid #000000;overflow:hidden;padding:0px 3px 0px 3px;vertical-align:bottom;text-align:center;">26</td> </tr> <tr style="height:20px;"> <td style="border-left:1px solid #000000;overflow:hidden;padding:0px 3px 0px 3px;vertical-align:bottom;"></td> <td style="overflow:hidden;padding:0px 3px 0px 3px;vertical-align:bottom;"></td> <td data-sheets-value='{"1":2,"2":"Clear (A/A)"}' style="overflow:hidden;padding:0px 3px 0px 3px;vertical-align:bottom;">Clear (A/A)</td> <td data-sheets-numberformat='{"1":2,"2":"0.00","3":1}' data-sheets-value='{"1":3,"3":0.98}' style="overflow:hidden;padding:0px 3px 0px 3px;vertical-align:bottom;text-align:center;">0.98</td> <td data-sheets-numberformat='{"1":2,"2":"0","3":1}' data-sheets-value='{"1":3,"3":31.569999999999997}' style="overflow:hidden;padding:0px 3px 0px 3px;vertical-align:bottom;text-align:center;">32</td> <td data-sheets-numberformat='{"1":2,"2":"0","3":1}' data-sheets-value='{"1":3,"3":45.54}' style="overflow:hidden;padding:0px 3px 0px 3px;vertical-align:bottom;text-align:center;">46</td> <td data-sheets-value='{"1":3,"3":26}' style="border-right:1px solid #000000;overflow:hidden;padding:0px 3px 0px 3px;vertical-align:bottom;text-align:center;">26</td> </tr> <tr style="height:20px;"> <td style="border-left:1px solid #000000;overflow:hidden;padding:0px 3px 0px 3px;vertical-align:bottom;"></td> <td style="overflow:hidden;padding:0px 3px 0px 3px;vertical-align:bottom;"></td> <td data-sheets-value='{"1":2,"2":"Opal (A/O)"}' style="overflow:hidden;padding:0px 3px 0px 3px;vertical-align:bottom;">Opal (A/O)</td> <td data-sheets-numberformat='{"1":2,"2":"0.00","3":1}' data-sheets-value='{"1":3,"3":0.98}' style="overflow:hidden;padding:0px 3px 0px 3px;vertical-align:bottom;text-align:center;">0.98</td> <td data-sheets-numberformat='{"1":2,"2":"0","3":1}' data-sheets-value='{"1":3,"3":29.93}' style="overflow:hidden;padding:0px 3px 0px 3px;vertical-align:bottom;text-align:center;">30</td> <td data-sheets-numberformat='{"1":2,"2":"0","3":1}' data-sheets-value='{"1":3,"3":41.580000000000005}' style="overflow:hidden;padding:0px 3px 0px 3px;vertical-align:bottom;text-align:center;">42</td> <td data-sheets-value='{"1":3,"3":26}' style="border-right:1px solid #000000;overflow:hidden;padding:0px 3px 0px 3px;vertical-align:bottom;text-align:center;">26</td> </tr> <tr style="height:20px;"> <td style="border-bottom:1px solid #000000;border-left:1px solid #000000;overflow:hidden;padding:0px 3px 0px 3px;vertical-align:bottom;"></td> <td style="border-bottom:1px solid #000000;overflow:hidden;padding:0px 3px 0px 3px;vertical-align:bottom;"></td> <td data-sheets-value='{"1":2,"2":"Opal (A/D)"}' style="border-bottom:1px solid #000000;overflow:hidden;padding:0px 3px 0px 3px;vertical-align:bottom;">Opal (A/D)</td> <td data-sheets-numberformat='{"1":2,"2":"0.00","3":1}' data-sheets-value='{"1":3,"3":0.98}' style="border-bottom:1px solid #000000;overflow:hidden;padding:0px 3px 0px 3px;vertical-align:bottom;text-align:center;">0.98</td> <td data-sheets-numberformat='{"1":2,"2":"0","3":1}' data-sheets-value='{"1":3,"3":20.91}' style="border-bottom:1px solid #000000;overflow:hidden;padding:0px 3px 0px 3px;vertical-align:bottom;text-align:center;">21</td> <td data-sheets-numberformat='{"1":2,"2":"0","3":1}' data-sheets-value='{"1":3,"3":33}' style="border-bottom:1px solid #000000;overflow:hidden;padding:0px 3px 0px 3px;vertical-align:bottom;text-align:center;">33</td> <td data-sheets-value='{"1":3,"3":26}' style="border-right:1px solid #000000;border-bottom:1px solid #000000;overflow:hidden;padding:0px 3px 0px 3px;vertical-align:bottom;text-align:center;">26</td> </tr> <tr style="height:20px;"> <td data-sheets-value='{"1":2,"2":"Polycarbonate"}' style="border-left:1px solid #000000;overflow:hidden;padding:0px 3px 0px 3px;vertical-align:bottom;">Polycarbonate</td> <td data-sheets-value='{"1":2,"2":"EW"}' style="overflow:hidden;padding:0px 3px 0px 3px;vertical-align:bottom;">EW</td> <td data-sheets-value='{"1":2,"2":"Heatstop Opal (T)"}' style="overflow:hidden;padding:0px 3px 0px 3px;vertical-align:bottom;">Heatstop Opal (T)</td> <td data-sheets-numberformat='{"1":2,"2":"0.00","3":1}' data-sheets-value='{"1":3,"3":1.19}' style="overflow:hidden;padding:0px 3px 0px 3px;vertical-align:bottom;text-align:center;">1.19</td> <td data-sheets-numberformat='{"1":2,"2":"0","3":1}' data-sheets-value='{"1":3,"3":20.09}' style="overflow:hidden;padding:0px 3px 0px 3px;vertical-align:bottom;text-align:center;">20</td> <td data-sheets-numberformat='{"1":2,"2":"0","3":1}' data-sheets-value='{"1":3,"3":38.940000000000005}' style="overflow:hidden;padding:0px 3px 0px 3px;vertical-align:bottom;text-align:center;">39</td> <td data-sheets-value='{"1":3,"3":24}' style="border-right:1px solid #000000;overflow:hidden;padding:0px 3px 0px 3px;vertical-align:bottom;text-align:center;">24</td> </tr> <tr style="height:20px;"> <td data-sheets-value='{"1":2,"2":"Heatstop PC"}' style="border-left:1px solid #000000;overflow:hidden;padding:0px 3px 0px 3px;vertical-align:bottom;">Heatstop PC</td> <td data-sheets-value='{"1":2,"2":"DW"}' style="overflow:hidden;padding:0px 3px 0px 3px;vertical-align:bottom;">DW</td> <td data-sheets-value='{"1":2,"2":"Clear (T/H)"}' style="overflow:hidden;padding:0px 3px 0px 3px;vertical-align:bottom;">Clear (T/H)</td> <td data-sheets-numberformat='{"1":2,"2":"0.00","3":1}' data-sheets-value='{"1":3,"3":0.98}' style="overflow:hidden;padding:0px 3px 0px 3px;vertical-align:bottom;text-align:center;">0.98</td> <td data-sheets-numberformat='{"1":2,"2":"0","3":1}' data-sheets-value='{"1":3,"3":18.04}' style="overflow:hidden;padding:0px 3px 0px 3px;vertical-align:bottom;text-align:center;">18</td> <td data-sheets-numberformat='{"1":2,"2":"0","3":1}' data-sheets-value='{"1":3,"3":33.660000000000004}' style="overflow:hidden;padding:0px 3px 0px 3px;vertical-align:bottom;text-align:center;">34</td> <td data-sheets-value='{"1":3,"3":26}' style="border-right:1px solid #000000;overflow:hidden;padding:0px 3px 0px 3px;vertical-align:bottom;text-align:center;">26</td> </tr> <tr style="height:20px;"> <td style="border-bottom:1px solid #000000;border-left:1px solid #000000;overflow:hidden;padding:0px 3px 0px 3px;vertical-align:bottom;"></td> <td style="border-bottom:1px solid #000000;overflow:hidden;padding:0px 3px 0px 3px;vertical-align:bottom;"></td> <td data-sheets-value='{"1":2,"2":"Opal (T/O)"}' style="border-bottom:1px solid #000000;overflow:hidden;padding:0px 3px 0px 3px;vertical-align:bottom;">Opal (T/O)</td> <td data-sheets-numberformat='{"1":2,"2":"0.00","3":1}' data-sheets-value='{"1":3,"3":0.98}' style="border-bottom:1px solid #000000;overflow:hidden;padding:0px 3px 0px 3px;vertical-align:bottom;text-align:center;">0.98</td> <td data-sheets-numberformat='{"1":2,"2":"0","3":1}' data-sheets-value='{"1":3,"3":16.81}' style="border-bottom:1px solid #000000;overflow:hidden;padding:0px 3px 0px 3px;vertical-align:bottom;text-align:center;">17</td> <td data-sheets-numberformat='{"1":2,"2":"0","3":1}' data-sheets-value='{"1":3,"3":29.700000000000003}' style="border-bottom:1px solid #000000;overflow:hidden;padding:0px 3px 0px 3px;vertical-align:bottom;text-align:center;">30</td> <td data-sheets-value='{"1":3,"3":26}' style="border-right:1px solid #000000;border-bottom:1px solid #000000;overflow:hidden;padding:0px 3px 0px 3px;vertical-align:bottom;text-align:center;">26</td> </tr> </tbody></table> | skylux-160-ce-met-koepel-en-pvc-opstand-16-00-met-lm-motor-en-pvc-raam-type-ep25-1200-x-1400-mm | 8586024583501 | 46872334270797
Smoke and heat exhaust (SHEV) | SHE system | Skylux | Skylux 160° CE with skylight and PVC curb 16/00 with LM-actuator and PVC frame type EP25 1200 x 1500 mm |  | 50291 | 5412970502913 | 5131.65 | Yes | 30-45 | 74.82 | 1200 x 1500 mm | 1500 | 1200 |  | PVC 16/00 (16 cm high & roof opening = daylight size) | Rectangular | 1.19 W/m²K - 0.98 W/m²K | 57% - 30% | 37% - 17% | 24dB - 26dB | 160° CE (for industry) | PVC frame EP25 | without spoiler | E | Single actuator | Maximum double-walled skylight possible for this product | Ut-value LT-value g-value Rw-value EN 1873 : 2014 EN ISO 13468 EN 16153 EN 410 EN 410 EN ISO 140-3 Material Walls Shells (W/m²K) (%) (%) (dB) Acrylic EW Clear (H) 1.19 37 57 24 PMMA Opal (O) 1.19 34 50 24 DW Clear (H/H) 0.98 33 50 26 Opal (O/O) 0.98 28 38 26 Polycarbonate EW Clear (A) 1.19 36 55 24 PC Opal (D) 1.19 24 40 24 DW Clear (A/H) 0.98 32 48 26 Clear (A/A) 0.98 32 46 26 Opal (A/O) 0.98 30 42 26 Opal (A/D) 0.98 21 33 26 Polycarbonate EW Heatstop Opal (T) 1.19 20 39 24 Heatstop PC DW Clear (T/H) 0.98 18 34 26 Opal (T/O) 0.98 17 30 26 | https://skylux.eu/en/products/skylux-160-ce-met-koepel-en-pvc-opstand-16-00-met-lm-motor-en-pvc-raam-type-ep25-1200-x-1500-mm | https://skylux.eu/cdn/shop/files/Skylux-160deg-CE-met-koepel-en-pvc-opstand-1600-met-LM-motor-en-pvc-raam-type-EP25-1200-x-1500-mm-RWA-systeem.jpg?v=1702979700&width=1600 | https://skylux.eu/cdn/shop/files/e5a82811-1bb0-48e4-a776-cacb59c7c092_a39bcf26-9fb3-432e-afc4-4c6e0b807914.jpg?v=1688550957&width=1600 | //skylux.eu/cdn/shop/files/E_MH_Mounting_instructions_Skylux_160_CE_LM.pdf?v=12406716259046007223 | //skylux.eu/cdn/shop/files/E_TD_Technical_File_Skylux_Skylux_160_CE_Electric.pdf?v=3667116872303399239 | <style type="text/css" id="isPasted"><!--td {border: 1px solid #cccccc;}br {mso-data-placement:same-cell;}--></style><table border="1" cellpadding="0" cellspacing="0" dir="ltr" style="table-layout:fixed;font-size:10pt;font-family:Arial;border-collapse:collapse;border:none;"><tbody> <tr style="height:20px;"> <td style="overflow:hidden;padding:0px 3px 0px 3px;vertical-align:bottom;"></td> <td style="overflow:hidden;padding:0px 3px 0px 3px;vertical-align:bottom;"></td> <td style="overflow:hidden;padding:0px 3px 0px 3px;vertical-align:bottom;"></td> <td data-sheets-value='{"1":2,"2":"Ut-value"}' style="overflow:hidden;padding:0px 3px 0px 3px;vertical-align:bottom;font-weight:bold;text-align:center;">Ut-value</td> <td data-sheets-value='{"1":2,"2":"LT-value"}' style="overflow:hidden;padding:0px 3px 0px 3px;vertical-align:bottom;font-weight:bold;text-align:center;">LT-value</td> <td data-sheets-value='{"1":2,"2":"g-value"}' style="overflow:hidden;padding:0px 3px 0px 3px;vertical-align:bottom;font-weight:bold;text-align:center;">g-value</td> <td data-sheets-value='{"1":2,"2":"Rw-value "}' style="overflow:hidden;padding:0px 3px 0px 3px;vertical-align:bottom;font-weight:bold;text-align:center;">Rw-value </td> </tr> <tr style="height:20px;"> <td style="overflow:hidden;padding:0px 3px 0px 3px;vertical-align:bottom;"></td> <td style="overflow:hidden;padding:0px 3px 0px 3px;vertical-align:bottom;"></td> <td style="overflow:hidden;padding:0px 3px 0px 3px;vertical-align:bottom;"></td> <td data-sheets-numberformat='{"1":2,"2":"0.00","3":1}' data-sheets-value='{"1":2,"2":"EN 1873 : 2014"}' style="overflow:hidden;padding:0px 3px 0px 3px;vertical-align:bottom;text-align:center;">EN 1873 : 2014</td> <td data-sheets-numberformat='{"1":2,"2":"0","3":1}' data-sheets-value='{"1":2,"2":"EN ISO 13468 EN 16153 EN 410"}' style="overflow:hidden;padding:0px 3px 0px 3px;vertical-align:bottom;text-align:center;">EN ISO 13468 EN 16153 EN 410</td> <td data-sheets-numberformat='{"1":2,"2":"0","3":1}' data-sheets-value='{"1":2,"2":"EN 410"}' style="overflow:hidden;padding:0px 3px 0px 3px;vertical-align:bottom;text-align:center;">EN 410</td> <td data-sheets-value='{"1":2,"2":"EN ISO 140-3\t\t"}' style="overflow:hidden;padding:0px 3px 0px 3px;vertical-align:bottom;text-align:center;">EN ISO 140-3 </td> </tr> <tr style="height:20px;"> <td data-sheets-value='{"1":2,"2":"Material"}' style="border-bottom:1px solid #000000;overflow:hidden;padding:0px 3px 0px 3px;vertical-align:bottom;background-color:#000000;font-weight:bold;color:#ffffff;">Material</td> <td data-sheets-value='{"1":2,"2":"Walls"}' style="border-bottom:1px solid #000000;overflow:hidden;padding:0px 3px 0px 3px;vertical-align:bottom;background-color:#000000;font-weight:bold;color:#ffffff;">Walls</td> <td data-sheets-value='{"1":2,"2":"Shells"}' style="border-bottom:1px solid #000000;overflow:hidden;padding:0px 3px 0px 3px;vertical-align:bottom;background-color:#000000;font-weight:bold;color:#ffffff;">Shells</td> <td data-sheets-numberformat='{"1":2,"2":"0.00","3":1}' data-sheets-value='{"1":2,"2":"(W/m²K)\t"}' style="border-bottom:1px solid #000000;overflow:hidden;padding:0px 3px 0px 3px;vertical-align:bottom;background-color:#000000;font-weight:bold;color:#ffffff;text-align:center;">(W/m²K) </td> <td data-sheets-numberformat='{"1":2,"2":"0","3":1}' data-sheets-value='{"1":2,"2":"(%)"}' style="border-bottom:1px solid #000000;overflow:hidden;padding:0px 3px 0px 3px;vertical-align:bottom;background-color:#000000;font-weight:bold;color:#ffffff;text-align:center;">(%)</td> <td data-sheets-numberformat='{"1":2,"2":"0","3":1}' data-sheets-value='{"1":2,"2":"(%)"}' style="border-bottom:1px solid #000000;overflow:hidden;padding:0px 3px 0px 3px;vertical-align:bottom;background-color:#000000;font-weight:bold;color:#ffffff;text-align:center;">(%)</td> <td data-sheets-value='{"1":2,"2":"(dB)"}' style="border-bottom:1px solid #000000;overflow:hidden;padding:0px 3px 0px 3px;vertical-align:bottom;background-color:#000000;font-weight:bold;color:#ffffff;text-align:center;">(dB)</td> </tr> <tr style="height:20px;"> <td data-sheets-value='{"1":2,"2":"Acrylic"}' style="border-left:1px solid #000000;overflow:hidden;padding:0px 3px 0px 3px;vertical-align:bottom;">Acrylic</td> <td data-sheets-value='{"1":2,"2":"EW"}' style="overflow:hidden;padding:0px 3px 0px 3px;vertical-align:bottom;">EW</td> <td data-sheets-value='{"1":2,"2":"Clear (H)"}' style="overflow:hidden;padding:0px 3px 0px 3px;vertical-align:bottom;">Clear (H)</td> <td data-sheets-numberformat='{"1":2,"2":"0.00","3":1}' data-sheets-value='{"1":3,"3":1.19}' style="overflow:hidden;padding:0px 3px 0px 3px;vertical-align:bottom;text-align:center;">1.19</td> <td data-sheets-numberformat='{"1":2,"2":"0","3":1}' data-sheets-value='{"1":3,"3":36.9}' style="overflow:hidden;padding:0px 3px 0px 3px;vertical-align:bottom;text-align:center;">37</td> <td data-sheets-numberformat='{"1":2,"2":"0","3":1}' data-sheets-value='{"1":3,"3":57.42}' style="overflow:hidden;padding:0px 3px 0px 3px;vertical-align:bottom;text-align:center;">57</td> <td data-sheets-value='{"1":3,"3":24}' style="border-right:1px solid #000000;overflow:hidden;padding:0px 3px 0px 3px;vertical-align:bottom;text-align:center;">24</td> </tr> <tr style="height:20px;"> <td data-sheets-value='{"1":2,"2":"PMMA"}' style="border-left:1px solid #000000;overflow:hidden;padding:0px 3px 0px 3px;vertical-align:bottom;">PMMA</td> <td style="overflow:hidden;padding:0px 3px 0px 3px;vertical-align:bottom;"></td> <td data-sheets-value='{"1":2,"2":"Opal (O)"}' style="overflow:hidden;padding:0px 3px 0px 3px;vertical-align:bottom;">Opal (O)</td> <td data-sheets-numberformat='{"1":2,"2":"0.00","3":1}' data-sheets-value='{"1":3,"3":1.19}' style="overflow:hidden;padding:0px 3px 0px 3px;vertical-align:bottom;text-align:center;">1.19</td> <td data-sheets-numberformat='{"1":2,"2":"0","3":1}' data-sheets-value='{"1":3,"3":34.03}' style="overflow:hidden;padding:0px 3px 0px 3px;vertical-align:bottom;text-align:center;">34</td> <td data-sheets-numberformat='{"1":2,"2":"0","3":1}' data-sheets-value='{"1":3,"3":50.160000000000004}' style="overflow:hidden;padding:0px 3px 0px 3px;vertical-align:bottom;text-align:center;">50</td> <td data-sheets-value='{"1":3,"3":24}' style="border-right:1px solid #000000;overflow:hidden;padding:0px 3px 0px 3px;vertical-align:bottom;text-align:center;">24</td> </tr> <tr style="height:20px;"> <td style="border-left:1px solid #000000;overflow:hidden;padding:0px 3px 0px 3px;vertical-align:bottom;"></td> <td data-sheets-value='{"1":2,"2":"DW"}' style="overflow:hidden;padding:0px 3px 0px 3px;vertical-align:bottom;">DW</td> <td data-sheets-value='{"1":2,"2":"Clear (H/H)"}' style="overflow:hidden;padding:0px 3px 0px 3px;vertical-align:bottom;">Clear (H/H)</td> <td data-sheets-numberformat='{"1":2,"2":"0.00","3":1}' data-sheets-value='{"1":3,"3":0.98}' style="overflow:hidden;padding:0px 3px 0px 3px;vertical-align:bottom;text-align:center;">0.98</td> <td data-sheets-numberformat='{"1":2,"2":"0","3":1}' data-sheets-value='{"1":3,"3":33.21}' style="overflow:hidden;padding:0px 3px 0px 3px;vertical-align:bottom;text-align:center;">33</td> <td data-sheets-numberformat='{"1":2,"2":"0","3":1}' data-sheets-value='{"1":3,"3":49.5}' style="overflow:hidden;padding:0px 3px 0px 3px;vertical-align:bottom;text-align:center;">50</td> <td data-sheets-value='{"1":3,"3":26}' style="border-right:1px solid #000000;overflow:hidden;padding:0px 3px 0px 3px;vertical-align:bottom;text-align:center;">26</td> </tr> <tr style="height:20px;"> <td style="border-bottom:1px solid #000000;border-left:1px solid #000000;overflow:hidden;padding:0px 3px 0px 3px;vertical-align:bottom;"></td> <td style="border-bottom:1px solid #000000;overflow:hidden;padding:0px 3px 0px 3px;vertical-align:bottom;"></td> <td data-sheets-value='{"1":2,"2":"Opal (O/O)"}' style="border-bottom:1px solid #000000;overflow:hidden;padding:0px 3px 0px 3px;vertical-align:bottom;">Opal (O/O)</td> <td data-sheets-numberformat='{"1":2,"2":"0.00","3":1}' data-sheets-value='{"1":3,"3":0.98}' style="border-bottom:1px solid #000000;overflow:hidden;padding:0px 3px 0px 3px;vertical-align:bottom;text-align:center;">0.98</td> <td data-sheets-numberformat='{"1":2,"2":"0","3":1}' data-sheets-value='{"1":3,"3":28.29}' style="border-bottom:1px solid #000000;overflow:hidden;padding:0px 3px 0px 3px;vertical-align:bottom;text-align:center;">28</td> <td data-sheets-numberformat='{"1":2,"2":"0","3":1}' data-sheets-value='{"1":3,"3":38.28}' style="border-bottom:1px solid #000000;overflow:hidden;padding:0px 3px 0px 3px;vertical-align:bottom;text-align:center;">38</td> <td data-sheets-value='{"1":3,"3":26}' style="border-right:1px solid #000000;border-bottom:1px solid #000000;overflow:hidden;padding:0px 3px 0px 3px;vertical-align:bottom;text-align:center;">26</td> </tr> <tr style="height:20px;"> <td data-sheets-value='{"1":2,"2":"Polycarbonate "}' style="border-left:1px solid #000000;overflow:hidden;padding:0px 3px 0px 3px;vertical-align:bottom;">Polycarbonate </td> <td data-sheets-value='{"1":2,"2":"EW"}' style="overflow:hidden;padding:0px 3px 0px 3px;vertical-align:bottom;">EW</td> <td data-sheets-value='{"1":2,"2":"Clear (A)"}' style="overflow:hidden;padding:0px 3px 0px 3px;vertical-align:bottom;">Clear (A)</td> <td data-sheets-numberformat='{"1":2,"2":"0.00","3":1}' data-sheets-value='{"1":3,"3":1.19}' style="overflow:hidden;padding:0px 3px 0px 3px;vertical-align:bottom;text-align:center;">1.19</td> <td data-sheets-numberformat='{"1":2,"2":"0","3":1}' data-sheets-value='{"1":3,"3":36.08}' style="overflow:hidden;padding:0px 3px 0px 3px;vertical-align:bottom;text-align:center;">36</td> <td data-sheets-numberformat='{"1":2,"2":"0","3":1}' data-sheets-value='{"1":3,"3":54.78}' style="overflow:hidden;padding:0px 3px 0px 3px;vertical-align:bottom;text-align:center;">55</td> <td data-sheets-value='{"1":3,"3":24}' style="border-right:1px solid #000000;overflow:hidden;padding:0px 3px 0px 3px;vertical-align:bottom;text-align:center;">24</td> </tr> <tr style="height:20px;"> <td data-sheets-value='{"1":2,"2":"PC"}' style="border-left:1px solid #000000;overflow:hidden;padding:0px 3px 0px 3px;vertical-align:bottom;">PC</td> <td style="overflow:hidden;padding:0px 3px 0px 3px;vertical-align:bottom;"></td> <td data-sheets-value='{"1":2,"2":"Opal (D)"}' style="overflow:hidden;padding:0px 3px 0px 3px;vertical-align:bottom;">Opal (D)</td> <td data-sheets-numberformat='{"1":2,"2":"0.00","3":1}' data-sheets-value='{"1":3,"3":1.19}' style="overflow:hidden;padding:0px 3px 0px 3px;vertical-align:bottom;text-align:center;">1.19</td> <td data-sheets-numberformat='{"1":2,"2":"0","3":1}' data-sheets-value='{"1":3,"3":23.779999999999998}' style="overflow:hidden;padding:0px 3px 0px 3px;vertical-align:bottom;text-align:center;">24</td> <td data-sheets-numberformat='{"1":2,"2":"0","3":1}' data-sheets-value='{"1":3,"3":39.6}' style="overflow:hidden;padding:0px 3px 0px 3px;vertical-align:bottom;text-align:center;">40</td> <td data-sheets-value='{"1":3,"3":24}' style="border-right:1px solid #000000;overflow:hidden;padding:0px 3px 0px 3px;vertical-align:bottom;text-align:center;">24</td> </tr> <tr style="height:20px;"> <td style="border-left:1px solid #000000;overflow:hidden;padding:0px 3px 0px 3px;vertical-align:bottom;"></td> <td data-sheets-value='{"1":2,"2":"DW"}' style="overflow:hidden;padding:0px 3px 0px 3px;vertical-align:bottom;">DW</td> <td data-sheets-value='{"1":2,"2":"Clear (A/H)"}' style="overflow:hidden;padding:0px 3px 0px 3px;vertical-align:bottom;">Clear (A/H)</td> <td data-sheets-numberformat='{"1":2,"2":"0.00","3":1}' data-sheets-value='{"1":3,"3":0.98}' style="overflow:hidden;padding:0px 3px 0px 3px;vertical-align:bottom;text-align:center;">0.98</td> <td data-sheets-numberformat='{"1":2,"2":"0","3":1}' data-sheets-value='{"1":3,"3":32.39}' style="overflow:hidden;padding:0px 3px 0px 3px;vertical-align:bottom;text-align:center;">32</td> <td data-sheets-numberformat='{"1":2,"2":"0","3":1}' data-sheets-value='{"1":3,"3":47.52}' style="overflow:hidden;padding:0px 3px 0px 3px;vertical-align:bottom;text-align:center;">48</td> <td data-sheets-value='{"1":3,"3":26}' style="border-right:1px solid #000000;overflow:hidden;padding:0px 3px 0px 3px;vertical-align:bottom;text-align:center;">26</td> </tr> <tr style="height:20px;"> <td style="border-left:1px solid #000000;overflow:hidden;padding:0px 3px 0px 3px;vertical-align:bottom;"></td> <td style="overflow:hidden;padding:0px 3px 0px 3px;vertical-align:bottom;"></td> <td data-sheets-value='{"1":2,"2":"Clear (A/A)"}' style="overflow:hidden;padding:0px 3px 0px 3px;vertical-align:bottom;">Clear (A/A)</td> <td data-sheets-numberformat='{"1":2,"2":"0.00","3":1}' data-sheets-value='{"1":3,"3":0.98}' style="overflow:hidden;padding:0px 3px 0px 3px;vertical-align:bottom;text-align:center;">0.98</td> <td data-sheets-numberformat='{"1":2,"2":"0","3":1}' data-sheets-value='{"1":3,"3":31.569999999999997}' style="overflow:hidden;padding:0px 3px 0px 3px;vertical-align:bottom;text-align:center;">32</td> <td data-sheets-numberformat='{"1":2,"2":"0","3":1}' data-sheets-value='{"1":3,"3":45.54}' style="overflow:hidden;padding:0px 3px 0px 3px;vertical-align:bottom;text-align:center;">46</td> <td data-sheets-value='{"1":3,"3":26}' style="border-right:1px solid #000000;overflow:hidden;padding:0px 3px 0px 3px;vertical-align:bottom;text-align:center;">26</td> </tr> <tr style="height:20px;"> <td style="border-left:1px solid #000000;overflow:hidden;padding:0px 3px 0px 3px;vertical-align:bottom;"></td> <td style="overflow:hidden;padding:0px 3px 0px 3px;vertical-align:bottom;"></td> <td data-sheets-value='{"1":2,"2":"Opal (A/O)"}' style="overflow:hidden;padding:0px 3px 0px 3px;vertical-align:bottom;">Opal (A/O)</td> <td data-sheets-numberformat='{"1":2,"2":"0.00","3":1}' data-sheets-value='{"1":3,"3":0.98}' style="overflow:hidden;padding:0px 3px 0px 3px;vertical-align:bottom;text-align:center;">0.98</td> <td data-sheets-numberformat='{"1":2,"2":"0","3":1}' data-sheets-value='{"1":3,"3":29.93}' style="overflow:hidden;padding:0px 3px 0px 3px;vertical-align:bottom;text-align:center;">30</td> <td data-sheets-numberformat='{"1":2,"2":"0","3":1}' data-sheets-value='{"1":3,"3":41.580000000000005}' style="overflow:hidden;padding:0px 3px 0px 3px;vertical-align:bottom;text-align:center;">42</td> <td data-sheets-value='{"1":3,"3":26}' style="border-right:1px solid #000000;overflow:hidden;padding:0px 3px 0px 3px;vertical-align:bottom;text-align:center;">26</td> </tr> <tr style="height:20px;"> <td style="border-bottom:1px solid #000000;border-left:1px solid #000000;overflow:hidden;padding:0px 3px 0px 3px;vertical-align:bottom;"></td> <td style="border-bottom:1px solid #000000;overflow:hidden;padding:0px 3px 0px 3px;vertical-align:bottom;"></td> <td data-sheets-value='{"1":2,"2":"Opal (A/D)"}' style="border-bottom:1px solid #000000;overflow:hidden;padding:0px 3px 0px 3px;vertical-align:bottom;">Opal (A/D)</td> <td data-sheets-numberformat='{"1":2,"2":"0.00","3":1}' data-sheets-value='{"1":3,"3":0.98}' style="border-bottom:1px solid #000000;overflow:hidden;padding:0px 3px 0px 3px;vertical-align:bottom;text-align:center;">0.98</td> <td data-sheets-numberformat='{"1":2,"2":"0","3":1}' data-sheets-value='{"1":3,"3":20.91}' style="border-bottom:1px solid #000000;overflow:hidden;padding:0px 3px 0px 3px;vertical-align:bottom;text-align:center;">21</td> <td data-sheets-numberformat='{"1":2,"2":"0","3":1}' data-sheets-value='{"1":3,"3":33}' style="border-bottom:1px solid #000000;overflow:hidden;padding:0px 3px 0px 3px;vertical-align:bottom;text-align:center;">33</td> <td data-sheets-value='{"1":3,"3":26}' style="border-right:1px solid #000000;border-bottom:1px solid #000000;overflow:hidden;padding:0px 3px 0px 3px;vertical-align:bottom;text-align:center;">26</td> </tr> <tr style="height:20px;"> <td data-sheets-value='{"1":2,"2":"Polycarbonate"}' style="border-left:1px solid #000000;overflow:hidden;padding:0px 3px 0px 3px;vertical-align:bottom;">Polycarbonate</td> <td data-sheets-value='{"1":2,"2":"EW"}' style="overflow:hidden;padding:0px 3px 0px 3px;vertical-align:bottom;">EW</td> <td data-sheets-value='{"1":2,"2":"Heatstop Opal (T)"}' style="overflow:hidden;padding:0px 3px 0px 3px;vertical-align:bottom;">Heatstop Opal (T)</td> <td data-sheets-numberformat='{"1":2,"2":"0.00","3":1}' data-sheets-value='{"1":3,"3":1.19}' style="overflow:hidden;padding:0px 3px 0px 3px;vertical-align:bottom;text-align:center;">1.19</td> <td data-sheets-numberformat='{"1":2,"2":"0","3":1}' data-sheets-value='{"1":3,"3":20.09}' style="overflow:hidden;padding:0px 3px 0px 3px;vertical-align:bottom;text-align:center;">20</td> <td data-sheets-numberformat='{"1":2,"2":"0","3":1}' data-sheets-value='{"1":3,"3":38.940000000000005}' style="overflow:hidden;padding:0px 3px 0px 3px;vertical-align:bottom;text-align:center;">39</td> <td data-sheets-value='{"1":3,"3":24}' style="border-right:1px solid #000000;overflow:hidden;padding:0px 3px 0px 3px;vertical-align:bottom;text-align:center;">24</td> </tr> <tr style="height:20px;"> <td data-sheets-value='{"1":2,"2":"Heatstop PC"}' style="border-left:1px solid #000000;overflow:hidden;padding:0px 3px 0px 3px;vertical-align:bottom;">Heatstop PC</td> <td data-sheets-value='{"1":2,"2":"DW"}' style="overflow:hidden;padding:0px 3px 0px 3px;vertical-align:bottom;">DW</td> <td data-sheets-value='{"1":2,"2":"Clear (T/H)"}' style="overflow:hidden;padding:0px 3px 0px 3px;vertical-align:bottom;">Clear (T/H)</td> <td data-sheets-numberformat='{"1":2,"2":"0.00","3":1}' data-sheets-value='{"1":3,"3":0.98}' style="overflow:hidden;padding:0px 3px 0px 3px;vertical-align:bottom;text-align:center;">0.98</td> <td data-sheets-numberformat='{"1":2,"2":"0","3":1}' data-sheets-value='{"1":3,"3":18.04}' style="overflow:hidden;padding:0px 3px 0px 3px;vertical-align:bottom;text-align:center;">18</td> <td data-sheets-numberformat='{"1":2,"2":"0","3":1}' data-sheets-value='{"1":3,"3":33.660000000000004}' style="overflow:hidden;padding:0px 3px 0px 3px;vertical-align:bottom;text-align:center;">34</td> <td data-sheets-value='{"1":3,"3":26}' style="border-right:1px solid #000000;overflow:hidden;padding:0px 3px 0px 3px;vertical-align:bottom;text-align:center;">26</td> </tr> <tr style="height:20px;"> <td style="border-bottom:1px solid #000000;border-left:1px solid #000000;overflow:hidden;padding:0px 3px 0px 3px;vertical-align:bottom;"></td> <td style="border-bottom:1px solid #000000;overflow:hidden;padding:0px 3px 0px 3px;vertical-align:bottom;"></td> <td data-sheets-value='{"1":2,"2":"Opal (T/O)"}' style="border-bottom:1px solid #000000;overflow:hidden;padding:0px 3px 0px 3px;vertical-align:bottom;">Opal (T/O)</td> <td data-sheets-numberformat='{"1":2,"2":"0.00","3":1}' data-sheets-value='{"1":3,"3":0.98}' style="border-bottom:1px solid #000000;overflow:hidden;padding:0px 3px 0px 3px;vertical-align:bottom;text-align:center;">0.98</td> <td data-sheets-numberformat='{"1":2,"2":"0","3":1}' data-sheets-value='{"1":3,"3":16.81}' style="border-bottom:1px solid #000000;overflow:hidden;padding:0px 3px 0px 3px;vertical-align:bottom;text-align:center;">17</td> <td data-sheets-numberformat='{"1":2,"2":"0","3":1}' data-sheets-value='{"1":3,"3":29.700000000000003}' style="border-bottom:1px solid #000000;overflow:hidden;padding:0px 3px 0px 3px;vertical-align:bottom;text-align:center;">30</td> <td data-sheets-value='{"1":3,"3":26}' style="border-right:1px solid #000000;border-bottom:1px solid #000000;overflow:hidden;padding:0px 3px 0px 3px;vertical-align:bottom;text-align:center;">26</td> </tr> </tbody></table> | skylux-160-ce-met-koepel-en-pvc-opstand-16-00-met-lm-motor-en-pvc-raam-type-ep25-1200-x-1500-mm | 8586024616269 | 46872334336333
Smoke and heat exhaust (SHEV) | SHE system | Skylux | Skylux 160° CE with skylight and PVC curb 16/00 with LM-actuator and PVC frame type EP25 1200 x 1800 mm |  | 50292 | 5412970502920 | 5446.25 | Yes | 30-45 | 88.89 | 1200 x 1800 mm | 1800 | 1200 |  | PVC 16/00 (16 cm high & roof opening = daylight size) | Rectangular | 1.19 W/m²K - 0.98 W/m²K | 57% - 30% | 37% - 17% | 24dB - 26dB | 160° CE (for industry) | PVC frame EP25 | without spoiler | E | Single actuator | Maximum double-walled skylight possible for this product | Ut-value LT-value g-value Rw-value EN 1873 : 2014 EN ISO 13468 EN 16153 EN 410 EN 410 EN ISO 140-3 Material Walls Shells (W/m²K) (%) (%) (dB) Acrylic EW Clear (H) 1.19 37 57 24 PMMA Opal (O) 1.19 34 50 24 DW Clear (H/H) 0.98 33 50 26 Opal (O/O) 0.98 28 38 26 Polycarbonate EW Clear (A) 1.19 36 55 24 PC Opal (D) 1.19 24 40 24 DW Clear (A/H) 0.98 32 48 26 Clear (A/A) 0.98 32 46 26 Opal (A/O) 0.98 30 42 26 Opal (A/D) 0.98 21 33 26 Polycarbonate EW Heatstop Opal (T) 1.19 20 39 24 Heatstop PC DW Clear (T/H) 0.98 18 34 26 Opal (T/O) 0.98 17 30 26 | https://skylux.eu/en/products/skylux-160-ce-met-koepel-en-pvc-opstand-16-00-met-lm-motor-en-pvc-raam-type-ep25-1200-x-1800-mm | https://skylux.eu/cdn/shop/files/Skylux-160deg-CE-met-koepel-en-pvc-opstand-1600-met-LM-motor-en-pvc-raam-type-EP25-1200-x-1800-mm-RWA-systeem.jpg?v=1702979705&width=1600 | https://skylux.eu/cdn/shop/files/e5a82811-1bb0-48e4-a776-cacb59c7c092_4b29797b-fee6-4a3a-a161-8ab550f2d89a.jpg?v=1688550958&width=1600 | //skylux.eu/cdn/shop/files/E_MH_Mounting_instructions_Skylux_160_CE_LM.pdf?v=12406716259046007223 | //skylux.eu/cdn/shop/files/E_TD_Technical_File_Skylux_Skylux_160_CE_Electric.pdf?v=3667116872303399239 | <style type="text/css" id="isPasted"><!--td {border: 1px solid #cccccc;}br {mso-data-placement:same-cell;}--></style><table border="1" cellpadding="0" cellspacing="0" dir="ltr" style="table-layout:fixed;font-size:10pt;font-family:Arial;border-collapse:collapse;border:none;"><tbody> <tr style="height:20px;"> <td style="overflow:hidden;padding:0px 3px 0px 3px;vertical-align:bottom;"></td> <td style="overflow:hidden;padding:0px 3px 0px 3px;vertical-align:bottom;"></td> <td style="overflow:hidden;padding:0px 3px 0px 3px;vertical-align:bottom;"></td> <td data-sheets-value='{"1":2,"2":"Ut-value"}' style="overflow:hidden;padding:0px 3px 0px 3px;vertical-align:bottom;font-weight:bold;text-align:center;">Ut-value</td> <td data-sheets-value='{"1":2,"2":"LT-value"}' style="overflow:hidden;padding:0px 3px 0px 3px;vertical-align:bottom;font-weight:bold;text-align:center;">LT-value</td> <td data-sheets-value='{"1":2,"2":"g-value"}' style="overflow:hidden;padding:0px 3px 0px 3px;vertical-align:bottom;font-weight:bold;text-align:center;">g-value</td> <td data-sheets-value='{"1":2,"2":"Rw-value "}' style="overflow:hidden;padding:0px 3px 0px 3px;vertical-align:bottom;font-weight:bold;text-align:center;">Rw-value </td> </tr> <tr style="height:20px;"> <td style="overflow:hidden;padding:0px 3px 0px 3px;vertical-align:bottom;"></td> <td style="overflow:hidden;padding:0px 3px 0px 3px;vertical-align:bottom;"></td> <td style="overflow:hidden;padding:0px 3px 0px 3px;vertical-align:bottom;"></td> <td data-sheets-numberformat='{"1":2,"2":"0.00","3":1}' data-sheets-value='{"1":2,"2":"EN 1873 : 2014"}' style="overflow:hidden;padding:0px 3px 0px 3px;vertical-align:bottom;text-align:center;">EN 1873 : 2014</td> <td data-sheets-numberformat='{"1":2,"2":"0","3":1}' data-sheets-value='{"1":2,"2":"EN ISO 13468 EN 16153 EN 410"}' style="overflow:hidden;padding:0px 3px 0px 3px;vertical-align:bottom;text-align:center;">EN ISO 13468 EN 16153 EN 410</td> <td data-sheets-numberformat='{"1":2,"2":"0","3":1}' data-sheets-value='{"1":2,"2":"EN 410"}' style="overflow:hidden;padding:0px 3px 0px 3px;vertical-align:bottom;text-align:center;">EN 410</td> <td data-sheets-value='{"1":2,"2":"EN ISO 140-3\t\t"}' style="overflow:hidden;padding:0px 3px 0px 3px;vertical-align:bottom;text-align:center;">EN ISO 140-3 </td> </tr> <tr style="height:20px;"> <td data-sheets-value='{"1":2,"2":"Material"}' style="border-bottom:1px solid #000000;overflow:hidden;padding:0px 3px 0px 3px;vertical-align:bottom;background-color:#000000;font-weight:bold;color:#ffffff;">Material</td> <td data-sheets-value='{"1":2,"2":"Walls"}' style="border-bottom:1px solid #000000;overflow:hidden;padding:0px 3px 0px 3px;vertical-align:bottom;background-color:#000000;font-weight:bold;color:#ffffff;">Walls</td> <td data-sheets-value='{"1":2,"2":"Shells"}' style="border-bottom:1px solid #000000;overflow:hidden;padding:0px 3px 0px 3px;vertical-align:bottom;background-color:#000000;font-weight:bold;color:#ffffff;">Shells</td> <td data-sheets-numberformat='{"1":2,"2":"0.00","3":1}' data-sheets-value='{"1":2,"2":"(W/m²K)\t"}' style="border-bottom:1px solid #000000;overflow:hidden;padding:0px 3px 0px 3px;vertical-align:bottom;background-color:#000000;font-weight:bold;color:#ffffff;text-align:center;">(W/m²K) </td> <td data-sheets-numberformat='{"1":2,"2":"0","3":1}' data-sheets-value='{"1":2,"2":"(%)"}' style="border-bottom:1px solid #000000;overflow:hidden;padding:0px 3px 0px 3px;vertical-align:bottom;background-color:#000000;font-weight:bold;color:#ffffff;text-align:center;">(%)</td> <td data-sheets-numberformat='{"1":2,"2":"0","3":1}' data-sheets-value='{"1":2,"2":"(%)"}' style="border-bottom:1px solid #000000;overflow:hidden;padding:0px 3px 0px 3px;vertical-align:bottom;background-color:#000000;font-weight:bold;color:#ffffff;text-align:center;">(%)</td> <td data-sheets-value='{"1":2,"2":"(dB)"}' style="border-bottom:1px solid #000000;overflow:hidden;padding:0px 3px 0px 3px;vertical-align:bottom;background-color:#000000;font-weight:bold;color:#ffffff;text-align:center;">(dB)</td> </tr> <tr style="height:20px;"> <td data-sheets-value='{"1":2,"2":"Acrylic"}' style="border-left:1px solid #000000;overflow:hidden;padding:0px 3px 0px 3px;vertical-align:bottom;">Acrylic</td> <td data-sheets-value='{"1":2,"2":"EW"}' style="overflow:hidden;padding:0px 3px 0px 3px;vertical-align:bottom;">EW</td> <td data-sheets-value='{"1":2,"2":"Clear (H)"}' style="overflow:hidden;padding:0px 3px 0px 3px;vertical-align:bottom;">Clear (H)</td> <td data-sheets-numberformat='{"1":2,"2":"0.00","3":1}' data-sheets-value='{"1":3,"3":1.19}' style="overflow:hidden;padding:0px 3px 0px 3px;vertical-align:bottom;text-align:center;">1.19</td> <td data-sheets-numberformat='{"1":2,"2":"0","3":1}' data-sheets-value='{"1":3,"3":36.9}' style="overflow:hidden;padding:0px 3px 0px 3px;vertical-align:bottom;text-align:center;">37</td> <td data-sheets-numberformat='{"1":2,"2":"0","3":1}' data-sheets-value='{"1":3,"3":57.42}' style="overflow:hidden;padding:0px 3px 0px 3px;vertical-align:bottom;text-align:center;">57</td> <td data-sheets-value='{"1":3,"3":24}' style="border-right:1px solid #000000;overflow:hidden;padding:0px 3px 0px 3px;vertical-align:bottom;text-align:center;">24</td> </tr> <tr style="height:20px;"> <td data-sheets-value='{"1":2,"2":"PMMA"}' style="border-left:1px solid #000000;overflow:hidden;padding:0px 3px 0px 3px;vertical-align:bottom;">PMMA</td> <td style="overflow:hidden;padding:0px 3px 0px 3px;vertical-align:bottom;"></td> <td data-sheets-value='{"1":2,"2":"Opal (O)"}' style="overflow:hidden;padding:0px 3px 0px 3px;vertical-align:bottom;">Opal (O)</td> <td data-sheets-numberformat='{"1":2,"2":"0.00","3":1}' data-sheets-value='{"1":3,"3":1.19}' style="overflow:hidden;padding:0px 3px 0px 3px;vertical-align:bottom;text-align:center;">1.19</td> <td data-sheets-numberformat='{"1":2,"2":"0","3":1}' data-sheets-value='{"1":3,"3":34.03}' style="overflow:hidden;padding:0px 3px 0px 3px;vertical-align:bottom;text-align:center;">34</td> <td data-sheets-numberformat='{"1":2,"2":"0","3":1}' data-sheets-value='{"1":3,"3":50.160000000000004}' style="overflow:hidden;padding:0px 3px 0px 3px;vertical-align:bottom;text-align:center;">50</td> <td data-sheets-value='{"1":3,"3":24}' style="border-right:1px solid #000000;overflow:hidden;padding:0px 3px 0px 3px;vertical-align:bottom;text-align:center;">24</td> </tr> <tr style="height:20px;"> <td style="border-left:1px solid #000000;overflow:hidden;padding:0px 3px 0px 3px;vertical-align:bottom;"></td> <td data-sheets-value='{"1":2,"2":"DW"}' style="overflow:hidden;padding:0px 3px 0px 3px;vertical-align:bottom;">DW</td> <td data-sheets-value='{"1":2,"2":"Clear (H/H)"}' style="overflow:hidden;padding:0px 3px 0px 3px;vertical-align:bottom;">Clear (H/H)</td> <td data-sheets-numberformat='{"1":2,"2":"0.00","3":1}' data-sheets-value='{"1":3,"3":0.98}' style="overflow:hidden;padding:0px 3px 0px 3px;vertical-align:bottom;text-align:center;">0.98</td> <td data-sheets-numberformat='{"1":2,"2":"0","3":1}' data-sheets-value='{"1":3,"3":33.21}' style="overflow:hidden;padding:0px 3px 0px 3px;vertical-align:bottom;text-align:center;">33</td> <td data-sheets-numberformat='{"1":2,"2":"0","3":1}' data-sheets-value='{"1":3,"3":49.5}' style="overflow:hidden;padding:0px 3px 0px 3px;vertical-align:bottom;text-align:center;">50</td> <td data-sheets-value='{"1":3,"3":26}' style="border-right:1px solid #000000;overflow:hidden;padding:0px 3px 0px 3px;vertical-align:bottom;text-align:center;">26</td> </tr> <tr style="height:20px;"> <td style="border-bottom:1px solid #000000;border-left:1px solid #000000;overflow:hidden;padding:0px 3px 0px 3px;vertical-align:bottom;"></td> <td style="border-bottom:1px solid #000000;overflow:hidden;padding:0px 3px 0px 3px;vertical-align:bottom;"></td> <td data-sheets-value='{"1":2,"2":"Opal (O/O)"}' style="border-bottom:1px solid #000000;overflow:hidden;padding:0px 3px 0px 3px;vertical-align:bottom;">Opal (O/O)</td> <td data-sheets-numberformat='{"1":2,"2":"0.00","3":1}' data-sheets-value='{"1":3,"3":0.98}' style="border-bottom:1px solid #000000;overflow:hidden;padding:0px 3px 0px 3px;vertical-align:bottom;text-align:center;">0.98</td> <td data-sheets-numberformat='{"1":2,"2":"0","3":1}' data-sheets-value='{"1":3,"3":28.29}' style="border-bottom:1px solid #000000;overflow:hidden;padding:0px 3px 0px 3px;vertical-align:bottom;text-align:center;">28</td> <td data-sheets-numberformat='{"1":2,"2":"0","3":1}' data-sheets-value='{"1":3,"3":38.28}' style="border-bottom:1px solid #000000;overflow:hidden;padding:0px 3px 0px 3px;vertical-align:bottom;text-align:center;">38</td> <td data-sheets-value='{"1":3,"3":26}' style="border-right:1px solid #000000;border-bottom:1px solid #000000;overflow:hidden;padding:0px 3px 0px 3px;vertical-align:bottom;text-align:center;">26</td> </tr> <tr style="height:20px;"> <td data-sheets-value='{"1":2,"2":"Polycarbonate "}' style="border-left:1px solid #000000;overflow:hidden;padding:0px 3px 0px 3px;vertical-align:bottom;">Polycarbonate </td> <td data-sheets-value='{"1":2,"2":"EW"}' style="overflow:hidden;padding:0px 3px 0px 3px;vertical-align:bottom;">EW</td> <td data-sheets-value='{"1":2,"2":"Clear (A)"}' style="overflow:hidden;padding:0px 3px 0px 3px;vertical-align:bottom;">Clear (A)</td> <td data-sheets-numberformat='{"1":2,"2":"0.00","3":1}' data-sheets-value='{"1":3,"3":1.19}' style="overflow:hidden;padding:0px 3px 0px 3px;vertical-align:bottom;text-align:center;">1.19</td> <td data-sheets-numberformat='{"1":2,"2":"0","3":1}' data-sheets-value='{"1":3,"3":36.08}' style="overflow:hidden;padding:0px 3px 0px 3px;vertical-align:bottom;text-align:center;">36</td> <td data-sheets-numberformat='{"1":2,"2":"0","3":1}' data-sheets-value='{"1":3,"3":54.78}' style="overflow:hidden;padding:0px 3px 0px 3px;vertical-align:bottom;text-align:center;">55</td> <td data-sheets-value='{"1":3,"3":24}' style="border-right:1px solid #000000;overflow:hidden;padding:0px 3px 0px 3px;vertical-align:bottom;text-align:center;">24</td> </tr> <tr style="height:20px;"> <td data-sheets-value='{"1":2,"2":"PC"}' style="border-left:1px solid #000000;overflow:hidden;padding:0px 3px 0px 3px;vertical-align:bottom;">PC</td> <td style="overflow:hidden;padding:0px 3px 0px 3px;vertical-align:bottom;"></td> <td data-sheets-value='{"1":2,"2":"Opal (D)"}' style="overflow:hidden;padding:0px 3px 0px 3px;vertical-align:bottom;">Opal (D)</td> <td data-sheets-numberformat='{"1":2,"2":"0.00","3":1}' data-sheets-value='{"1":3,"3":1.19}' style="overflow:hidden;padding:0px 3px 0px 3px;vertical-align:bottom;text-align:center;">1.19</td> <td data-sheets-numberformat='{"1":2,"2":"0","3":1}' data-sheets-value='{"1":3,"3":23.779999999999998}' style="overflow:hidden;padding:0px 3px 0px 3px;vertical-align:bottom;text-align:center;">24</td> <td data-sheets-numberformat='{"1":2,"2":"0","3":1}' data-sheets-value='{"1":3,"3":39.6}' style="overflow:hidden;padding:0px 3px 0px 3px;vertical-align:bottom;text-align:center;">40</td> <td data-sheets-value='{"1":3,"3":24}' style="border-right:1px solid #000000;overflow:hidden;padding:0px 3px 0px 3px;vertical-align:bottom;text-align:center;">24</td> </tr> <tr style="height:20px;"> <td style="border-left:1px solid #000000;overflow:hidden;padding:0px 3px 0px 3px;vertical-align:bottom;"></td> <td data-sheets-value='{"1":2,"2":"DW"}' style="overflow:hidden;padding:0px 3px 0px 3px;vertical-align:bottom;">DW</td> <td data-sheets-value='{"1":2,"2":"Clear (A/H)"}' style="overflow:hidden;padding:0px 3px 0px 3px;vertical-align:bottom;">Clear (A/H)</td> <td data-sheets-numberformat='{"1":2,"2":"0.00","3":1}' data-sheets-value='{"1":3,"3":0.98}' style="overflow:hidden;padding:0px 3px 0px 3px;vertical-align:bottom;text-align:center;">0.98</td> <td data-sheets-numberformat='{"1":2,"2":"0","3":1}' data-sheets-value='{"1":3,"3":32.39}' style="overflow:hidden;padding:0px 3px 0px 3px;vertical-align:bottom;text-align:center;">32</td> <td data-sheets-numberformat='{"1":2,"2":"0","3":1}' data-sheets-value='{"1":3,"3":47.52}' style="overflow:hidden;padding:0px 3px 0px 3px;vertical-align:bottom;text-align:center;">48</td> <td data-sheets-value='{"1":3,"3":26}' style="border-right:1px solid #000000;overflow:hidden;padding:0px 3px 0px 3px;vertical-align:bottom;text-align:center;">26</td> </tr> <tr style="height:20px;"> <td style="border-left:1px solid #000000;overflow:hidden;padding:0px 3px 0px 3px;vertical-align:bottom;"></td> <td style="overflow:hidden;padding:0px 3px 0px 3px;vertical-align:bottom;"></td> <td data-sheets-value='{"1":2,"2":"Clear (A/A)"}' style="overflow:hidden;padding:0px 3px 0px 3px;vertical-align:bottom;">Clear (A/A)</td> <td data-sheets-numberformat='{"1":2,"2":"0.00","3":1}' data-sheets-value='{"1":3,"3":0.98}' style="overflow:hidden;padding:0px 3px 0px 3px;vertical-align:bottom;text-align:center;">0.98</td> <td data-sheets-numberformat='{"1":2,"2":"0","3":1}' data-sheets-value='{"1":3,"3":31.569999999999997}' style="overflow:hidden;padding:0px 3px 0px 3px;vertical-align:bottom;text-align:center;">32</td> <td data-sheets-numberformat='{"1":2,"2":"0","3":1}' data-sheets-value='{"1":3,"3":45.54}' style="overflow:hidden;padding:0px 3px 0px 3px;vertical-align:bottom;text-align:center;">46</td> <td data-sheets-value='{"1":3,"3":26}' style="border-right:1px solid #000000;overflow:hidden;padding:0px 3px 0px 3px;vertical-align:bottom;text-align:center;">26</td> </tr> <tr style="height:20px;"> <td style="border-left:1px solid #000000;overflow:hidden;padding:0px 3px 0px 3px;vertical-align:bottom;"></td> <td style="overflow:hidden;padding:0px 3px 0px 3px;vertical-align:bottom;"></td> <td data-sheets-value='{"1":2,"2":"Opal (A/O)"}' style="overflow:hidden;padding:0px 3px 0px 3px;vertical-align:bottom;">Opal (A/O)</td> <td data-sheets-numberformat='{"1":2,"2":"0.00","3":1}' data-sheets-value='{"1":3,"3":0.98}' style="overflow:hidden;padding:0px 3px 0px 3px;vertical-align:bottom;text-align:center;">0.98</td> <td data-sheets-numberformat='{"1":2,"2":"0","3":1}' data-sheets-value='{"1":3,"3":29.93}' style="overflow:hidden;padding:0px 3px 0px 3px;vertical-align:bottom;text-align:center;">30</td> <td data-sheets-numberformat='{"1":2,"2":"0","3":1}' data-sheets-value='{"1":3,"3":41.580000000000005}' style="overflow:hidden;padding:0px 3px 0px 3px;vertical-align:bottom;text-align:center;">42</td> <td data-sheets-value='{"1":3,"3":26}' style="border-right:1px solid #000000;overflow:hidden;padding:0px 3px 0px 3px;vertical-align:bottom;text-align:center;">26</td> </tr> <tr style="height:20px;"> <td style="border-bottom:1px solid #000000;border-left:1px solid #000000;overflow:hidden;padding:0px 3px 0px 3px;vertical-align:bottom;"></td> <td style="border-bottom:1px solid #000000;overflow:hidden;padding:0px 3px 0px 3px;vertical-align:bottom;"></td> <td data-sheets-value='{"1":2,"2":"Opal (A/D)"}' style="border-bottom:1px solid #000000;overflow:hidden;padding:0px 3px 0px 3px;vertical-align:bottom;">Opal (A/D)</td> <td data-sheets-numberformat='{"1":2,"2":"0.00","3":1}' data-sheets-value='{"1":3,"3":0.98}' style="border-bottom:1px solid #000000;overflow:hidden;padding:0px 3px 0px 3px;vertical-align:bottom;text-align:center;">0.98</td> <td data-sheets-numberformat='{"1":2,"2":"0","3":1}' data-sheets-value='{"1":3,"3":20.91}' style="border-bottom:1px solid #000000;overflow:hidden;padding:0px 3px 0px 3px;vertical-align:bottom;text-align:center;">21</td> <td data-sheets-numberformat='{"1":2,"2":"0","3":1}' data-sheets-value='{"1":3,"3":33}' style="border-bottom:1px solid #000000;overflow:hidden;padding:0px 3px 0px 3px;vertical-align:bottom;text-align:center;">33</td> <td data-sheets-value='{"1":3,"3":26}' style="border-right:1px solid #000000;border-bottom:1px solid #000000;overflow:hidden;padding:0px 3px 0px 3px;vertical-align:bottom;text-align:center;">26</td> </tr> <tr style="height:20px;"> <td data-sheets-value='{"1":2,"2":"Polycarbonate"}' style="border-left:1px solid #000000;overflow:hidden;padding:0px 3px 0px 3px;vertical-align:bottom;">Polycarbonate</td> <td data-sheets-value='{"1":2,"2":"EW"}' style="overflow:hidden;padding:0px 3px 0px 3px;vertical-align:bottom;">EW</td> <td data-sheets-value='{"1":2,"2":"Heatstop Opal (T)"}' style="overflow:hidden;padding:0px 3px 0px 3px;vertical-align:bottom;">Heatstop Opal (T)</td> <td data-sheets-numberformat='{"1":2,"2":"0.00","3":1}' data-sheets-value='{"1":3,"3":1.19}' style="overflow:hidden;padding:0px 3px 0px 3px;vertical-align:bottom;text-align:center;">1.19</td> <td data-sheets-numberformat='{"1":2,"2":"0","3":1}' data-sheets-value='{"1":3,"3":20.09}' style="overflow:hidden;padding:0px 3px 0px 3px;vertical-align:bottom;text-align:center;">20</td> <td data-sheets-numberformat='{"1":2,"2":"0","3":1}' data-sheets-value='{"1":3,"3":38.940000000000005}' style="overflow:hidden;padding:0px 3px 0px 3px;vertical-align:bottom;text-align:center;">39</td> <td data-sheets-value='{"1":3,"3":24}' style="border-right:1px solid #000000;overflow:hidden;padding:0px 3px 0px 3px;vertical-align:bottom;text-align:center;">24</td> </tr> <tr style="height:20px;"> <td data-sheets-value='{"1":2,"2":"Heatstop PC"}' style="border-left:1px solid #000000;overflow:hidden;padding:0px 3px 0px 3px;vertical-align:bottom;">Heatstop PC</td> <td data-sheets-value='{"1":2,"2":"DW"}' style="overflow:hidden;padding:0px 3px 0px 3px;vertical-align:bottom;">DW</td> <td data-sheets-value='{"1":2,"2":"Clear (T/H)"}' style="overflow:hidden;padding:0px 3px 0px 3px;vertical-align:bottom;">Clear (T/H)</td> <td data-sheets-numberformat='{"1":2,"2":"0.00","3":1}' data-sheets-value='{"1":3,"3":0.98}' style="overflow:hidden;padding:0px 3px 0px 3px;vertical-align:bottom;text-align:center;">0.98</td> <td data-sheets-numberformat='{"1":2,"2":"0","3":1}' data-sheets-value='{"1":3,"3":18.04}' style="overflow:hidden;padding:0px 3px 0px 3px;vertical-align:bottom;text-align:center;">18</td> <td data-sheets-numberformat='{"1":2,"2":"0","3":1}' data-sheets-value='{"1":3,"3":33.660000000000004}' style="overflow:hidden;padding:0px 3px 0px 3px;vertical-align:bottom;text-align:center;">34</td> <td data-sheets-value='{"1":3,"3":26}' style="border-right:1px solid #000000;overflow:hidden;padding:0px 3px 0px 3px;vertical-align:bottom;text-align:center;">26</td> </tr> <tr style="height:20px;"> <td style="border-bottom:1px solid #000000;border-left:1px solid #000000;overflow:hidden;padding:0px 3px 0px 3px;vertical-align:bottom;"></td> <td style="border-bottom:1px solid #000000;overflow:hidden;padding:0px 3px 0px 3px;vertical-align:bottom;"></td> <td data-sheets-value='{"1":2,"2":"Opal (T/O)"}' style="border-bottom:1px solid #000000;overflow:hidden;padding:0px 3px 0px 3px;vertical-align:bottom;">Opal (T/O)</td> <td data-sheets-numberformat='{"1":2,"2":"0.00","3":1}' data-sheets-value='{"1":3,"3":0.98}' style="border-bottom:1px solid #000000;overflow:hidden;padding:0px 3px 0px 3px;vertical-align:bottom;text-align:center;">0.98</td> <td data-sheets-numberformat='{"1":2,"2":"0","3":1}' data-sheets-value='{"1":3,"3":16.81}' style="border-bottom:1px solid #000000;overflow:hidden;padding:0px 3px 0px 3px;vertical-align:bottom;text-align:center;">17</td> <td data-sheets-numberformat='{"1":2,"2":"0","3":1}' data-sheets-value='{"1":3,"3":29.700000000000003}' style="border-bottom:1px solid #000000;overflow:hidden;padding:0px 3px 0px 3px;vertical-align:bottom;text-align:center;">30</td> <td data-sheets-value='{"1":3,"3":26}' style="border-right:1px solid #000000;border-bottom:1px solid #000000;overflow:hidden;padding:0px 3px 0px 3px;vertical-align:bottom;text-align:center;">26</td> </tr> </tbody></table> | skylux-160-ce-met-koepel-en-pvc-opstand-16-00-met-lm-motor-en-pvc-raam-type-ep25-1200-x-1800-mm | 8586024681805 | 46872334401869
Smoke and heat exhaust (SHEV) | SHE system | Skylux | Skylux 160° CE with skylight and PVC curb 16/00 with LM-actuator and PVC frame type EP25 1200 x 2100 mm |  | 50293 | 5412970502937 | 5962.9 | Yes | 30-45 | 91.18 | 1200 x 2100 mm | 2100 | 1200 |  | PVC 16/00 (16 cm high & roof opening = daylight size) | Rectangular | 1.19 W/m²K - 0.98 W/m²K | 57% - 30% | 37% - 17% | 24dB - 26dB | 160° CE (for industry) | PVC frame EP25 | without spoiler | E | Single actuator | Maximum double-walled skylight possible for this product | Ut-value LT-value g-value Rw-value EN 1873 : 2014 EN ISO 13468 EN 16153 EN 410 EN 410 EN ISO 140-3 Material Walls Shells (W/m²K) (%) (%) (dB) Acrylic EW Clear (H) 1.19 37 57 24 PMMA Opal (O) 1.19 34 50 24 DW Clear (H/H) 0.98 33 50 26 Opal (O/O) 0.98 28 38 26 Polycarbonate EW Clear (A) 1.19 36 55 24 PC Opal (D) 1.19 24 40 24 DW Clear (A/H) 0.98 32 48 26 Clear (A/A) 0.98 32 46 26 Opal (A/O) 0.98 30 42 26 Opal (A/D) 0.98 21 33 26 Polycarbonate EW Heatstop Opal (T) 1.19 20 39 24 Heatstop PC DW Clear (T/H) 0.98 18 34 26 Opal (T/O) 0.98 17 30 26 | https://skylux.eu/en/products/skylux-160-ce-met-koepel-en-pvc-opstand-16-00-met-lm-motor-en-pvc-raam-type-ep25-1200-x-2100-mm | https://skylux.eu/cdn/shop/files/Skylux-160deg-CE-met-koepel-en-pvc-opstand-1600-met-LM-motor-en-pvc-raam-type-EP25-1200-x-2100-mm-RWA-systeem.jpg?v=1702979710&width=1600 | https://skylux.eu/cdn/shop/files/e5a82811-1bb0-48e4-a776-cacb59c7c092_037f061d-3343-463a-82c7-bc7788117929.jpg?v=1688550959&width=1600 | //skylux.eu/cdn/shop/files/E_MH_Mounting_instructions_Skylux_160_CE_LM.pdf?v=12406716259046007223 | //skylux.eu/cdn/shop/files/E_TD_Technical_File_Skylux_Skylux_160_CE_Electric.pdf?v=3667116872303399239 | <style type="text/css" id="isPasted"><!--td {border: 1px solid #cccccc;}br {mso-data-placement:same-cell;}--></style><table border="1" cellpadding="0" cellspacing="0" dir="ltr" style="table-layout:fixed;font-size:10pt;font-family:Arial;border-collapse:collapse;border:none;"><tbody> <tr style="height:20px;"> <td style="overflow:hidden;padding:0px 3px 0px 3px;vertical-align:bottom;"></td> <td style="overflow:hidden;padding:0px 3px 0px 3px;vertical-align:bottom;"></td> <td style="overflow:hidden;padding:0px 3px 0px 3px;vertical-align:bottom;"></td> <td data-sheets-value='{"1":2,"2":"Ut-value"}' style="overflow:hidden;padding:0px 3px 0px 3px;vertical-align:bottom;font-weight:bold;text-align:center;">Ut-value</td> <td data-sheets-value='{"1":2,"2":"LT-value"}' style="overflow:hidden;padding:0px 3px 0px 3px;vertical-align:bottom;font-weight:bold;text-align:center;">LT-value</td> <td data-sheets-value='{"1":2,"2":"g-value"}' style="overflow:hidden;padding:0px 3px 0px 3px;vertical-align:bottom;font-weight:bold;text-align:center;">g-value</td> <td data-sheets-value='{"1":2,"2":"Rw-value "}' style="overflow:hidden;padding:0px 3px 0px 3px;vertical-align:bottom;font-weight:bold;text-align:center;">Rw-value </td> </tr> <tr style="height:20px;"> <td style="overflow:hidden;padding:0px 3px 0px 3px;vertical-align:bottom;"></td> <td style="overflow:hidden;padding:0px 3px 0px 3px;vertical-align:bottom;"></td> <td style="overflow:hidden;padding:0px 3px 0px 3px;vertical-align:bottom;"></td> <td data-sheets-numberformat='{"1":2,"2":"0.00","3":1}' data-sheets-value='{"1":2,"2":"EN 1873 : 2014"}' style="overflow:hidden;padding:0px 3px 0px 3px;vertical-align:bottom;text-align:center;">EN 1873 : 2014</td> <td data-sheets-numberformat='{"1":2,"2":"0","3":1}' data-sheets-value='{"1":2,"2":"EN ISO 13468 EN 16153 EN 410"}' style="overflow:hidden;padding:0px 3px 0px 3px;vertical-align:bottom;text-align:center;">EN ISO 13468 EN 16153 EN 410</td> <td data-sheets-numberformat='{"1":2,"2":"0","3":1}' data-sheets-value='{"1":2,"2":"EN 410"}' style="overflow:hidden;padding:0px 3px 0px 3px;vertical-align:bottom;text-align:center;">EN 410</td> <td data-sheets-value='{"1":2,"2":"EN ISO 140-3\t\t"}' style="overflow:hidden;padding:0px 3px 0px 3px;vertical-align:bottom;text-align:center;">EN ISO 140-3 </td> </tr> <tr style="height:20px;"> <td data-sheets-value='{"1":2,"2":"Material"}' style="border-bottom:1px solid #000000;overflow:hidden;padding:0px 3px 0px 3px;vertical-align:bottom;background-color:#000000;font-weight:bold;color:#ffffff;">Material</td> <td data-sheets-value='{"1":2,"2":"Walls"}' style="border-bottom:1px solid #000000;overflow:hidden;padding:0px 3px 0px 3px;vertical-align:bottom;background-color:#000000;font-weight:bold;color:#ffffff;">Walls</td> <td data-sheets-value='{"1":2,"2":"Shells"}' style="border-bottom:1px solid #000000;overflow:hidden;padding:0px 3px 0px 3px;vertical-align:bottom;background-color:#000000;font-weight:bold;color:#ffffff;">Shells</td> <td data-sheets-numberformat='{"1":2,"2":"0.00","3":1}' data-sheets-value='{"1":2,"2":"(W/m²K)\t"}' style="border-bottom:1px solid #000000;overflow:hidden;padding:0px 3px 0px 3px;vertical-align:bottom;background-color:#000000;font-weight:bold;color:#ffffff;text-align:center;">(W/m²K) </td> <td data-sheets-numberformat='{"1":2,"2":"0","3":1}' data-sheets-value='{"1":2,"2":"(%)"}' style="border-bottom:1px solid #000000;overflow:hidden;padding:0px 3px 0px 3px;vertical-align:bottom;background-color:#000000;font-weight:bold;color:#ffffff;text-align:center;">(%)</td> <td data-sheets-numberformat='{"1":2,"2":"0","3":1}' data-sheets-value='{"1":2,"2":"(%)"}' style="border-bottom:1px solid #000000;overflow:hidden;padding:0px 3px 0px 3px;vertical-align:bottom;background-color:#000000;font-weight:bold;color:#ffffff;text-align:center;">(%)</td> <td data-sheets-value='{"1":2,"2":"(dB)"}' style="border-bottom:1px solid #000000;overflow:hidden;padding:0px 3px 0px 3px;vertical-align:bottom;background-color:#000000;font-weight:bold;color:#ffffff;text-align:center;">(dB)</td> </tr> <tr style="height:20px;"> <td data-sheets-value='{"1":2,"2":"Acrylic"}' style="border-left:1px solid #000000;overflow:hidden;padding:0px 3px 0px 3px;vertical-align:bottom;">Acrylic</td> <td data-sheets-value='{"1":2,"2":"EW"}' style="overflow:hidden;padding:0px 3px 0px 3px;vertical-align:bottom;">EW</td> <td data-sheets-value='{"1":2,"2":"Clear (H)"}' style="overflow:hidden;padding:0px 3px 0px 3px;vertical-align:bottom;">Clear (H)</td> <td data-sheets-numberformat='{"1":2,"2":"0.00","3":1}' data-sheets-value='{"1":3,"3":1.19}' style="overflow:hidden;padding:0px 3px 0px 3px;vertical-align:bottom;text-align:center;">1.19</td> <td data-sheets-numberformat='{"1":2,"2":"0","3":1}' data-sheets-value='{"1":3,"3":36.9}' style="overflow:hidden;padding:0px 3px 0px 3px;vertical-align:bottom;text-align:center;">37</td> <td data-sheets-numberformat='{"1":2,"2":"0","3":1}' data-sheets-value='{"1":3,"3":57.42}' style="overflow:hidden;padding:0px 3px 0px 3px;vertical-align:bottom;text-align:center;">57</td> <td data-sheets-value='{"1":3,"3":24}' style="border-right:1px solid #000000;overflow:hidden;padding:0px 3px 0px 3px;vertical-align:bottom;text-align:center;">24</td> </tr> <tr style="height:20px;"> <td data-sheets-value='{"1":2,"2":"PMMA"}' style="border-left:1px solid #000000;overflow:hidden;padding:0px 3px 0px 3px;vertical-align:bottom;">PMMA</td> <td style="overflow:hidden;padding:0px 3px 0px 3px;vertical-align:bottom;"></td> <td data-sheets-value='{"1":2,"2":"Opal (O)"}' style="overflow:hidden;padding:0px 3px 0px 3px;vertical-align:bottom;">Opal (O)</td> <td data-sheets-numberformat='{"1":2,"2":"0.00","3":1}' data-sheets-value='{"1":3,"3":1.19}' style="overflow:hidden;padding:0px 3px 0px 3px;vertical-align:bottom;text-align:center;">1.19</td> <td data-sheets-numberformat='{"1":2,"2":"0","3":1}' data-sheets-value='{"1":3,"3":34.03}' style="overflow:hidden;padding:0px 3px 0px 3px;vertical-align:bottom;text-align:center;">34</td> <td data-sheets-numberformat='{"1":2,"2":"0","3":1}' data-sheets-value='{"1":3,"3":50.160000000000004}' style="overflow:hidden;padding:0px 3px 0px 3px;vertical-align:bottom;text-align:center;">50</td> <td data-sheets-value='{"1":3,"3":24}' style="border-right:1px solid #000000;overflow:hidden;padding:0px 3px 0px 3px;vertical-align:bottom;text-align:center;">24</td> </tr> <tr style="height:20px;"> <td style="border-left:1px solid #000000;overflow:hidden;padding:0px 3px 0px 3px;vertical-align:bottom;"></td> <td data-sheets-value='{"1":2,"2":"DW"}' style="overflow:hidden;padding:0px 3px 0px 3px;vertical-align:bottom;">DW</td> <td data-sheets-value='{"1":2,"2":"Clear (H/H)"}' style="overflow:hidden;padding:0px 3px 0px 3px;vertical-align:bottom;">Clear (H/H)</td> <td data-sheets-numberformat='{"1":2,"2":"0.00","3":1}' data-sheets-value='{"1":3,"3":0.98}' style="overflow:hidden;padding:0px 3px 0px 3px;vertical-align:bottom;text-align:center;">0.98</td> <td data-sheets-numberformat='{"1":2,"2":"0","3":1}' data-sheets-value='{"1":3,"3":33.21}' style="overflow:hidden;padding:0px 3px 0px 3px;vertical-align:bottom;text-align:center;">33</td> <td data-sheets-numberformat='{"1":2,"2":"0","3":1}' data-sheets-value='{"1":3,"3":49.5}' style="overflow:hidden;padding:0px 3px 0px 3px;vertical-align:bottom;text-align:center;">50</td> <td data-sheets-value='{"1":3,"3":26}' style="border-right:1px solid #000000;overflow:hidden;padding:0px 3px 0px 3px;vertical-align:bottom;text-align:center;">26</td> </tr> <tr style="height:20px;"> <td style="border-bottom:1px solid #000000;border-left:1px solid #000000;overflow:hidden;padding:0px 3px 0px 3px;vertical-align:bottom;"></td> <td style="border-bottom:1px solid #000000;overflow:hidden;padding:0px 3px 0px 3px;vertical-align:bottom;"></td> <td data-sheets-value='{"1":2,"2":"Opal (O/O)"}' style="border-bottom:1px solid #000000;overflow:hidden;padding:0px 3px 0px 3px;vertical-align:bottom;">Opal (O/O)</td> <td data-sheets-numberformat='{"1":2,"2":"0.00","3":1}' data-sheets-value='{"1":3,"3":0.98}' style="border-bottom:1px solid #000000;overflow:hidden;padding:0px 3px 0px 3px;vertical-align:bottom;text-align:center;">0.98</td> <td data-sheets-numberformat='{"1":2,"2":"0","3":1}' data-sheets-value='{"1":3,"3":28.29}' style="border-bottom:1px solid #000000;overflow:hidden;padding:0px 3px 0px 3px;vertical-align:bottom;text-align:center;">28</td> <td data-sheets-numberformat='{"1":2,"2":"0","3":1}' data-sheets-value='{"1":3,"3":38.28}' style="border-bottom:1px solid #000000;overflow:hidden;padding:0px 3px 0px 3px;vertical-align:bottom;text-align:center;">38</td> <td data-sheets-value='{"1":3,"3":26}' style="border-right:1px solid #000000;border-bottom:1px solid #000000;overflow:hidden;padding:0px 3px 0px 3px;vertical-align:bottom;text-align:center;">26</td> </tr> <tr style="height:20px;"> <td data-sheets-value='{"1":2,"2":"Polycarbonate "}' style="border-left:1px solid #000000;overflow:hidden;padding:0px 3px 0px 3px;vertical-align:bottom;">Polycarbonate </td> <td data-sheets-value='{"1":2,"2":"EW"}' style="overflow:hidden;padding:0px 3px 0px 3px;vertical-align:bottom;">EW</td> <td data-sheets-value='{"1":2,"2":"Clear (A)"}' style="overflow:hidden;padding:0px 3px 0px 3px;vertical-align:bottom;">Clear (A)</td> <td data-sheets-numberformat='{"1":2,"2":"0.00","3":1}' data-sheets-value='{"1":3,"3":1.19}' style="overflow:hidden;padding:0px 3px 0px 3px;vertical-align:bottom;text-align:center;">1.19</td> <td data-sheets-numberformat='{"1":2,"2":"0","3":1}' data-sheets-value='{"1":3,"3":36.08}' style="overflow:hidden;padding:0px 3px 0px 3px;vertical-align:bottom;text-align:center;">36</td> <td data-sheets-numberformat='{"1":2,"2":"0","3":1}' data-sheets-value='{"1":3,"3":54.78}' style="overflow:hidden;padding:0px 3px 0px 3px;vertical-align:bottom;text-align:center;">55</td> <td data-sheets-value='{"1":3,"3":24}' style="border-right:1px solid #000000;overflow:hidden;padding:0px 3px 0px 3px;vertical-align:bottom;text-align:center;">24</td> </tr> <tr style="height:20px;"> <td data-sheets-value='{"1":2,"2":"PC"}' style="border-left:1px solid #000000;overflow:hidden;padding:0px 3px 0px 3px;vertical-align:bottom;">PC</td> <td style="overflow:hidden;padding:0px 3px 0px 3px;vertical-align:bottom;"></td> <td data-sheets-value='{"1":2,"2":"Opal (D)"}' style="overflow:hidden;padding:0px 3px 0px 3px;vertical-align:bottom;">Opal (D)</td> <td data-sheets-numberformat='{"1":2,"2":"0.00","3":1}' data-sheets-value='{"1":3,"3":1.19}' style="overflow:hidden;padding:0px 3px 0px 3px;vertical-align:bottom;text-align:center;">1.19</td> <td data-sheets-numberformat='{"1":2,"2":"0","3":1}' data-sheets-value='{"1":3,"3":23.779999999999998}' style="overflow:hidden;padding:0px 3px 0px 3px;vertical-align:bottom;text-align:center;">24</td> <td data-sheets-numberformat='{"1":2,"2":"0","3":1}' data-sheets-value='{"1":3,"3":39.6}' style="overflow:hidden;padding:0px 3px 0px 3px;vertical-align:bottom;text-align:center;">40</td> <td data-sheets-value='{"1":3,"3":24}' style="border-right:1px solid #000000;overflow:hidden;padding:0px 3px 0px 3px;vertical-align:bottom;text-align:center;">24</td> </tr> <tr style="height:20px;"> <td style="border-left:1px solid #000000;overflow:hidden;padding:0px 3px 0px 3px;vertical-align:bottom;"></td> <td data-sheets-value='{"1":2,"2":"DW"}' style="overflow:hidden;padding:0px 3px 0px 3px;vertical-align:bottom;">DW</td> <td data-sheets-value='{"1":2,"2":"Clear (A/H)"}' style="overflow:hidden;padding:0px 3px 0px 3px;vertical-align:bottom;">Clear (A/H)</td> <td data-sheets-numberformat='{"1":2,"2":"0.00","3":1}' data-sheets-value='{"1":3,"3":0.98}' style="overflow:hidden;padding:0px 3px 0px 3px;vertical-align:bottom;text-align:center;">0.98</td> <td data-sheets-numberformat='{"1":2,"2":"0","3":1}' data-sheets-value='{"1":3,"3":32.39}' style="overflow:hidden;padding:0px 3px 0px 3px;vertical-align:bottom;text-align:center;">32</td> <td data-sheets-numberformat='{"1":2,"2":"0","3":1}' data-sheets-value='{"1":3,"3":47.52}' style="overflow:hidden;padding:0px 3px 0px 3px;vertical-align:bottom;text-align:center;">48</td> <td data-sheets-value='{"1":3,"3":26}' style="border-right:1px solid #000000;overflow:hidden;padding:0px 3px 0px 3px;vertical-align:bottom;text-align:center;">26</td> </tr> <tr style="height:20px;"> <td style="border-left:1px solid #000000;overflow:hidden;padding:0px 3px 0px 3px;vertical-align:bottom;"></td> <td style="overflow:hidden;padding:0px 3px 0px 3px;vertical-align:bottom;"></td> <td data-sheets-value='{"1":2,"2":"Clear (A/A)"}' style="overflow:hidden;padding:0px 3px 0px 3px;vertical-align:bottom;">Clear (A/A)</td> <td data-sheets-numberformat='{"1":2,"2":"0.00","3":1}' data-sheets-value='{"1":3,"3":0.98}' style="overflow:hidden;padding:0px 3px 0px 3px;vertical-align:bottom;text-align:center;">0.98</td> <td data-sheets-numberformat='{"1":2,"2":"0","3":1}' data-sheets-value='{"1":3,"3":31.569999999999997}' style="overflow:hidden;padding:0px 3px 0px 3px;vertical-align:bottom;text-align:center;">32</td> <td data-sheets-numberformat='{"1":2,"2":"0","3":1}' data-sheets-value='{"1":3,"3":45.54}' style="overflow:hidden;padding:0px 3px 0px 3px;vertical-align:bottom;text-align:center;">46</td> <td data-sheets-value='{"1":3,"3":26}' style="border-right:1px solid #000000;overflow:hidden;padding:0px 3px 0px 3px;vertical-align:bottom;text-align:center;">26</td> </tr> <tr style="height:20px;"> <td style="border-left:1px solid #000000;overflow:hidden;padding:0px 3px 0px 3px;vertical-align:bottom;"></td> <td style="overflow:hidden;padding:0px 3px 0px 3px;vertical-align:bottom;"></td> <td data-sheets-value='{"1":2,"2":"Opal (A/O)"}' style="overflow:hidden;padding:0px 3px 0px 3px;vertical-align:bottom;">Opal (A/O)</td> <td data-sheets-numberformat='{"1":2,"2":"0.00","3":1}' data-sheets-value='{"1":3,"3":0.98}' style="overflow:hidden;padding:0px 3px 0px 3px;vertical-align:bottom;text-align:center;">0.98</td> <td data-sheets-numberformat='{"1":2,"2":"0","3":1}' data-sheets-value='{"1":3,"3":29.93}' style="overflow:hidden;padding:0px 3px 0px 3px;vertical-align:bottom;text-align:center;">30</td> <td data-sheets-numberformat='{"1":2,"2":"0","3":1}' data-sheets-value='{"1":3,"3":41.580000000000005}' style="overflow:hidden;padding:0px 3px 0px 3px;vertical-align:bottom;text-align:center;">42</td> <td data-sheets-value='{"1":3,"3":26}' style="border-right:1px solid #000000;overflow:hidden;padding:0px 3px 0px 3px;vertical-align:bottom;text-align:center;">26</td> </tr> <tr style="height:20px;"> <td style="border-bottom:1px solid #000000;border-left:1px solid #000000;overflow:hidden;padding:0px 3px 0px 3px;vertical-align:bottom;"></td> <td style="border-bottom:1px solid #000000;overflow:hidden;padding:0px 3px 0px 3px;vertical-align:bottom;"></td> <td data-sheets-value='{"1":2,"2":"Opal (A/D)"}' style="border-bottom:1px solid #000000;overflow:hidden;padding:0px 3px 0px 3px;vertical-align:bottom;">Opal (A/D)</td> <td data-sheets-numberformat='{"1":2,"2":"0.00","3":1}' data-sheets-value='{"1":3,"3":0.98}' style="border-bottom:1px solid #000000;overflow:hidden;padding:0px 3px 0px 3px;vertical-align:bottom;text-align:center;">0.98</td> <td data-sheets-numberformat='{"1":2,"2":"0","3":1}' data-sheets-value='{"1":3,"3":20.91}' style="border-bottom:1px solid #000000;overflow:hidden;padding:0px 3px 0px 3px;vertical-align:bottom;text-align:center;">21</td> <td data-sheets-numberformat='{"1":2,"2":"0","3":1}' data-sheets-value='{"1":3,"3":33}' style="border-bottom:1px solid #000000;overflow:hidden;padding:0px 3px 0px 3px;vertical-align:bottom;text-align:center;">33</td> <td data-sheets-value='{"1":3,"3":26}' style="border-right:1px solid #000000;border-bottom:1px solid #000000;overflow:hidden;padding:0px 3px 0px 3px;vertical-align:bottom;text-align:center;">26</td> </tr> <tr style="height:20px;"> <td data-sheets-value='{"1":2,"2":"Polycarbonate"}' style="border-left:1px solid #000000;overflow:hidden;padding:0px 3px 0px 3px;vertical-align:bottom;">Polycarbonate</td> <td data-sheets-value='{"1":2,"2":"EW"}' style="overflow:hidden;padding:0px 3px 0px 3px;vertical-align:bottom;">EW</td> <td data-sheets-value='{"1":2,"2":"Heatstop Opal (T)"}' style="overflow:hidden;padding:0px 3px 0px 3px;vertical-align:bottom;">Heatstop Opal (T)</td> <td data-sheets-numberformat='{"1":2,"2":"0.00","3":1}' data-sheets-value='{"1":3,"3":1.19}' style="overflow:hidden;padding:0px 3px 0px 3px;vertical-align:bottom;text-align:center;">1.19</td> <td data-sheets-numberformat='{"1":2,"2":"0","3":1}' data-sheets-value='{"1":3,"3":20.09}' style="overflow:hidden;padding:0px 3px 0px 3px;vertical-align:bottom;text-align:center;">20</td> <td data-sheets-numberformat='{"1":2,"2":"0","3":1}' data-sheets-value='{"1":3,"3":38.940000000000005}' style="overflow:hidden;padding:0px 3px 0px 3px;vertical-align:bottom;text-align:center;">39</td> <td data-sheets-value='{"1":3,"3":24}' style="border-right:1px solid #000000;overflow:hidden;padding:0px 3px 0px 3px;vertical-align:bottom;text-align:center;">24</td> </tr> <tr style="height:20px;"> <td data-sheets-value='{"1":2,"2":"Heatstop PC"}' style="border-left:1px solid #000000;overflow:hidden;padding:0px 3px 0px 3px;vertical-align:bottom;">Heatstop PC</td> <td data-sheets-value='{"1":2,"2":"DW"}' style="overflow:hidden;padding:0px 3px 0px 3px;vertical-align:bottom;">DW</td> <td data-sheets-value='{"1":2,"2":"Clear (T/H)"}' style="overflow:hidden;padding:0px 3px 0px 3px;vertical-align:bottom;">Clear (T/H)</td> <td data-sheets-numberformat='{"1":2,"2":"0.00","3":1}' data-sheets-value='{"1":3,"3":0.98}' style="overflow:hidden;padding:0px 3px 0px 3px;vertical-align:bottom;text-align:center;">0.98</td> <td data-sheets-numberformat='{"1":2,"2":"0","3":1}' data-sheets-value='{"1":3,"3":18.04}' style="overflow:hidden;padding:0px 3px 0px 3px;vertical-align:bottom;text-align:center;">18</td> <td data-sheets-numberformat='{"1":2,"2":"0","3":1}' data-sheets-value='{"1":3,"3":33.660000000000004}' style="overflow:hidden;padding:0px 3px 0px 3px;vertical-align:bottom;text-align:center;">34</td> <td data-sheets-value='{"1":3,"3":26}' style="border-right:1px solid #000000;overflow:hidden;padding:0px 3px 0px 3px;vertical-align:bottom;text-align:center;">26</td> </tr> <tr style="height:20px;"> <td style="border-bottom:1px solid #000000;border-left:1px solid #000000;overflow:hidden;padding:0px 3px 0px 3px;vertical-align:bottom;"></td> <td style="border-bottom:1px solid #000000;overflow:hidden;padding:0px 3px 0px 3px;vertical-align:bottom;"></td> <td data-sheets-value='{"1":2,"2":"Opal (T/O)"}' style="border-bottom:1px solid #000000;overflow:hidden;padding:0px 3px 0px 3px;vertical-align:bottom;">Opal (T/O)</td> <td data-sheets-numberformat='{"1":2,"2":"0.00","3":1}' data-sheets-value='{"1":3,"3":0.98}' style="border-bottom:1px solid #000000;overflow:hidden;padding:0px 3px 0px 3px;vertical-align:bottom;text-align:center;">0.98</td> <td data-sheets-numberformat='{"1":2,"2":"0","3":1}' data-sheets-value='{"1":3,"3":16.81}' style="border-bottom:1px solid #000000;overflow:hidden;padding:0px 3px 0px 3px;vertical-align:bottom;text-align:center;">17</td> <td data-sheets-numberformat='{"1":2,"2":"0","3":1}' data-sheets-value='{"1":3,"3":29.700000000000003}' style="border-bottom:1px solid #000000;overflow:hidden;padding:0px 3px 0px 3px;vertical-align:bottom;text-align:center;">30</td> <td data-sheets-value='{"1":3,"3":26}' style="border-right:1px solid #000000;border-bottom:1px solid #000000;overflow:hidden;padding:0px 3px 0px 3px;vertical-align:bottom;text-align:center;">26</td> </tr> </tbody></table> | skylux-160-ce-met-koepel-en-pvc-opstand-16-00-met-lm-motor-en-pvc-raam-type-ep25-1200-x-2100-mm | 8586024780109 | 46872334696781
Smoke and heat exhaust (SHEV) | SHE system | Skylux | Skylux 160° CE with skylight and PVC curb 16/00 with LM-actuator and PVC frame type EP25 1300 x 1300 mm |  | 50295 | 5412970502951 | 4665.8 | Yes | 30-45 | 73.64 | 1300 x 1300 mm | 1300 | 1300 |  | PVC 16/00 (16 cm high & roof opening = daylight size) | Square | 1.19 W/m²K - 0.98 W/m²K | 57% - 30% | 37% - 17% | 24dB - 26dB | 160° CE (for industry) | PVC frame EP25 | without spoiler | E | Single actuator | Maximum double-walled skylight possible for this product | Ut-value LT-value g-value Rw-value EN 1873 : 2014 EN ISO 13468 EN 16153 EN 410 EN 410 EN ISO 140-3 Material Walls Shells (W/m²K) (%) (%) (dB) Acrylic EW Clear (H) 1.19 37 57 24 PMMA Opal (O) 1.19 34 50 24 DW Clear (H/H) 0.98 33 50 26 Opal (O/O) 0.98 28 38 26 Polycarbonate EW Clear (A) 1.19 36 55 24 PC Opal (D) 1.19 24 40 24 DW Clear (A/H) 0.98 32 48 26 Clear (A/A) 0.98 32 46 26 Opal (A/O) 0.98 30 42 26 Opal (A/D) 0.98 21 33 26 Polycarbonate EW Heatstop Opal (T) 1.19 20 39 24 Heatstop PC DW Clear (T/H) 0.98 18 34 26 Opal (T/O) 0.98 17 30 26 | https://skylux.eu/en/products/skylux-160-ce-met-koepel-en-pvc-opstand-16-00-met-lm-motor-en-pvc-raam-type-ep25-1300-x-1300-mm | https://skylux.eu/cdn/shop/files/Skylux-160deg-CE-met-koepel-en-pvc-opstand-1600-met-LM-motor-en-pvc-raam-type-EP25-1300-x-1300-mm-RWA-systeem.jpg?v=1702979721&width=1600 | https://skylux.eu/cdn/shop/files/e5a82811-1bb0-48e4-a776-cacb59c7c092_225654fa-13cf-48e0-b0d0-a9434b649dea.jpg?v=1688550962&width=1600 | //skylux.eu/cdn/shop/files/E_MH_Mounting_instructions_Skylux_160_CE_LM.pdf?v=12406716259046007223 | //skylux.eu/cdn/shop/files/E_TD_Technical_File_Skylux_Skylux_160_CE_Electric.pdf?v=3667116872303399239 | <style type="text/css" id="isPasted"><!--td {border: 1px solid #cccccc;}br {mso-data-placement:same-cell;}--></style><table border="1" cellpadding="0" cellspacing="0" dir="ltr" style="table-layout:fixed;font-size:10pt;font-family:Arial;border-collapse:collapse;border:none;"><tbody> <tr style="height:20px;"> <td style="overflow:hidden;padding:0px 3px 0px 3px;vertical-align:bottom;"></td> <td style="overflow:hidden;padding:0px 3px 0px 3px;vertical-align:bottom;"></td> <td style="overflow:hidden;padding:0px 3px 0px 3px;vertical-align:bottom;"></td> <td data-sheets-value='{"1":2,"2":"Ut-value"}' style="overflow:hidden;padding:0px 3px 0px 3px;vertical-align:bottom;font-weight:bold;text-align:center;">Ut-value</td> <td data-sheets-value='{"1":2,"2":"LT-value"}' style="overflow:hidden;padding:0px 3px 0px 3px;vertical-align:bottom;font-weight:bold;text-align:center;">LT-value</td> <td data-sheets-value='{"1":2,"2":"g-value"}' style="overflow:hidden;padding:0px 3px 0px 3px;vertical-align:bottom;font-weight:bold;text-align:center;">g-value</td> <td data-sheets-value='{"1":2,"2":"Rw-value "}' style="overflow:hidden;padding:0px 3px 0px 3px;vertical-align:bottom;font-weight:bold;text-align:center;">Rw-value </td> </tr> <tr style="height:20px;"> <td style="overflow:hidden;padding:0px 3px 0px 3px;vertical-align:bottom;"></td> <td style="overflow:hidden;padding:0px 3px 0px 3px;vertical-align:bottom;"></td> <td style="overflow:hidden;padding:0px 3px 0px 3px;vertical-align:bottom;"></td> <td data-sheets-numberformat='{"1":2,"2":"0.00","3":1}' data-sheets-value='{"1":2,"2":"EN 1873 : 2014"}' style="overflow:hidden;padding:0px 3px 0px 3px;vertical-align:bottom;text-align:center;">EN 1873 : 2014</td> <td data-sheets-numberformat='{"1":2,"2":"0","3":1}' data-sheets-value='{"1":2,"2":"EN ISO 13468 EN 16153 EN 410"}' style="overflow:hidden;padding:0px 3px 0px 3px;vertical-align:bottom;text-align:center;">EN ISO 13468 EN 16153 EN 410</td> <td data-sheets-numberformat='{"1":2,"2":"0","3":1}' data-sheets-value='{"1":2,"2":"EN 410"}' style="overflow:hidden;padding:0px 3px 0px 3px;vertical-align:bottom;text-align:center;">EN 410</td> <td data-sheets-value='{"1":2,"2":"EN ISO 140-3\t\t"}' style="overflow:hidden;padding:0px 3px 0px 3px;vertical-align:bottom;text-align:center;">EN ISO 140-3 </td> </tr> <tr style="height:20px;"> <td data-sheets-value='{"1":2,"2":"Material"}' style="border-bottom:1px solid #000000;overflow:hidden;padding:0px 3px 0px 3px;vertical-align:bottom;background-color:#000000;font-weight:bold;color:#ffffff;">Material</td> <td data-sheets-value='{"1":2,"2":"Walls"}' style="border-bottom:1px solid #000000;overflow:hidden;padding:0px 3px 0px 3px;vertical-align:bottom;background-color:#000000;font-weight:bold;color:#ffffff;">Walls</td> <td data-sheets-value='{"1":2,"2":"Shells"}' style="border-bottom:1px solid #000000;overflow:hidden;padding:0px 3px 0px 3px;vertical-align:bottom;background-color:#000000;font-weight:bold;color:#ffffff;">Shells</td> <td data-sheets-numberformat='{"1":2,"2":"0.00","3":1}' data-sheets-value='{"1":2,"2":"(W/m²K)\t"}' style="border-bottom:1px solid #000000;overflow:hidden;padding:0px 3px 0px 3px;vertical-align:bottom;background-color:#000000;font-weight:bold;color:#ffffff;text-align:center;">(W/m²K) </td> <td data-sheets-numberformat='{"1":2,"2":"0","3":1}' data-sheets-value='{"1":2,"2":"(%)"}' style="border-bottom:1px solid #000000;overflow:hidden;padding:0px 3px 0px 3px;vertical-align:bottom;background-color:#000000;font-weight:bold;color:#ffffff;text-align:center;">(%)</td> <td data-sheets-numberformat='{"1":2,"2":"0","3":1}' data-sheets-value='{"1":2,"2":"(%)"}' style="border-bottom:1px solid #000000;overflow:hidden;padding:0px 3px 0px 3px;vertical-align:bottom;background-color:#000000;font-weight:bold;color:#ffffff;text-align:center;">(%)</td> <td data-sheets-value='{"1":2,"2":"(dB)"}' style="border-bottom:1px solid #000000;overflow:hidden;padding:0px 3px 0px 3px;vertical-align:bottom;background-color:#000000;font-weight:bold;color:#ffffff;text-align:center;">(dB)</td> </tr> <tr style="height:20px;"> <td data-sheets-value='{"1":2,"2":"Acrylic"}' style="border-left:1px solid #000000;overflow:hidden;padding:0px 3px 0px 3px;vertical-align:bottom;">Acrylic</td> <td data-sheets-value='{"1":2,"2":"EW"}' style="overflow:hidden;padding:0px 3px 0px 3px;vertical-align:bottom;">EW</td> <td data-sheets-value='{"1":2,"2":"Clear (H)"}' style="overflow:hidden;padding:0px 3px 0px 3px;vertical-align:bottom;">Clear (H)</td> <td data-sheets-numberformat='{"1":2,"2":"0.00","3":1}' data-sheets-value='{"1":3,"3":1.19}' style="overflow:hidden;padding:0px 3px 0px 3px;vertical-align:bottom;text-align:center;">1.19</td> <td data-sheets-numberformat='{"1":2,"2":"0","3":1}' data-sheets-value='{"1":3,"3":36.9}' style="overflow:hidden;padding:0px 3px 0px 3px;vertical-align:bottom;text-align:center;">37</td> <td data-sheets-numberformat='{"1":2,"2":"0","3":1}' data-sheets-value='{"1":3,"3":57.42}' style="overflow:hidden;padding:0px 3px 0px 3px;vertical-align:bottom;text-align:center;">57</td> <td data-sheets-value='{"1":3,"3":24}' style="border-right:1px solid #000000;overflow:hidden;padding:0px 3px 0px 3px;vertical-align:bottom;text-align:center;">24</td> </tr> <tr style="height:20px;"> <td data-sheets-value='{"1":2,"2":"PMMA"}' style="border-left:1px solid #000000;overflow:hidden;padding:0px 3px 0px 3px;vertical-align:bottom;">PMMA</td> <td style="overflow:hidden;padding:0px 3px 0px 3px;vertical-align:bottom;"></td> <td data-sheets-value='{"1":2,"2":"Opal (O)"}' style="overflow:hidden;padding:0px 3px 0px 3px;vertical-align:bottom;">Opal (O)</td> <td data-sheets-numberformat='{"1":2,"2":"0.00","3":1}' data-sheets-value='{"1":3,"3":1.19}' style="overflow:hidden;padding:0px 3px 0px 3px;vertical-align:bottom;text-align:center;">1.19</td> <td data-sheets-numberformat='{"1":2,"2":"0","3":1}' data-sheets-value='{"1":3,"3":34.03}' style="overflow:hidden;padding:0px 3px 0px 3px;vertical-align:bottom;text-align:center;">34</td> <td data-sheets-numberformat='{"1":2,"2":"0","3":1}' data-sheets-value='{"1":3,"3":50.160000000000004}' style="overflow:hidden;padding:0px 3px 0px 3px;vertical-align:bottom;text-align:center;">50</td> <td data-sheets-value='{"1":3,"3":24}' style="border-right:1px solid #000000;overflow:hidden;padding:0px 3px 0px 3px;vertical-align:bottom;text-align:center;">24</td> </tr> <tr style="height:20px;"> <td style="border-left:1px solid #000000;overflow:hidden;padding:0px 3px 0px 3px;vertical-align:bottom;"></td> <td data-sheets-value='{"1":2,"2":"DW"}' style="overflow:hidden;padding:0px 3px 0px 3px;vertical-align:bottom;">DW</td> <td data-sheets-value='{"1":2,"2":"Clear (H/H)"}' style="overflow:hidden;padding:0px 3px 0px 3px;vertical-align:bottom;">Clear (H/H)</td> <td data-sheets-numberformat='{"1":2,"2":"0.00","3":1}' data-sheets-value='{"1":3,"3":0.98}' style="overflow:hidden;padding:0px 3px 0px 3px;vertical-align:bottom;text-align:center;">0.98</td> <td data-sheets-numberformat='{"1":2,"2":"0","3":1}' data-sheets-value='{"1":3,"3":33.21}' style="overflow:hidden;padding:0px 3px 0px 3px;vertical-align:bottom;text-align:center;">33</td> <td data-sheets-numberformat='{"1":2,"2":"0","3":1}' data-sheets-value='{"1":3,"3":49.5}' style="overflow:hidden;padding:0px 3px 0px 3px;vertical-align:bottom;text-align:center;">50</td> <td data-sheets-value='{"1":3,"3":26}' style="border-right:1px solid #000000;overflow:hidden;padding:0px 3px 0px 3px;vertical-align:bottom;text-align:center;">26</td> </tr> <tr style="height:20px;"> <td style="border-bottom:1px solid #000000;border-left:1px solid #000000;overflow:hidden;padding:0px 3px 0px 3px;vertical-align:bottom;"></td> <td style="border-bottom:1px solid #000000;overflow:hidden;padding:0px 3px 0px 3px;vertical-align:bottom;"></td> <td data-sheets-value='{"1":2,"2":"Opal (O/O)"}' style="border-bottom:1px solid #000000;overflow:hidden;padding:0px 3px 0px 3px;vertical-align:bottom;">Opal (O/O)</td> <td data-sheets-numberformat='{"1":2,"2":"0.00","3":1}' data-sheets-value='{"1":3,"3":0.98}' style="border-bottom:1px solid #000000;overflow:hidden;padding:0px 3px 0px 3px;vertical-align:bottom;text-align:center;">0.98</td> <td data-sheets-numberformat='{"1":2,"2":"0","3":1}' data-sheets-value='{"1":3,"3":28.29}' style="border-bottom:1px solid #000000;overflow:hidden;padding:0px 3px 0px 3px;vertical-align:bottom;text-align:center;">28</td> <td data-sheets-numberformat='{"1":2,"2":"0","3":1}' data-sheets-value='{"1":3,"3":38.28}' style="border-bottom:1px solid #000000;overflow:hidden;padding:0px 3px 0px 3px;vertical-align:bottom;text-align:center;">38</td> <td data-sheets-value='{"1":3,"3":26}' style="border-right:1px solid #000000;border-bottom:1px solid #000000;overflow:hidden;padding:0px 3px 0px 3px;vertical-align:bottom;text-align:center;">26</td> </tr> <tr style="height:20px;"> <td data-sheets-value='{"1":2,"2":"Polycarbonate "}' style="border-left:1px solid #000000;overflow:hidden;padding:0px 3px 0px 3px;vertical-align:bottom;">Polycarbonate </td> <td data-sheets-value='{"1":2,"2":"EW"}' style="overflow:hidden;padding:0px 3px 0px 3px;vertical-align:bottom;">EW</td> <td data-sheets-value='{"1":2,"2":"Clear (A)"}' style="overflow:hidden;padding:0px 3px 0px 3px;vertical-align:bottom;">Clear (A)</td> <td data-sheets-numberformat='{"1":2,"2":"0.00","3":1}' data-sheets-value='{"1":3,"3":1.19}' style="overflow:hidden;padding:0px 3px 0px 3px;vertical-align:bottom;text-align:center;">1.19</td> <td data-sheets-numberformat='{"1":2,"2":"0","3":1}' data-sheets-value='{"1":3,"3":36.08}' style="overflow:hidden;padding:0px 3px 0px 3px;vertical-align:bottom;text-align:center;">36</td> <td data-sheets-numberformat='{"1":2,"2":"0","3":1}' data-sheets-value='{"1":3,"3":54.78}' style="overflow:hidden;padding:0px 3px 0px 3px;vertical-align:bottom;text-align:center;">55</td> <td data-sheets-value='{"1":3,"3":24}' style="border-right:1px solid #000000;overflow:hidden;padding:0px 3px 0px 3px;vertical-align:bottom;text-align:center;">24</td> </tr> <tr style="height:20px;"> <td data-sheets-value='{"1":2,"2":"PC"}' style="border-left:1px solid #000000;overflow:hidden;padding:0px 3px 0px 3px;vertical-align:bottom;">PC</td> <td style="overflow:hidden;padding:0px 3px 0px 3px;vertical-align:bottom;"></td> <td data-sheets-value='{"1":2,"2":"Opal (D)"}' style="overflow:hidden;padding:0px 3px 0px 3px;vertical-align:bottom;">Opal (D)</td> <td data-sheets-numberformat='{"1":2,"2":"0.00","3":1}' data-sheets-value='{"1":3,"3":1.19}' style="overflow:hidden;padding:0px 3px 0px 3px;vertical-align:bottom;text-align:center;">1.19</td> <td data-sheets-numberformat='{"1":2,"2":"0","3":1}' data-sheets-value='{"1":3,"3":23.779999999999998}' style="overflow:hidden;padding:0px 3px 0px 3px;vertical-align:bottom;text-align:center;">24</td> <td data-sheets-numberformat='{"1":2,"2":"0","3":1}' data-sheets-value='{"1":3,"3":39.6}' style="overflow:hidden;padding:0px 3px 0px 3px;vertical-align:bottom;text-align:center;">40</td> <td data-sheets-value='{"1":3,"3":24}' style="border-right:1px solid #000000;overflow:hidden;padding:0px 3px 0px 3px;vertical-align:bottom;text-align:center;">24</td> </tr> <tr style="height:20px;"> <td style="border-left:1px solid #000000;overflow:hidden;padding:0px 3px 0px 3px;vertical-align:bottom;"></td> <td data-sheets-value='{"1":2,"2":"DW"}' style="overflow:hidden;padding:0px 3px 0px 3px;vertical-align:bottom;">DW</td> <td data-sheets-value='{"1":2,"2":"Clear (A/H)"}' style="overflow:hidden;padding:0px 3px 0px 3px;vertical-align:bottom;">Clear (A/H)</td> <td data-sheets-numberformat='{"1":2,"2":"0.00","3":1}' data-sheets-value='{"1":3,"3":0.98}' style="overflow:hidden;padding:0px 3px 0px 3px;vertical-align:bottom;text-align:center;">0.98</td> <td data-sheets-numberformat='{"1":2,"2":"0","3":1}' data-sheets-value='{"1":3,"3":32.39}' style="overflow:hidden;padding:0px 3px 0px 3px;vertical-align:bottom;text-align:center;">32</td> <td data-sheets-numberformat='{"1":2,"2":"0","3":1}' data-sheets-value='{"1":3,"3":47.52}' style="overflow:hidden;padding:0px 3px 0px 3px;vertical-align:bottom;text-align:center;">48</td> <td data-sheets-value='{"1":3,"3":26}' style="border-right:1px solid #000000;overflow:hidden;padding:0px 3px 0px 3px;vertical-align:bottom;text-align:center;">26</td> </tr> <tr style="height:20px;"> <td style="border-left:1px solid #000000;overflow:hidden;padding:0px 3px 0px 3px;vertical-align:bottom;"></td> <td style="overflow:hidden;padding:0px 3px 0px 3px;vertical-align:bottom;"></td> <td data-sheets-value='{"1":2,"2":"Clear (A/A)"}' style="overflow:hidden;padding:0px 3px 0px 3px;vertical-align:bottom;">Clear (A/A)</td> <td data-sheets-numberformat='{"1":2,"2":"0.00","3":1}' data-sheets-value='{"1":3,"3":0.98}' style="overflow:hidden;padding:0px 3px 0px 3px;vertical-align:bottom;text-align:center;">0.98</td> <td data-sheets-numberformat='{"1":2,"2":"0","3":1}' data-sheets-value='{"1":3,"3":31.569999999999997}' style="overflow:hidden;padding:0px 3px 0px 3px;vertical-align:bottom;text-align:center;">32</td> <td data-sheets-numberformat='{"1":2,"2":"0","3":1}' data-sheets-value='{"1":3,"3":45.54}' style="overflow:hidden;padding:0px 3px 0px 3px;vertical-align:bottom;text-align:center;">46</td> <td data-sheets-value='{"1":3,"3":26}' style="border-right:1px solid #000000;overflow:hidden;padding:0px 3px 0px 3px;vertical-align:bottom;text-align:center;">26</td> </tr> <tr style="height:20px;"> <td style="border-left:1px solid #000000;overflow:hidden;padding:0px 3px 0px 3px;vertical-align:bottom;"></td> <td style="overflow:hidden;padding:0px 3px 0px 3px;vertical-align:bottom;"></td> <td data-sheets-value='{"1":2,"2":"Opal (A/O)"}' style="overflow:hidden;padding:0px 3px 0px 3px;vertical-align:bottom;">Opal (A/O)</td> <td data-sheets-numberformat='{"1":2,"2":"0.00","3":1}' data-sheets-value='{"1":3,"3":0.98}' style="overflow:hidden;padding:0px 3px 0px 3px;vertical-align:bottom;text-align:center;">0.98</td> <td data-sheets-numberformat='{"1":2,"2":"0","3":1}' data-sheets-value='{"1":3,"3":29.93}' style="overflow:hidden;padding:0px 3px 0px 3px;vertical-align:bottom;text-align:center;">30</td> <td data-sheets-numberformat='{"1":2,"2":"0","3":1}' data-sheets-value='{"1":3,"3":41.580000000000005}' style="overflow:hidden;padding:0px 3px 0px 3px;vertical-align:bottom;text-align:center;">42</td> <td data-sheets-value='{"1":3,"3":26}' style="border-right:1px solid #000000;overflow:hidden;padding:0px 3px 0px 3px;vertical-align:bottom;text-align:center;">26</td> </tr> <tr style="height:20px;"> <td style="border-bottom:1px solid #000000;border-left:1px solid #000000;overflow:hidden;padding:0px 3px 0px 3px;vertical-align:bottom;"></td> <td style="border-bottom:1px solid #000000;overflow:hidden;padding:0px 3px 0px 3px;vertical-align:bottom;"></td> <td data-sheets-value='{"1":2,"2":"Opal (A/D)"}' style="border-bottom:1px solid #000000;overflow:hidden;padding:0px 3px 0px 3px;vertical-align:bottom;">Opal (A/D)</td> <td data-sheets-numberformat='{"1":2,"2":"0.00","3":1}' data-sheets-value='{"1":3,"3":0.98}' style="border-bottom:1px solid #000000;overflow:hidden;padding:0px 3px 0px 3px;vertical-align:bottom;text-align:center;">0.98</td> <td data-sheets-numberformat='{"1":2,"2":"0","3":1}' data-sheets-value='{"1":3,"3":20.91}' style="border-bottom:1px solid #000000;overflow:hidden;padding:0px 3px 0px 3px;vertical-align:bottom;text-align:center;">21</td> <td data-sheets-numberformat='{"1":2,"2":"0","3":1}' data-sheets-value='{"1":3,"3":33}' style="border-bottom:1px solid #000000;overflow:hidden;padding:0px 3px 0px 3px;vertical-align:bottom;text-align:center;">33</td> <td data-sheets-value='{"1":3,"3":26}' style="border-right:1px solid #000000;border-bottom:1px solid #000000;overflow:hidden;padding:0px 3px 0px 3px;vertical-align:bottom;text-align:center;">26</td> </tr> <tr style="height:20px;"> <td data-sheets-value='{"1":2,"2":"Polycarbonate"}' style="border-left:1px solid #000000;overflow:hidden;padding:0px 3px 0px 3px;vertical-align:bottom;">Polycarbonate</td> <td data-sheets-value='{"1":2,"2":"EW"}' style="overflow:hidden;padding:0px 3px 0px 3px;vertical-align:bottom;">EW</td> <td data-sheets-value='{"1":2,"2":"Heatstop Opal (T)"}' style="overflow:hidden;padding:0px 3px 0px 3px;vertical-align:bottom;">Heatstop Opal (T)</td> <td data-sheets-numberformat='{"1":2,"2":"0.00","3":1}' data-sheets-value='{"1":3,"3":1.19}' style="overflow:hidden;padding:0px 3px 0px 3px;vertical-align:bottom;text-align:center;">1.19</td> <td data-sheets-numberformat='{"1":2,"2":"0","3":1}' data-sheets-value='{"1":3,"3":20.09}' style="overflow:hidden;padding:0px 3px 0px 3px;vertical-align:bottom;text-align:center;">20</td> <td data-sheets-numberformat='{"1":2,"2":"0","3":1}' data-sheets-value='{"1":3,"3":38.940000000000005}' style="overflow:hidden;padding:0px 3px 0px 3px;vertical-align:bottom;text-align:center;">39</td> <td data-sheets-value='{"1":3,"3":24}' style="border-right:1px solid #000000;overflow:hidden;padding:0px 3px 0px 3px;vertical-align:bottom;text-align:center;">24</td> </tr> <tr style="height:20px;"> <td data-sheets-value='{"1":2,"2":"Heatstop PC"}' style="border-left:1px solid #000000;overflow:hidden;padding:0px 3px 0px 3px;vertical-align:bottom;">Heatstop PC</td> <td data-sheets-value='{"1":2,"2":"DW"}' style="overflow:hidden;padding:0px 3px 0px 3px;vertical-align:bottom;">DW</td> <td data-sheets-value='{"1":2,"2":"Clear (T/H)"}' style="overflow:hidden;padding:0px 3px 0px 3px;vertical-align:bottom;">Clear (T/H)</td> <td data-sheets-numberformat='{"1":2,"2":"0.00","3":1}' data-sheets-value='{"1":3,"3":0.98}' style="overflow:hidden;padding:0px 3px 0px 3px;vertical-align:bottom;text-align:center;">0.98</td> <td data-sheets-numberformat='{"1":2,"2":"0","3":1}' data-sheets-value='{"1":3,"3":18.04}' style="overflow:hidden;padding:0px 3px 0px 3px;vertical-align:bottom;text-align:center;">18</td> <td data-sheets-numberformat='{"1":2,"2":"0","3":1}' data-sheets-value='{"1":3,"3":33.660000000000004}' style="overflow:hidden;padding:0px 3px 0px 3px;vertical-align:bottom;text-align:center;">34</td> <td data-sheets-value='{"1":3,"3":26}' style="border-right:1px solid #000000;overflow:hidden;padding:0px 3px 0px 3px;vertical-align:bottom;text-align:center;">26</td> </tr> <tr style="height:20px;"> <td style="border-bottom:1px solid #000000;border-left:1px solid #000000;overflow:hidden;padding:0px 3px 0px 3px;vertical-align:bottom;"></td> <td style="border-bottom:1px solid #000000;overflow:hidden;padding:0px 3px 0px 3px;vertical-align:bottom;"></td> <td data-sheets-value='{"1":2,"2":"Opal (T/O)"}' style="border-bottom:1px solid #000000;overflow:hidden;padding:0px 3px 0px 3px;vertical-align:bottom;">Opal (T/O)</td> <td data-sheets-numberformat='{"1":2,"2":"0.00","3":1}' data-sheets-value='{"1":3,"3":0.98}' style="border-bottom:1px solid #000000;overflow:hidden;padding:0px 3px 0px 3px;vertical-align:bottom;text-align:center;">0.98</td> <td data-sheets-numberformat='{"1":2,"2":"0","3":1}' data-sheets-value='{"1":3,"3":16.81}' style="border-bottom:1px solid #000000;overflow:hidden;padding:0px 3px 0px 3px;vertical-align:bottom;text-align:center;">17</td> <td data-sheets-numberformat='{"1":2,"2":"0","3":1}' data-sheets-value='{"1":3,"3":29.700000000000003}' style="border-bottom:1px solid #000000;overflow:hidden;padding:0px 3px 0px 3px;vertical-align:bottom;text-align:center;">30</td> <td data-sheets-value='{"1":3,"3":26}' style="border-right:1px solid #000000;border-bottom:1px solid #000000;overflow:hidden;padding:0px 3px 0px 3px;vertical-align:bottom;text-align:center;">26</td> </tr> </tbody></table> | skylux-160-ce-met-koepel-en-pvc-opstand-16-00-met-lm-motor-en-pvc-raam-type-ep25-1300-x-1300-mm | 8586024878413 | 46872334827853
Smoke and heat exhaust (SHEV) | SHE system | Skylux | Skylux 160° CE with skylight and PVC curb 16/00 with LM-actuator and PVC frame type EP25 1300 x 1600 mm |  | 50296 | 5412970502968 | 5334.9 | Yes | 30-45 | 77.98 | 1300 x 1600 mm | 1600 | 1300 |  | PVC 16/00 (16 cm high & roof opening = daylight size) | Rectangular | 1.19 W/m²K - 0.98 W/m²K | 57% - 30% | 37% - 17% | 24dB - 26dB | 160° CE (for industry) | PVC frame EP25 | without spoiler | E | Single actuator | Maximum double-walled skylight possible for this product | Ut-value LT-value g-value Rw-value EN 1873 : 2014 EN ISO 13468 EN 16153 EN 410 EN 410 EN ISO 140-3 Material Walls Shells (W/m²K) (%) (%) (dB) Acrylic EW Clear (H) 1.19 37 57 24 PMMA Opal (O) 1.19 34 50 24 DW Clear (H/H) 0.98 33 50 26 Opal (O/O) 0.98 28 38 26 Polycarbonate EW Clear (A) 1.19 36 55 24 PC Opal (D) 1.19 24 40 24 DW Clear (A/H) 0.98 32 48 26 Clear (A/A) 0.98 32 46 26 Opal (A/O) 0.98 30 42 26 Opal (A/D) 0.98 21 33 26 Polycarbonate EW Heatstop Opal (T) 1.19 20 39 24 Heatstop PC DW Clear (T/H) 0.98 18 34 26 Opal (T/O) 0.98 17 30 26 | https://skylux.eu/en/products/skylux-160-ce-met-koepel-en-pvc-opstand-16-00-met-lm-motor-en-pvc-raam-type-ep25-1300-x-1600-mm | https://skylux.eu/cdn/shop/files/Skylux-160deg-CE-met-koepel-en-pvc-opstand-1600-met-LM-motor-en-pvc-raam-type-EP25-1300-x-1600-mm-RWA-systeem.jpg?v=1702979726&width=1600 | https://skylux.eu/cdn/shop/files/e5a82811-1bb0-48e4-a776-cacb59c7c092_4fa37ac2-fb29-4abc-8c03-655f2b0fbf7a.jpg?v=1688550963&width=1600 | //skylux.eu/cdn/shop/files/E_MH_Mounting_instructions_Skylux_160_CE_LM.pdf?v=12406716259046007223 | //skylux.eu/cdn/shop/files/E_TD_Technical_File_Skylux_Skylux_160_CE_Electric.pdf?v=3667116872303399239 | <style type="text/css" id="isPasted"><!--td {border: 1px solid #cccccc;}br {mso-data-placement:same-cell;}--></style><table border="1" cellpadding="0" cellspacing="0" dir="ltr" style="table-layout:fixed;font-size:10pt;font-family:Arial;border-collapse:collapse;border:none;"><tbody> <tr style="height:20px;"> <td style="overflow:hidden;padding:0px 3px 0px 3px;vertical-align:bottom;"></td> <td style="overflow:hidden;padding:0px 3px 0px 3px;vertical-align:bottom;"></td> <td style="overflow:hidden;padding:0px 3px 0px 3px;vertical-align:bottom;"></td> <td data-sheets-value='{"1":2,"2":"Ut-value"}' style="overflow:hidden;padding:0px 3px 0px 3px;vertical-align:bottom;font-weight:bold;text-align:center;">Ut-value</td> <td data-sheets-value='{"1":2,"2":"LT-value"}' style="overflow:hidden;padding:0px 3px 0px 3px;vertical-align:bottom;font-weight:bold;text-align:center;">LT-value</td> <td data-sheets-value='{"1":2,"2":"g-value"}' style="overflow:hidden;padding:0px 3px 0px 3px;vertical-align:bottom;font-weight:bold;text-align:center;">g-value</td> <td data-sheets-value='{"1":2,"2":"Rw-value "}' style="overflow:hidden;padding:0px 3px 0px 3px;vertical-align:bottom;font-weight:bold;text-align:center;">Rw-value </td> </tr> <tr style="height:20px;"> <td style="overflow:hidden;padding:0px 3px 0px 3px;vertical-align:bottom;"></td> <td style="overflow:hidden;padding:0px 3px 0px 3px;vertical-align:bottom;"></td> <td style="overflow:hidden;padding:0px 3px 0px 3px;vertical-align:bottom;"></td> <td data-sheets-numberformat='{"1":2,"2":"0.00","3":1}' data-sheets-value='{"1":2,"2":"EN 1873 : 2014"}' style="overflow:hidden;padding:0px 3px 0px 3px;vertical-align:bottom;text-align:center;">EN 1873 : 2014</td> <td data-sheets-numberformat='{"1":2,"2":"0","3":1}' data-sheets-value='{"1":2,"2":"EN ISO 13468 EN 16153 EN 410"}' style="overflow:hidden;padding:0px 3px 0px 3px;vertical-align:bottom;text-align:center;">EN ISO 13468 EN 16153 EN 410</td> <td data-sheets-numberformat='{"1":2,"2":"0","3":1}' data-sheets-value='{"1":2,"2":"EN 410"}' style="overflow:hidden;padding:0px 3px 0px 3px;vertical-align:bottom;text-align:center;">EN 410</td> <td data-sheets-value='{"1":2,"2":"EN ISO 140-3\t\t"}' style="overflow:hidden;padding:0px 3px 0px 3px;vertical-align:bottom;text-align:center;">EN ISO 140-3 </td> </tr> <tr style="height:20px;"> <td data-sheets-value='{"1":2,"2":"Material"}' style="border-bottom:1px solid #000000;overflow:hidden;padding:0px 3px 0px 3px;vertical-align:bottom;background-color:#000000;font-weight:bold;color:#ffffff;">Material</td> <td data-sheets-value='{"1":2,"2":"Walls"}' style="border-bottom:1px solid #000000;overflow:hidden;padding:0px 3px 0px 3px;vertical-align:bottom;background-color:#000000;font-weight:bold;color:#ffffff;">Walls</td> <td data-sheets-value='{"1":2,"2":"Shells"}' style="border-bottom:1px solid #000000;overflow:hidden;padding:0px 3px 0px 3px;vertical-align:bottom;background-color:#000000;font-weight:bold;color:#ffffff;">Shells</td> <td data-sheets-numberformat='{"1":2,"2":"0.00","3":1}' data-sheets-value='{"1":2,"2":"(W/m²K)\t"}' style="border-bottom:1px solid #000000;overflow:hidden;padding:0px 3px 0px 3px;vertical-align:bottom;background-color:#000000;font-weight:bold;color:#ffffff;text-align:center;">(W/m²K) </td> <td data-sheets-numberformat='{"1":2,"2":"0","3":1}' data-sheets-value='{"1":2,"2":"(%)"}' style="border-bottom:1px solid #000000;overflow:hidden;padding:0px 3px 0px 3px;vertical-align:bottom;background-color:#000000;font-weight:bold;color:#ffffff;text-align:center;">(%)</td> <td data-sheets-numberformat='{"1":2,"2":"0","3":1}' data-sheets-value='{"1":2,"2":"(%)"}' style="border-bottom:1px solid #000000;overflow:hidden;padding:0px 3px 0px 3px;vertical-align:bottom;background-color:#000000;font-weight:bold;color:#ffffff;text-align:center;">(%)</td> <td data-sheets-value='{"1":2,"2":"(dB)"}' style="border-bottom:1px solid #000000;overflow:hidden;padding:0px 3px 0px 3px;vertical-align:bottom;background-color:#000000;font-weight:bold;color:#ffffff;text-align:center;">(dB)</td> </tr> <tr style="height:20px;"> <td data-sheets-value='{"1":2,"2":"Acrylic"}' style="border-left:1px solid #000000;overflow:hidden;padding:0px 3px 0px 3px;vertical-align:bottom;">Acrylic</td> <td data-sheets-value='{"1":2,"2":"EW"}' style="overflow:hidden;padding:0px 3px 0px 3px;vertical-align:bottom;">EW</td> <td data-sheets-value='{"1":2,"2":"Clear (H)"}' style="overflow:hidden;padding:0px 3px 0px 3px;vertical-align:bottom;">Clear (H)</td> <td data-sheets-numberformat='{"1":2,"2":"0.00","3":1}' data-sheets-value='{"1":3,"3":1.19}' style="overflow:hidden;padding:0px 3px 0px 3px;vertical-align:bottom;text-align:center;">1.19</td> <td data-sheets-numberformat='{"1":2,"2":"0","3":1}' data-sheets-value='{"1":3,"3":36.9}' style="overflow:hidden;padding:0px 3px 0px 3px;vertical-align:bottom;text-align:center;">37</td> <td data-sheets-numberformat='{"1":2,"2":"0","3":1}' data-sheets-value='{"1":3,"3":57.42}' style="overflow:hidden;padding:0px 3px 0px 3px;vertical-align:bottom;text-align:center;">57</td> <td data-sheets-value='{"1":3,"3":24}' style="border-right:1px solid #000000;overflow:hidden;padding:0px 3px 0px 3px;vertical-align:bottom;text-align:center;">24</td> </tr> <tr style="height:20px;"> <td data-sheets-value='{"1":2,"2":"PMMA"}' style="border-left:1px solid #000000;overflow:hidden;padding:0px 3px 0px 3px;vertical-align:bottom;">PMMA</td> <td style="overflow:hidden;padding:0px 3px 0px 3px;vertical-align:bottom;"></td> <td data-sheets-value='{"1":2,"2":"Opal (O)"}' style="overflow:hidden;padding:0px 3px 0px 3px;vertical-align:bottom;">Opal (O)</td> <td data-sheets-numberformat='{"1":2,"2":"0.00","3":1}' data-sheets-value='{"1":3,"3":1.19}' style="overflow:hidden;padding:0px 3px 0px 3px;vertical-align:bottom;text-align:center;">1.19</td> <td data-sheets-numberformat='{"1":2,"2":"0","3":1}' data-sheets-value='{"1":3,"3":34.03}' style="overflow:hidden;padding:0px 3px 0px 3px;vertical-align:bottom;text-align:center;">34</td> <td data-sheets-numberformat='{"1":2,"2":"0","3":1}' data-sheets-value='{"1":3,"3":50.160000000000004}' style="overflow:hidden;padding:0px 3px 0px 3px;vertical-align:bottom;text-align:center;">50</td> <td data-sheets-value='{"1":3,"3":24}' style="border-right:1px solid #000000;overflow:hidden;padding:0px 3px 0px 3px;vertical-align:bottom;text-align:center;">24</td> </tr> <tr style="height:20px;"> <td style="border-left:1px solid #000000;overflow:hidden;padding:0px 3px 0px 3px;vertical-align:bottom;"></td> <td data-sheets-value='{"1":2,"2":"DW"}' style="overflow:hidden;padding:0px 3px 0px 3px;vertical-align:bottom;">DW</td> <td data-sheets-value='{"1":2,"2":"Clear (H/H)"}' style="overflow:hidden;padding:0px 3px 0px 3px;vertical-align:bottom;">Clear (H/H)</td> <td data-sheets-numberformat='{"1":2,"2":"0.00","3":1}' data-sheets-value='{"1":3,"3":0.98}' style="overflow:hidden;padding:0px 3px 0px 3px;vertical-align:bottom;text-align:center;">0.98</td> <td data-sheets-numberformat='{"1":2,"2":"0","3":1}' data-sheets-value='{"1":3,"3":33.21}' style="overflow:hidden;padding:0px 3px 0px 3px;vertical-align:bottom;text-align:center;">33</td> <td data-sheets-numberformat='{"1":2,"2":"0","3":1}' data-sheets-value='{"1":3,"3":49.5}' style="overflow:hidden;padding:0px 3px 0px 3px;vertical-align:bottom;text-align:center;">50</td> <td data-sheets-value='{"1":3,"3":26}' style="border-right:1px solid #000000;overflow:hidden;padding:0px 3px 0px 3px;vertical-align:bottom;text-align:center;">26</td> </tr> <tr style="height:20px;"> <td style="border-bottom:1px solid #000000;border-left:1px solid #000000;overflow:hidden;padding:0px 3px 0px 3px;vertical-align:bottom;"></td> <td style="border-bottom:1px solid #000000;overflow:hidden;padding:0px 3px 0px 3px;vertical-align:bottom;"></td> <td data-sheets-value='{"1":2,"2":"Opal (O/O)"}' style="border-bottom:1px solid #000000;overflow:hidden;padding:0px 3px 0px 3px;vertical-align:bottom;">Opal (O/O)</td> <td data-sheets-numberformat='{"1":2,"2":"0.00","3":1}' data-sheets-value='{"1":3,"3":0.98}' style="border-bottom:1px solid #000000;overflow:hidden;padding:0px 3px 0px 3px;vertical-align:bottom;text-align:center;">0.98</td> <td data-sheets-numberformat='{"1":2,"2":"0","3":1}' data-sheets-value='{"1":3,"3":28.29}' style="border-bottom:1px solid #000000;overflow:hidden;padding:0px 3px 0px 3px;vertical-align:bottom;text-align:center;">28</td> <td data-sheets-numberformat='{"1":2,"2":"0","3":1}' data-sheets-value='{"1":3,"3":38.28}' style="border-bottom:1px solid #000000;overflow:hidden;padding:0px 3px 0px 3px;vertical-align:bottom;text-align:center;">38</td> <td data-sheets-value='{"1":3,"3":26}' style="border-right:1px solid #000000;border-bottom:1px solid #000000;overflow:hidden;padding:0px 3px 0px 3px;vertical-align:bottom;text-align:center;">26</td> </tr> <tr style="height:20px;"> <td data-sheets-value='{"1":2,"2":"Polycarbonate "}' style="border-left:1px solid #000000;overflow:hidden;padding:0px 3px 0px 3px;vertical-align:bottom;">Polycarbonate </td> <td data-sheets-value='{"1":2,"2":"EW"}' style="overflow:hidden;padding:0px 3px 0px 3px;vertical-align:bottom;">EW</td> <td data-sheets-value='{"1":2,"2":"Clear (A)"}' style="overflow:hidden;padding:0px 3px 0px 3px;vertical-align:bottom;">Clear (A)</td> <td data-sheets-numberformat='{"1":2,"2":"0.00","3":1}' data-sheets-value='{"1":3,"3":1.19}' style="overflow:hidden;padding:0px 3px 0px 3px;vertical-align:bottom;text-align:center;">1.19</td> <td data-sheets-numberformat='{"1":2,"2":"0","3":1}' data-sheets-value='{"1":3,"3":36.08}' style="overflow:hidden;padding:0px 3px 0px 3px;vertical-align:bottom;text-align:center;">36</td> <td data-sheets-numberformat='{"1":2,"2":"0","3":1}' data-sheets-value='{"1":3,"3":54.78}' style="overflow:hidden;padding:0px 3px 0px 3px;vertical-align:bottom;text-align:center;">55</td> <td data-sheets-value='{"1":3,"3":24}' style="border-right:1px solid #000000;overflow:hidden;padding:0px 3px 0px 3px;vertical-align:bottom;text-align:center;">24</td> </tr> <tr style="height:20px;"> <td data-sheets-value='{"1":2,"2":"PC"}' style="border-left:1px solid #000000;overflow:hidden;padding:0px 3px 0px 3px;vertical-align:bottom;">PC</td> <td style="overflow:hidden;padding:0px 3px 0px 3px;vertical-align:bottom;"></td> <td data-sheets-value='{"1":2,"2":"Opal (D)"}' style="overflow:hidden;padding:0px 3px 0px 3px;vertical-align:bottom;">Opal (D)</td> <td data-sheets-numberformat='{"1":2,"2":"0.00","3":1}' data-sheets-value='{"1":3,"3":1.19}' style="overflow:hidden;padding:0px 3px 0px 3px;vertical-align:bottom;text-align:center;">1.19</td> <td data-sheets-numberformat='{"1":2,"2":"0","3":1}' data-sheets-value='{"1":3,"3":23.779999999999998}' style="overflow:hidden;padding:0px 3px 0px 3px;vertical-align:bottom;text-align:center;">24</td> <td data-sheets-numberformat='{"1":2,"2":"0","3":1}' data-sheets-value='{"1":3,"3":39.6}' style="overflow:hidden;padding:0px 3px 0px 3px;vertical-align:bottom;text-align:center;">40</td> <td data-sheets-value='{"1":3,"3":24}' style="border-right:1px solid #000000;overflow:hidden;padding:0px 3px 0px 3px;vertical-align:bottom;text-align:center;">24</td> </tr> <tr style="height:20px;"> <td style="border-left:1px solid #000000;overflow:hidden;padding:0px 3px 0px 3px;vertical-align:bottom;"></td> <td data-sheets-value='{"1":2,"2":"DW"}' style="overflow:hidden;padding:0px 3px 0px 3px;vertical-align:bottom;">DW</td> <td data-sheets-value='{"1":2,"2":"Clear (A/H)"}' style="overflow:hidden;padding:0px 3px 0px 3px;vertical-align:bottom;">Clear (A/H)</td> <td data-sheets-numberformat='{"1":2,"2":"0.00","3":1}' data-sheets-value='{"1":3,"3":0.98}' style="overflow:hidden;padding:0px 3px 0px 3px;vertical-align:bottom;text-align:center;">0.98</td> <td data-sheets-numberformat='{"1":2,"2":"0","3":1}' data-sheets-value='{"1":3,"3":32.39}' style="overflow:hidden;padding:0px 3px 0px 3px;vertical-align:bottom;text-align:center;">32</td> <td data-sheets-numberformat='{"1":2,"2":"0","3":1}' data-sheets-value='{"1":3,"3":47.52}' style="overflow:hidden;padding:0px 3px 0px 3px;vertical-align:bottom;text-align:center;">48</td> <td data-sheets-value='{"1":3,"3":26}' style="border-right:1px solid #000000;overflow:hidden;padding:0px 3px 0px 3px;vertical-align:bottom;text-align:center;">26</td> </tr> <tr style="height:20px;"> <td style="border-left:1px solid #000000;overflow:hidden;padding:0px 3px 0px 3px;vertical-align:bottom;"></td> <td style="overflow:hidden;padding:0px 3px 0px 3px;vertical-align:bottom;"></td> <td data-sheets-value='{"1":2,"2":"Clear (A/A)"}' style="overflow:hidden;padding:0px 3px 0px 3px;vertical-align:bottom;">Clear (A/A)</td> <td data-sheets-numberformat='{"1":2,"2":"0.00","3":1}' data-sheets-value='{"1":3,"3":0.98}' style="overflow:hidden;padding:0px 3px 0px 3px;vertical-align:bottom;text-align:center;">0.98</td> <td data-sheets-numberformat='{"1":2,"2":"0","3":1}' data-sheets-value='{"1":3,"3":31.569999999999997}' style="overflow:hidden;padding:0px 3px 0px 3px;vertical-align:bottom;text-align:center;">32</td> <td data-sheets-numberformat='{"1":2,"2":"0","3":1}' data-sheets-value='{"1":3,"3":45.54}' style="overflow:hidden;padding:0px 3px 0px 3px;vertical-align:bottom;text-align:center;">46</td> <td data-sheets-value='{"1":3,"3":26}' style="border-right:1px solid #000000;overflow:hidden;padding:0px 3px 0px 3px;vertical-align:bottom;text-align:center;">26</td> </tr> <tr style="height:20px;"> <td style="border-left:1px solid #000000;overflow:hidden;padding:0px 3px 0px 3px;vertical-align:bottom;"></td> <td style="overflow:hidden;padding:0px 3px 0px 3px;vertical-align:bottom;"></td> <td data-sheets-value='{"1":2,"2":"Opal (A/O)"}' style="overflow:hidden;padding:0px 3px 0px 3px;vertical-align:bottom;">Opal (A/O)</td> <td data-sheets-numberformat='{"1":2,"2":"0.00","3":1}' data-sheets-value='{"1":3,"3":0.98}' style="overflow:hidden;padding:0px 3px 0px 3px;vertical-align:bottom;text-align:center;">0.98</td> <td data-sheets-numberformat='{"1":2,"2":"0","3":1}' data-sheets-value='{"1":3,"3":29.93}' style="overflow:hidden;padding:0px 3px 0px 3px;vertical-align:bottom;text-align:center;">30</td> <td data-sheets-numberformat='{"1":2,"2":"0","3":1}' data-sheets-value='{"1":3,"3":41.580000000000005}' style="overflow:hidden;padding:0px 3px 0px 3px;vertical-align:bottom;text-align:center;">42</td> <td data-sheets-value='{"1":3,"3":26}' style="border-right:1px solid #000000;overflow:hidden;padding:0px 3px 0px 3px;vertical-align:bottom;text-align:center;">26</td> </tr> <tr style="height:20px;"> <td style="border-bottom:1px solid #000000;border-left:1px solid #000000;overflow:hidden;padding:0px 3px 0px 3px;vertical-align:bottom;"></td> <td style="border-bottom:1px solid #000000;overflow:hidden;padding:0px 3px 0px 3px;vertical-align:bottom;"></td> <td data-sheets-value='{"1":2,"2":"Opal (A/D)"}' style="border-bottom:1px solid #000000;overflow:hidden;padding:0px 3px 0px 3px;vertical-align:bottom;">Opal (A/D)</td> <td data-sheets-numberformat='{"1":2,"2":"0.00","3":1}' data-sheets-value='{"1":3,"3":0.98}' style="border-bottom:1px solid #000000;overflow:hidden;padding:0px 3px 0px 3px;vertical-align:bottom;text-align:center;">0.98</td> <td data-sheets-numberformat='{"1":2,"2":"0","3":1}' data-sheets-value='{"1":3,"3":20.91}' style="border-bottom:1px solid #000000;overflow:hidden;padding:0px 3px 0px 3px;vertical-align:bottom;text-align:center;">21</td> <td data-sheets-numberformat='{"1":2,"2":"0","3":1}' data-sheets-value='{"1":3,"3":33}' style="border-bottom:1px solid #000000;overflow:hidden;padding:0px 3px 0px 3px;vertical-align:bottom;text-align:center;">33</td> <td data-sheets-value='{"1":3,"3":26}' style="border-right:1px solid #000000;border-bottom:1px solid #000000;overflow:hidden;padding:0px 3px 0px 3px;vertical-align:bottom;text-align:center;">26</td> </tr> <tr style="height:20px;"> <td data-sheets-value='{"1":2,"2":"Polycarbonate"}' style="border-left:1px solid #000000;overflow:hidden;padding:0px 3px 0px 3px;vertical-align:bottom;">Polycarbonate</td> <td data-sheets-value='{"1":2,"2":"EW"}' style="overflow:hidden;padding:0px 3px 0px 3px;vertical-align:bottom;">EW</td> <td data-sheets-value='{"1":2,"2":"Heatstop Opal (T)"}' style="overflow:hidden;padding:0px 3px 0px 3px;vertical-align:bottom;">Heatstop Opal (T)</td> <td data-sheets-numberformat='{"1":2,"2":"0.00","3":1}' data-sheets-value='{"1":3,"3":1.19}' style="overflow:hidden;padding:0px 3px 0px 3px;vertical-align:bottom;text-align:center;">1.19</td> <td data-sheets-numberformat='{"1":2,"2":"0","3":1}' data-sheets-value='{"1":3,"3":20.09}' style="overflow:hidden;padding:0px 3px 0px 3px;vertical-align:bottom;text-align:center;">20</td> <td data-sheets-numberformat='{"1":2,"2":"0","3":1}' data-sheets-value='{"1":3,"3":38.940000000000005}' style="overflow:hidden;padding:0px 3px 0px 3px;vertical-align:bottom;text-align:center;">39</td> <td data-sheets-value='{"1":3,"3":24}' style="border-right:1px solid #000000;overflow:hidden;padding:0px 3px 0px 3px;vertical-align:bottom;text-align:center;">24</td> </tr> <tr style="height:20px;"> <td data-sheets-value='{"1":2,"2":"Heatstop PC"}' style="border-left:1px solid #000000;overflow:hidden;padding:0px 3px 0px 3px;vertical-align:bottom;">Heatstop PC</td> <td data-sheets-value='{"1":2,"2":"DW"}' style="overflow:hidden;padding:0px 3px 0px 3px;vertical-align:bottom;">DW</td> <td data-sheets-value='{"1":2,"2":"Clear (T/H)"}' style="overflow:hidden;padding:0px 3px 0px 3px;vertical-align:bottom;">Clear (T/H)</td> <td data-sheets-numberformat='{"1":2,"2":"0.00","3":1}' data-sheets-value='{"1":3,"3":0.98}' style="overflow:hidden;padding:0px 3px 0px 3px;vertical-align:bottom;text-align:center;">0.98</td> <td data-sheets-numberformat='{"1":2,"2":"0","3":1}' data-sheets-value='{"1":3,"3":18.04}' style="overflow:hidden;padding:0px 3px 0px 3px;vertical-align:bottom;text-align:center;">18</td> <td data-sheets-numberformat='{"1":2,"2":"0","3":1}' data-sheets-value='{"1":3,"3":33.660000000000004}' style="overflow:hidden;padding:0px 3px 0px 3px;vertical-align:bottom;text-align:center;">34</td> <td data-sheets-value='{"1":3,"3":26}' style="border-right:1px solid #000000;overflow:hidden;padding:0px 3px 0px 3px;vertical-align:bottom;text-align:center;">26</td> </tr> <tr style="height:20px;"> <td style="border-bottom:1px solid #000000;border-left:1px solid #000000;overflow:hidden;padding:0px 3px 0px 3px;vertical-align:bottom;"></td> <td style="border-bottom:1px solid #000000;overflow:hidden;padding:0px 3px 0px 3px;vertical-align:bottom;"></td> <td data-sheets-value='{"1":2,"2":"Opal (T/O)"}' style="border-bottom:1px solid #000000;overflow:hidden;padding:0px 3px 0px 3px;vertical-align:bottom;">Opal (T/O)</td> <td data-sheets-numberformat='{"1":2,"2":"0.00","3":1}' data-sheets-value='{"1":3,"3":0.98}' style="border-bottom:1px solid #000000;overflow:hidden;padding:0px 3px 0px 3px;vertical-align:bottom;text-align:center;">0.98</td> <td data-sheets-numberformat='{"1":2,"2":"0","3":1}' data-sheets-value='{"1":3,"3":16.81}' style="border-bottom:1px solid #000000;overflow:hidden;padding:0px 3px 0px 3px;vertical-align:bottom;text-align:center;">17</td> <td data-sheets-numberformat='{"1":2,"2":"0","3":1}' data-sheets-value='{"1":3,"3":29.700000000000003}' style="border-bottom:1px solid #000000;overflow:hidden;padding:0px 3px 0px 3px;vertical-align:bottom;text-align:center;">30</td> <td data-sheets-value='{"1":3,"3":26}' style="border-right:1px solid #000000;border-bottom:1px solid #000000;overflow:hidden;padding:0px 3px 0px 3px;vertical-align:bottom;text-align:center;">26</td> </tr> </tbody></table> | skylux-160-ce-met-koepel-en-pvc-opstand-16-00-met-lm-motor-en-pvc-raam-type-ep25-1300-x-1600-mm | 8586024911181 | 46872334893389
Smoke and heat exhaust (SHEV) | SHE system | Skylux | Skylux 160° CE with skylight and PVC curb 16/00 with LM-actuator and PVC frame type EP25 1300 x 1900 mm |  | 50297 | 5412970502975 | 5875.8 | Yes | 30-45 | 95.62 | 1300 x 1900 mm | 1900 | 1300 |  | PVC 16/00 (16 cm high & roof opening = daylight size) | Rectangular | 1.19 W/m²K - 0.98 W/m²K | 57% - 30% | 37% - 17% | 24dB - 26dB | 160° CE (for industry) | PVC frame EP25 | without spoiler | E | Single actuator | Maximum double-walled skylight possible for this product | Ut-value LT-value g-value Rw-value EN 1873 : 2014 EN ISO 13468 EN 16153 EN 410 EN 410 EN ISO 140-3 Material Walls Shells (W/m²K) (%) (%) (dB) Acrylic EW Clear (H) 1.19 37 57 24 PMMA Opal (O) 1.19 34 50 24 DW Clear (H/H) 0.98 33 50 26 Opal (O/O) 0.98 28 38 26 Polycarbonate EW Clear (A) 1.19 36 55 24 PC Opal (D) 1.19 24 40 24 DW Clear (A/H) 0.98 32 48 26 Clear (A/A) 0.98 32 46 26 Opal (A/O) 0.98 30 42 26 Opal (A/D) 0.98 21 33 26 Polycarbonate EW Heatstop Opal (T) 1.19 20 39 24 Heatstop PC DW Clear (T/H) 0.98 18 34 26 Opal (T/O) 0.98 17 30 26 | https://skylux.eu/en/products/skylux-160-ce-met-koepel-en-pvc-opstand-16-00-met-lm-motor-en-pvc-raam-type-ep25-1300-x-1900-mm | https://skylux.eu/cdn/shop/files/Skylux-160deg-CE-met-koepel-en-pvc-opstand-1600-met-LM-motor-en-pvc-raam-type-EP25-1300-x-1900-mm-RWA-systeem.jpg?v=1702979731&width=1600 | https://skylux.eu/cdn/shop/files/e5a82811-1bb0-48e4-a776-cacb59c7c092_bbd59374-99f7-4f77-b8aa-8028ade0d9ff.jpg?v=1688550964&width=1600 | //skylux.eu/cdn/shop/files/E_MH_Mounting_instructions_Skylux_160_CE_LM.pdf?v=12406716259046007223 | //skylux.eu/cdn/shop/files/E_TD_Technical_File_Skylux_Skylux_160_CE_Electric.pdf?v=3667116872303399239 | <style type="text/css" id="isPasted"><!--td {border: 1px solid #cccccc;}br {mso-data-placement:same-cell;}--></style><table border="1" cellpadding="0" cellspacing="0" dir="ltr" style="table-layout:fixed;font-size:10pt;font-family:Arial;border-collapse:collapse;border:none;"><tbody> <tr style="height:20px;"> <td style="overflow:hidden;padding:0px 3px 0px 3px;vertical-align:bottom;"></td> <td style="overflow:hidden;padding:0px 3px 0px 3px;vertical-align:bottom;"></td> <td style="overflow:hidden;padding:0px 3px 0px 3px;vertical-align:bottom;"></td> <td data-sheets-value='{"1":2,"2":"Ut-value"}' style="overflow:hidden;padding:0px 3px 0px 3px;vertical-align:bottom;font-weight:bold;text-align:center;">Ut-value</td> <td data-sheets-value='{"1":2,"2":"LT-value"}' style="overflow:hidden;padding:0px 3px 0px 3px;vertical-align:bottom;font-weight:bold;text-align:center;">LT-value</td> <td data-sheets-value='{"1":2,"2":"g-value"}' style="overflow:hidden;padding:0px 3px 0px 3px;vertical-align:bottom;font-weight:bold;text-align:center;">g-value</td> <td data-sheets-value='{"1":2,"2":"Rw-value "}' style="overflow:hidden;padding:0px 3px 0px 3px;vertical-align:bottom;font-weight:bold;text-align:center;">Rw-value </td> </tr> <tr style="height:20px;"> <td style="overflow:hidden;padding:0px 3px 0px 3px;vertical-align:bottom;"></td> <td style="overflow:hidden;padding:0px 3px 0px 3px;vertical-align:bottom;"></td> <td style="overflow:hidden;padding:0px 3px 0px 3px;vertical-align:bottom;"></td> <td data-sheets-numberformat='{"1":2,"2":"0.00","3":1}' data-sheets-value='{"1":2,"2":"EN 1873 : 2014"}' style="overflow:hidden;padding:0px 3px 0px 3px;vertical-align:bottom;text-align:center;">EN 1873 : 2014</td> <td data-sheets-numberformat='{"1":2,"2":"0","3":1}' data-sheets-value='{"1":2,"2":"EN ISO 13468 EN 16153 EN 410"}' style="overflow:hidden;padding:0px 3px 0px 3px;vertical-align:bottom;text-align:center;">EN ISO 13468 EN 16153 EN 410</td> <td data-sheets-numberformat='{"1":2,"2":"0","3":1}' data-sheets-value='{"1":2,"2":"EN 410"}' style="overflow:hidden;padding:0px 3px 0px 3px;vertical-align:bottom;text-align:center;">EN 410</td> <td data-sheets-value='{"1":2,"2":"EN ISO 140-3\t\t"}' style="overflow:hidden;padding:0px 3px 0px 3px;vertical-align:bottom;text-align:center;">EN ISO 140-3 </td> </tr> <tr style="height:20px;"> <td data-sheets-value='{"1":2,"2":"Material"}' style="border-bottom:1px solid #000000;overflow:hidden;padding:0px 3px 0px 3px;vertical-align:bottom;background-color:#000000;font-weight:bold;color:#ffffff;">Material</td> <td data-sheets-value='{"1":2,"2":"Walls"}' style="border-bottom:1px solid #000000;overflow:hidden;padding:0px 3px 0px 3px;vertical-align:bottom;background-color:#000000;font-weight:bold;color:#ffffff;">Walls</td> <td data-sheets-value='{"1":2,"2":"Shells"}' style="border-bottom:1px solid #000000;overflow:hidden;padding:0px 3px 0px 3px;vertical-align:bottom;background-color:#000000;font-weight:bold;color:#ffffff;">Shells</td> <td data-sheets-numberformat='{"1":2,"2":"0.00","3":1}' data-sheets-value='{"1":2,"2":"(W/m²K)\t"}' style="border-bottom:1px solid #000000;overflow:hidden;padding:0px 3px 0px 3px;vertical-align:bottom;background-color:#000000;font-weight:bold;color:#ffffff;text-align:center;">(W/m²K) </td> <td data-sheets-numberformat='{"1":2,"2":"0","3":1}' data-sheets-value='{"1":2,"2":"(%)"}' style="border-bottom:1px solid #000000;overflow:hidden;padding:0px 3px 0px 3px;vertical-align:bottom;background-color:#000000;font-weight:bold;color:#ffffff;text-align:center;">(%)</td> <td data-sheets-numberformat='{"1":2,"2":"0","3":1}' data-sheets-value='{"1":2,"2":"(%)"}' style="border-bottom:1px solid #000000;overflow:hidden;padding:0px 3px 0px 3px;vertical-align:bottom;background-color:#000000;font-weight:bold;color:#ffffff;text-align:center;">(%)</td> <td data-sheets-value='{"1":2,"2":"(dB)"}' style="border-bottom:1px solid #000000;overflow:hidden;padding:0px 3px 0px 3px;vertical-align:bottom;background-color:#000000;font-weight:bold;color:#ffffff;text-align:center;">(dB)</td> </tr> <tr style="height:20px;"> <td data-sheets-value='{"1":2,"2":"Acrylic"}' style="border-left:1px solid #000000;overflow:hidden;padding:0px 3px 0px 3px;vertical-align:bottom;">Acrylic</td> <td data-sheets-value='{"1":2,"2":"EW"}' style="overflow:hidden;padding:0px 3px 0px 3px;vertical-align:bottom;">EW</td> <td data-sheets-value='{"1":2,"2":"Clear (H)"}' style="overflow:hidden;padding:0px 3px 0px 3px;vertical-align:bottom;">Clear (H)</td> <td data-sheets-numberformat='{"1":2,"2":"0.00","3":1}' data-sheets-value='{"1":3,"3":1.19}' style="overflow:hidden;padding:0px 3px 0px 3px;vertical-align:bottom;text-align:center;">1.19</td> <td data-sheets-numberformat='{"1":2,"2":"0","3":1}' data-sheets-value='{"1":3,"3":36.9}' style="overflow:hidden;padding:0px 3px 0px 3px;vertical-align:bottom;text-align:center;">37</td> <td data-sheets-numberformat='{"1":2,"2":"0","3":1}' data-sheets-value='{"1":3,"3":57.42}' style="overflow:hidden;padding:0px 3px 0px 3px;vertical-align:bottom;text-align:center;">57</td> <td data-sheets-value='{"1":3,"3":24}' style="border-right:1px solid #000000;overflow:hidden;padding:0px 3px 0px 3px;vertical-align:bottom;text-align:center;">24</td> </tr> <tr style="height:20px;"> <td data-sheets-value='{"1":2,"2":"PMMA"}' style="border-left:1px solid #000000;overflow:hidden;padding:0px 3px 0px 3px;vertical-align:bottom;">PMMA</td> <td style="overflow:hidden;padding:0px 3px 0px 3px;vertical-align:bottom;"></td> <td data-sheets-value='{"1":2,"2":"Opal (O)"}' style="overflow:hidden;padding:0px 3px 0px 3px;vertical-align:bottom;">Opal (O)</td> <td data-sheets-numberformat='{"1":2,"2":"0.00","3":1}' data-sheets-value='{"1":3,"3":1.19}' style="overflow:hidden;padding:0px 3px 0px 3px;vertical-align:bottom;text-align:center;">1.19</td> <td data-sheets-numberformat='{"1":2,"2":"0","3":1}' data-sheets-value='{"1":3,"3":34.03}' style="overflow:hidden;padding:0px 3px 0px 3px;vertical-align:bottom;text-align:center;">34</td> <td data-sheets-numberformat='{"1":2,"2":"0","3":1}' data-sheets-value='{"1":3,"3":50.160000000000004}' style="overflow:hidden;padding:0px 3px 0px 3px;vertical-align:bottom;text-align:center;">50</td> <td data-sheets-value='{"1":3,"3":24}' style="border-right:1px solid #000000;overflow:hidden;padding:0px 3px 0px 3px;vertical-align:bottom;text-align:center;">24</td> </tr> <tr style="height:20px;"> <td style="border-left:1px solid #000000;overflow:hidden;padding:0px 3px 0px 3px;vertical-align:bottom;"></td> <td data-sheets-value='{"1":2,"2":"DW"}' style="overflow:hidden;padding:0px 3px 0px 3px;vertical-align:bottom;">DW</td> <td data-sheets-value='{"1":2,"2":"Clear (H/H)"}' style="overflow:hidden;padding:0px 3px 0px 3px;vertical-align:bottom;">Clear (H/H)</td> <td data-sheets-numberformat='{"1":2,"2":"0.00","3":1}' data-sheets-value='{"1":3,"3":0.98}' style="overflow:hidden;padding:0px 3px 0px 3px;vertical-align:bottom;text-align:center;">0.98</td> <td data-sheets-numberformat='{"1":2,"2":"0","3":1}' data-sheets-value='{"1":3,"3":33.21}' style="overflow:hidden;padding:0px 3px 0px 3px;vertical-align:bottom;text-align:center;">33</td> <td data-sheets-numberformat='{"1":2,"2":"0","3":1}' data-sheets-value='{"1":3,"3":49.5}' style="overflow:hidden;padding:0px 3px 0px 3px;vertical-align:bottom;text-align:center;">50</td> <td data-sheets-value='{"1":3,"3":26}' style="border-right:1px solid #000000;overflow:hidden;padding:0px 3px 0px 3px;vertical-align:bottom;text-align:center;">26</td> </tr> <tr style="height:20px;"> <td style="border-bottom:1px solid #000000;border-left:1px solid #000000;overflow:hidden;padding:0px 3px 0px 3px;vertical-align:bottom;"></td> <td style="border-bottom:1px solid #000000;overflow:hidden;padding:0px 3px 0px 3px;vertical-align:bottom;"></td> <td data-sheets-value='{"1":2,"2":"Opal (O/O)"}' style="border-bottom:1px solid #000000;overflow:hidden;padding:0px 3px 0px 3px;vertical-align:bottom;">Opal (O/O)</td> <td data-sheets-numberformat='{"1":2,"2":"0.00","3":1}' data-sheets-value='{"1":3,"3":0.98}' style="border-bottom:1px solid #000000;overflow:hidden;padding:0px 3px 0px 3px;vertical-align:bottom;text-align:center;">0.98</td> <td data-sheets-numberformat='{"1":2,"2":"0","3":1}' data-sheets-value='{"1":3,"3":28.29}' style="border-bottom:1px solid #000000;overflow:hidden;padding:0px 3px 0px 3px;vertical-align:bottom;text-align:center;">28</td> <td data-sheets-numberformat='{"1":2,"2":"0","3":1}' data-sheets-value='{"1":3,"3":38.28}' style="border-bottom:1px solid #000000;overflow:hidden;padding:0px 3px 0px 3px;vertical-align:bottom;text-align:center;">38</td> <td data-sheets-value='{"1":3,"3":26}' style="border-right:1px solid #000000;border-bottom:1px solid #000000;overflow:hidden;padding:0px 3px 0px 3px;vertical-align:bottom;text-align:center;">26</td> </tr> <tr style="height:20px;"> <td data-sheets-value='{"1":2,"2":"Polycarbonate "}' style="border-left:1px solid #000000;overflow:hidden;padding:0px 3px 0px 3px;vertical-align:bottom;">Polycarbonate </td> <td data-sheets-value='{"1":2,"2":"EW"}' style="overflow:hidden;padding:0px 3px 0px 3px;vertical-align:bottom;">EW</td> <td data-sheets-value='{"1":2,"2":"Clear (A)"}' style="overflow:hidden;padding:0px 3px 0px 3px;vertical-align:bottom;">Clear (A)</td> <td data-sheets-numberformat='{"1":2,"2":"0.00","3":1}' data-sheets-value='{"1":3,"3":1.19}' style="overflow:hidden;padding:0px 3px 0px 3px;vertical-align:bottom;text-align:center;">1.19</td> <td data-sheets-numberformat='{"1":2,"2":"0","3":1}' data-sheets-value='{"1":3,"3":36.08}' style="overflow:hidden;padding:0px 3px 0px 3px;vertical-align:bottom;text-align:center;">36</td> <td data-sheets-numberformat='{"1":2,"2":"0","3":1}' data-sheets-value='{"1":3,"3":54.78}' style="overflow:hidden;padding:0px 3px 0px 3px;vertical-align:bottom;text-align:center;">55</td> <td data-sheets-value='{"1":3,"3":24}' style="border-right:1px solid #000000;overflow:hidden;padding:0px 3px 0px 3px;vertical-align:bottom;text-align:center;">24</td> </tr> <tr style="height:20px;"> <td data-sheets-value='{"1":2,"2":"PC"}' style="border-left:1px solid #000000;overflow:hidden;padding:0px 3px 0px 3px;vertical-align:bottom;">PC</td> <td style="overflow:hidden;padding:0px 3px 0px 3px;vertical-align:bottom;"></td> <td data-sheets-value='{"1":2,"2":"Opal (D)"}' style="overflow:hidden;padding:0px 3px 0px 3px;vertical-align:bottom;">Opal (D)</td> <td data-sheets-numberformat='{"1":2,"2":"0.00","3":1}' data-sheets-value='{"1":3,"3":1.19}' style="overflow:hidden;padding:0px 3px 0px 3px;vertical-align:bottom;text-align:center;">1.19</td> <td data-sheets-numberformat='{"1":2,"2":"0","3":1}' data-sheets-value='{"1":3,"3":23.779999999999998}' style="overflow:hidden;padding:0px 3px 0px 3px;vertical-align:bottom;text-align:center;">24</td> <td data-sheets-numberformat='{"1":2,"2":"0","3":1}' data-sheets-value='{"1":3,"3":39.6}' style="overflow:hidden;padding:0px 3px 0px 3px;vertical-align:bottom;text-align:center;">40</td> <td data-sheets-value='{"1":3,"3":24}' style="border-right:1px solid #000000;overflow:hidden;padding:0px 3px 0px 3px;vertical-align:bottom;text-align:center;">24</td> </tr> <tr style="height:20px;"> <td style="border-left:1px solid #000000;overflow:hidden;padding:0px 3px 0px 3px;vertical-align:bottom;"></td> <td data-sheets-value='{"1":2,"2":"DW"}' style="overflow:hidden;padding:0px 3px 0px 3px;vertical-align:bottom;">DW</td> <td data-sheets-value='{"1":2,"2":"Clear (A/H)"}' style="overflow:hidden;padding:0px 3px 0px 3px;vertical-align:bottom;">Clear (A/H)</td> <td data-sheets-numberformat='{"1":2,"2":"0.00","3":1}' data-sheets-value='{"1":3,"3":0.98}' style="overflow:hidden;padding:0px 3px 0px 3px;vertical-align:bottom;text-align:center;">0.98</td> <td data-sheets-numberformat='{"1":2,"2":"0","3":1}' data-sheets-value='{"1":3,"3":32.39}' style="overflow:hidden;padding:0px 3px 0px 3px;vertical-align:bottom;text-align:center;">32</td> <td data-sheets-numberformat='{"1":2,"2":"0","3":1}' data-sheets-value='{"1":3,"3":47.52}' style="overflow:hidden;padding:0px 3px 0px 3px;vertical-align:bottom;text-align:center;">48</td> <td data-sheets-value='{"1":3,"3":26}' style="border-right:1px solid #000000;overflow:hidden;padding:0px 3px 0px 3px;vertical-align:bottom;text-align:center;">26</td> </tr> <tr style="height:20px;"> <td style="border-left:1px solid #000000;overflow:hidden;padding:0px 3px 0px 3px;vertical-align:bottom;"></td> <td style="overflow:hidden;padding:0px 3px 0px 3px;vertical-align:bottom;"></td> <td data-sheets-value='{"1":2,"2":"Clear (A/A)"}' style="overflow:hidden;padding:0px 3px 0px 3px;vertical-align:bottom;">Clear (A/A)</td> <td data-sheets-numberformat='{"1":2,"2":"0.00","3":1}' data-sheets-value='{"1":3,"3":0.98}' style="overflow:hidden;padding:0px 3px 0px 3px;vertical-align:bottom;text-align:center;">0.98</td> <td data-sheets-numberformat='{"1":2,"2":"0","3":1}' data-sheets-value='{"1":3,"3":31.569999999999997}' style="overflow:hidden;padding:0px 3px 0px 3px;vertical-align:bottom;text-align:center;">32</td> <td data-sheets-numberformat='{"1":2,"2":"0","3":1}' data-sheets-value='{"1":3,"3":45.54}' style="overflow:hidden;padding:0px 3px 0px 3px;vertical-align:bottom;text-align:center;">46</td> <td data-sheets-value='{"1":3,"3":26}' style="border-right:1px solid #000000;overflow:hidden;padding:0px 3px 0px 3px;vertical-align:bottom;text-align:center;">26</td> </tr> <tr style="height:20px;"> <td style="border-left:1px solid #000000;overflow:hidden;padding:0px 3px 0px 3px;vertical-align:bottom;"></td> <td style="overflow:hidden;padding:0px 3px 0px 3px;vertical-align:bottom;"></td> <td data-sheets-value='{"1":2,"2":"Opal (A/O)"}' style="overflow:hidden;padding:0px 3px 0px 3px;vertical-align:bottom;">Opal (A/O)</td> <td data-sheets-numberformat='{"1":2,"2":"0.00","3":1}' data-sheets-value='{"1":3,"3":0.98}' style="overflow:hidden;padding:0px 3px 0px 3px;vertical-align:bottom;text-align:center;">0.98</td> <td data-sheets-numberformat='{"1":2,"2":"0","3":1}' data-sheets-value='{"1":3,"3":29.93}' style="overflow:hidden;padding:0px 3px 0px 3px;vertical-align:bottom;text-align:center;">30</td> <td data-sheets-numberformat='{"1":2,"2":"0","3":1}' data-sheets-value='{"1":3,"3":41.580000000000005}' style="overflow:hidden;padding:0px 3px 0px 3px;vertical-align:bottom;text-align:center;">42</td> <td data-sheets-value='{"1":3,"3":26}' style="border-right:1px solid #000000;overflow:hidden;padding:0px 3px 0px 3px;vertical-align:bottom;text-align:center;">26</td> </tr> <tr style="height:20px;"> <td style="border-bottom:1px solid #000000;border-left:1px solid #000000;overflow:hidden;padding:0px 3px 0px 3px;vertical-align:bottom;"></td> <td style="border-bottom:1px solid #000000;overflow:hidden;padding:0px 3px 0px 3px;vertical-align:bottom;"></td> <td data-sheets-value='{"1":2,"2":"Opal (A/D)"}' style="border-bottom:1px solid #000000;overflow:hidden;padding:0px 3px 0px 3px;vertical-align:bottom;">Opal (A/D)</td> <td data-sheets-numberformat='{"1":2,"2":"0.00","3":1}' data-sheets-value='{"1":3,"3":0.98}' style="border-bottom:1px solid #000000;overflow:hidden;padding:0px 3px 0px 3px;vertical-align:bottom;text-align:center;">0.98</td> <td data-sheets-numberformat='{"1":2,"2":"0","3":1}' data-sheets-value='{"1":3,"3":20.91}' style="border-bottom:1px solid #000000;overflow:hidden;padding:0px 3px 0px 3px;vertical-align:bottom;text-align:center;">21</td> <td data-sheets-numberformat='{"1":2,"2":"0","3":1}' data-sheets-value='{"1":3,"3":33}' style="border-bottom:1px solid #000000;overflow:hidden;padding:0px 3px 0px 3px;vertical-align:bottom;text-align:center;">33</td> <td data-sheets-value='{"1":3,"3":26}' style="border-right:1px solid #000000;border-bottom:1px solid #000000;overflow:hidden;padding:0px 3px 0px 3px;vertical-align:bottom;text-align:center;">26</td> </tr> <tr style="height:20px;"> <td data-sheets-value='{"1":2,"2":"Polycarbonate"}' style="border-left:1px solid #000000;overflow:hidden;padding:0px 3px 0px 3px;vertical-align:bottom;">Polycarbonate</td> <td data-sheets-value='{"1":2,"2":"EW"}' style="overflow:hidden;padding:0px 3px 0px 3px;vertical-align:bottom;">EW</td> <td data-sheets-value='{"1":2,"2":"Heatstop Opal (T)"}' style="overflow:hidden;padding:0px 3px 0px 3px;vertical-align:bottom;">Heatstop Opal (T)</td> <td data-sheets-numberformat='{"1":2,"2":"0.00","3":1}' data-sheets-value='{"1":3,"3":1.19}' style="overflow:hidden;padding:0px 3px 0px 3px;vertical-align:bottom;text-align:center;">1.19</td> <td data-sheets-numberformat='{"1":2,"2":"0","3":1}' data-sheets-value='{"1":3,"3":20.09}' style="overflow:hidden;padding:0px 3px 0px 3px;vertical-align:bottom;text-align:center;">20</td> <td data-sheets-numberformat='{"1":2,"2":"0","3":1}' data-sheets-value='{"1":3,"3":38.940000000000005}' style="overflow:hidden;padding:0px 3px 0px 3px;vertical-align:bottom;text-align:center;">39</td> <td data-sheets-value='{"1":3,"3":24}' style="border-right:1px solid #000000;overflow:hidden;padding:0px 3px 0px 3px;vertical-align:bottom;text-align:center;">24</td> </tr> <tr style="height:20px;"> <td data-sheets-value='{"1":2,"2":"Heatstop PC"}' style="border-left:1px solid #000000;overflow:hidden;padding:0px 3px 0px 3px;vertical-align:bottom;">Heatstop PC</td> <td data-sheets-value='{"1":2,"2":"DW"}' style="overflow:hidden;padding:0px 3px 0px 3px;vertical-align:bottom;">DW</td> <td data-sheets-value='{"1":2,"2":"Clear (T/H)"}' style="overflow:hidden;padding:0px 3px 0px 3px;vertical-align:bottom;">Clear (T/H)</td> <td data-sheets-numberformat='{"1":2,"2":"0.00","3":1}' data-sheets-value='{"1":3,"3":0.98}' style="overflow:hidden;padding:0px 3px 0px 3px;vertical-align:bottom;text-align:center;">0.98</td> <td data-sheets-numberformat='{"1":2,"2":"0","3":1}' data-sheets-value='{"1":3,"3":18.04}' style="overflow:hidden;padding:0px 3px 0px 3px;vertical-align:bottom;text-align:center;">18</td> <td data-sheets-numberformat='{"1":2,"2":"0","3":1}' data-sheets-value='{"1":3,"3":33.660000000000004}' style="overflow:hidden;padding:0px 3px 0px 3px;vertical-align:bottom;text-align:center;">34</td> <td data-sheets-value='{"1":3,"3":26}' style="border-right:1px solid #000000;overflow:hidden;padding:0px 3px 0px 3px;vertical-align:bottom;text-align:center;">26</td> </tr> <tr style="height:20px;"> <td style="border-bottom:1px solid #000000;border-left:1px solid #000000;overflow:hidden;padding:0px 3px 0px 3px;vertical-align:bottom;"></td> <td style="border-bottom:1px solid #000000;overflow:hidden;padding:0px 3px 0px 3px;vertical-align:bottom;"></td> <td data-sheets-value='{"1":2,"2":"Opal (T/O)"}' style="border-bottom:1px solid #000000;overflow:hidden;padding:0px 3px 0px 3px;vertical-align:bottom;">Opal (T/O)</td> <td data-sheets-numberformat='{"1":2,"2":"0.00","3":1}' data-sheets-value='{"1":3,"3":0.98}' style="border-bottom:1px solid #000000;overflow:hidden;padding:0px 3px 0px 3px;vertical-align:bottom;text-align:center;">0.98</td> <td data-sheets-numberformat='{"1":2,"2":"0","3":1}' data-sheets-value='{"1":3,"3":16.81}' style="border-bottom:1px solid #000000;overflow:hidden;padding:0px 3px 0px 3px;vertical-align:bottom;text-align:center;">17</td> <td data-sheets-numberformat='{"1":2,"2":"0","3":1}' data-sheets-value='{"1":3,"3":29.700000000000003}' style="border-bottom:1px solid #000000;overflow:hidden;padding:0px 3px 0px 3px;vertical-align:bottom;text-align:center;">30</td> <td data-sheets-value='{"1":3,"3":26}' style="border-right:1px solid #000000;border-bottom:1px solid #000000;overflow:hidden;padding:0px 3px 0px 3px;vertical-align:bottom;text-align:center;">26</td> </tr> </tbody></table> | skylux-160-ce-met-koepel-en-pvc-opstand-16-00-met-lm-motor-en-pvc-raam-type-ep25-1300-x-1900-mm | 8586024943949 | 46872334958925
Smoke and heat exhaust (SHEV) | SHE system | Skylux | Skylux 160° CE with skylight and PVC curb 16/00 with LM-actuator and PVC frame type EP25 1300 x 2000 mm |  | 50298 | 5412970502982 | 5967.75 | Yes | 30-45 | 98.33 | 1300 x 2000 mm | 2000 | 1300 |  | PVC 16/00 (16 cm high & roof opening = daylight size) | Rectangular | 1.19 W/m²K - 0.98 W/m²K | 57% - 30% | 37% - 17% | 24dB - 26dB | 160° CE (for industry) | PVC frame EP25 | without spoiler | E | Single actuator | Maximum double-walled skylight possible for this product | Ut-value LT-value g-value Rw-value EN 1873 : 2014 EN ISO 13468 EN 16153 EN 410 EN 410 EN ISO 140-3 Material Walls Shells (W/m²K) (%) (%) (dB) Acrylic EW Clear (H) 1.19 37 57 24 PMMA Opal (O) 1.19 34 50 24 DW Clear (H/H) 0.98 33 50 26 Opal (O/O) 0.98 28 38 26 Polycarbonate EW Clear (A) 1.19 36 55 24 PC Opal (D) 1.19 24 40 24 DW Clear (A/H) 0.98 32 48 26 Clear (A/A) 0.98 32 46 26 Opal (A/O) 0.98 30 42 26 Opal (A/D) 0.98 21 33 26 Polycarbonate EW Heatstop Opal (T) 1.19 20 39 24 Heatstop PC DW Clear (T/H) 0.98 18 34 26 Opal (T/O) 0.98 17 30 26 | https://skylux.eu/en/products/skylux-160-ce-met-koepel-en-pvc-opstand-16-00-met-lm-motor-en-pvc-raam-type-ep25-1300-x-2000-mm | https://skylux.eu/cdn/shop/files/Skylux-160deg-CE-met-koepel-en-pvc-opstand-1600-met-LM-motor-en-pvc-raam-type-EP25-1300-x-2000-mm-RWA-systeem.jpg?v=1702979736&width=1600 | https://skylux.eu/cdn/shop/files/e5a82811-1bb0-48e4-a776-cacb59c7c092_110aa3fb-8c87-47e2-9da5-151f6ec33b6f.jpg?v=1688550966&width=1600 | //skylux.eu/cdn/shop/files/E_MH_Mounting_instructions_Skylux_160_CE_LM.pdf?v=12406716259046007223 | //skylux.eu/cdn/shop/files/E_TD_Technical_File_Skylux_Skylux_160_CE_Electric.pdf?v=3667116872303399239 | <style type="text/css" id="isPasted"><!--td {border: 1px solid #cccccc;}br {mso-data-placement:same-cell;}--></style><table border="1" cellpadding="0" cellspacing="0" dir="ltr" style="table-layout:fixed;font-size:10pt;font-family:Arial;border-collapse:collapse;border:none;"><tbody> <tr style="height:20px;"> <td style="overflow:hidden;padding:0px 3px 0px 3px;vertical-align:bottom;"></td> <td style="overflow:hidden;padding:0px 3px 0px 3px;vertical-align:bottom;"></td> <td style="overflow:hidden;padding:0px 3px 0px 3px;vertical-align:bottom;"></td> <td data-sheets-value='{"1":2,"2":"Ut-value"}' style="overflow:hidden;padding:0px 3px 0px 3px;vertical-align:bottom;font-weight:bold;text-align:center;">Ut-value</td> <td data-sheets-value='{"1":2,"2":"LT-value"}' style="overflow:hidden;padding:0px 3px 0px 3px;vertical-align:bottom;font-weight:bold;text-align:center;">LT-value</td> <td data-sheets-value='{"1":2,"2":"g-value"}' style="overflow:hidden;padding:0px 3px 0px 3px;vertical-align:bottom;font-weight:bold;text-align:center;">g-value</td> <td data-sheets-value='{"1":2,"2":"Rw-value "}' style="overflow:hidden;padding:0px 3px 0px 3px;vertical-align:bottom;font-weight:bold;text-align:center;">Rw-value </td> </tr> <tr style="height:20px;"> <td style="overflow:hidden;padding:0px 3px 0px 3px;vertical-align:bottom;"></td> <td style="overflow:hidden;padding:0px 3px 0px 3px;vertical-align:bottom;"></td> <td style="overflow:hidden;padding:0px 3px 0px 3px;vertical-align:bottom;"></td> <td data-sheets-numberformat='{"1":2,"2":"0.00","3":1}' data-sheets-value='{"1":2,"2":"EN 1873 : 2014"}' style="overflow:hidden;padding:0px 3px 0px 3px;vertical-align:bottom;text-align:center;">EN 1873 : 2014</td> <td data-sheets-numberformat='{"1":2,"2":"0","3":1}' data-sheets-value='{"1":2,"2":"EN ISO 13468 EN 16153 EN 410"}' style="overflow:hidden;padding:0px 3px 0px 3px;vertical-align:bottom;text-align:center;">EN ISO 13468 EN 16153 EN 410</td> <td data-sheets-numberformat='{"1":2,"2":"0","3":1}' data-sheets-value='{"1":2,"2":"EN 410"}' style="overflow:hidden;padding:0px 3px 0px 3px;vertical-align:bottom;text-align:center;">EN 410</td> <td data-sheets-value='{"1":2,"2":"EN ISO 140-3\t\t"}' style="overflow:hidden;padding:0px 3px 0px 3px;vertical-align:bottom;text-align:center;">EN ISO 140-3 </td> </tr> <tr style="height:20px;"> <td data-sheets-value='{"1":2,"2":"Material"}' style="border-bottom:1px solid #000000;overflow:hidden;padding:0px 3px 0px 3px;vertical-align:bottom;background-color:#000000;font-weight:bold;color:#ffffff;">Material</td> <td data-sheets-value='{"1":2,"2":"Walls"}' style="border-bottom:1px solid #000000;overflow:hidden;padding:0px 3px 0px 3px;vertical-align:bottom;background-color:#000000;font-weight:bold;color:#ffffff;">Walls</td> <td data-sheets-value='{"1":2,"2":"Shells"}' style="border-bottom:1px solid #000000;overflow:hidden;padding:0px 3px 0px 3px;vertical-align:bottom;background-color:#000000;font-weight:bold;color:#ffffff;">Shells</td> <td data-sheets-numberformat='{"1":2,"2":"0.00","3":1}' data-sheets-value='{"1":2,"2":"(W/m²K)\t"}' style="border-bottom:1px solid #000000;overflow:hidden;padding:0px 3px 0px 3px;vertical-align:bottom;background-color:#000000;font-weight:bold;color:#ffffff;text-align:center;">(W/m²K) </td> <td data-sheets-numberformat='{"1":2,"2":"0","3":1}' data-sheets-value='{"1":2,"2":"(%)"}' style="border-bottom:1px solid #000000;overflow:hidden;padding:0px 3px 0px 3px;vertical-align:bottom;background-color:#000000;font-weight:bold;color:#ffffff;text-align:center;">(%)</td> <td data-sheets-numberformat='{"1":2,"2":"0","3":1}' data-sheets-value='{"1":2,"2":"(%)"}' style="border-bottom:1px solid #000000;overflow:hidden;padding:0px 3px 0px 3px;vertical-align:bottom;background-color:#000000;font-weight:bold;color:#ffffff;text-align:center;">(%)</td> <td data-sheets-value='{"1":2,"2":"(dB)"}' style="border-bottom:1px solid #000000;overflow:hidden;padding:0px 3px 0px 3px;vertical-align:bottom;background-color:#000000;font-weight:bold;color:#ffffff;text-align:center;">(dB)</td> </tr> <tr style="height:20px;"> <td data-sheets-value='{"1":2,"2":"Acrylic"}' style="border-left:1px solid #000000;overflow:hidden;padding:0px 3px 0px 3px;vertical-align:bottom;">Acrylic</td> <td data-sheets-value='{"1":2,"2":"EW"}' style="overflow:hidden;padding:0px 3px 0px 3px;vertical-align:bottom;">EW</td> <td data-sheets-value='{"1":2,"2":"Clear (H)"}' style="overflow:hidden;padding:0px 3px 0px 3px;vertical-align:bottom;">Clear (H)</td> <td data-sheets-numberformat='{"1":2,"2":"0.00","3":1}' data-sheets-value='{"1":3,"3":1.19}' style="overflow:hidden;padding:0px 3px 0px 3px;vertical-align:bottom;text-align:center;">1.19</td> <td data-sheets-numberformat='{"1":2,"2":"0","3":1}' data-sheets-value='{"1":3,"3":36.9}' style="overflow:hidden;padding:0px 3px 0px 3px;vertical-align:bottom;text-align:center;">37</td> <td data-sheets-numberformat='{"1":2,"2":"0","3":1}' data-sheets-value='{"1":3,"3":57.42}' style="overflow:hidden;padding:0px 3px 0px 3px;vertical-align:bottom;text-align:center;">57</td> <td data-sheets-value='{"1":3,"3":24}' style="border-right:1px solid #000000;overflow:hidden;padding:0px 3px 0px 3px;vertical-align:bottom;text-align:center;">24</td> </tr> <tr style="height:20px;"> <td data-sheets-value='{"1":2,"2":"PMMA"}' style="border-left:1px solid #000000;overflow:hidden;padding:0px 3px 0px 3px;vertical-align:bottom;">PMMA</td> <td style="overflow:hidden;padding:0px 3px 0px 3px;vertical-align:bottom;"></td> <td data-sheets-value='{"1":2,"2":"Opal (O)"}' style="overflow:hidden;padding:0px 3px 0px 3px;vertical-align:bottom;">Opal (O)</td> <td data-sheets-numberformat='{"1":2,"2":"0.00","3":1}' data-sheets-value='{"1":3,"3":1.19}' style="overflow:hidden;padding:0px 3px 0px 3px;vertical-align:bottom;text-align:center;">1.19</td> <td data-sheets-numberformat='{"1":2,"2":"0","3":1}' data-sheets-value='{"1":3,"3":34.03}' style="overflow:hidden;padding:0px 3px 0px 3px;vertical-align:bottom;text-align:center;">34</td> <td data-sheets-numberformat='{"1":2,"2":"0","3":1}' data-sheets-value='{"1":3,"3":50.160000000000004}' style="overflow:hidden;padding:0px 3px 0px 3px;vertical-align:bottom;text-align:center;">50</td> <td data-sheets-value='{"1":3,"3":24}' style="border-right:1px solid #000000;overflow:hidden;padding:0px 3px 0px 3px;vertical-align:bottom;text-align:center;">24</td> </tr> <tr style="height:20px;"> <td style="border-left:1px solid #000000;overflow:hidden;padding:0px 3px 0px 3px;vertical-align:bottom;"></td> <td data-sheets-value='{"1":2,"2":"DW"}' style="overflow:hidden;padding:0px 3px 0px 3px;vertical-align:bottom;">DW</td> <td data-sheets-value='{"1":2,"2":"Clear (H/H)"}' style="overflow:hidden;padding:0px 3px 0px 3px;vertical-align:bottom;">Clear (H/H)</td> <td data-sheets-numberformat='{"1":2,"2":"0.00","3":1}' data-sheets-value='{"1":3,"3":0.98}' style="overflow:hidden;padding:0px 3px 0px 3px;vertical-align:bottom;text-align:center;">0.98</td> <td data-sheets-numberformat='{"1":2,"2":"0","3":1}' data-sheets-value='{"1":3,"3":33.21}' style="overflow:hidden;padding:0px 3px 0px 3px;vertical-align:bottom;text-align:center;">33</td> <td data-sheets-numberformat='{"1":2,"2":"0","3":1}' data-sheets-value='{"1":3,"3":49.5}' style="overflow:hidden;padding:0px 3px 0px 3px;vertical-align:bottom;text-align:center;">50</td> <td data-sheets-value='{"1":3,"3":26}' style="border-right:1px solid #000000;overflow:hidden;padding:0px 3px 0px 3px;vertical-align:bottom;text-align:center;">26</td> </tr> <tr style="height:20px;"> <td style="border-bottom:1px solid #000000;border-left:1px solid #000000;overflow:hidden;padding:0px 3px 0px 3px;vertical-align:bottom;"></td> <td style="border-bottom:1px solid #000000;overflow:hidden;padding:0px 3px 0px 3px;vertical-align:bottom;"></td> <td data-sheets-value='{"1":2,"2":"Opal (O/O)"}' style="border-bottom:1px solid #000000;overflow:hidden;padding:0px 3px 0px 3px;vertical-align:bottom;">Opal (O/O)</td> <td data-sheets-numberformat='{"1":2,"2":"0.00","3":1}' data-sheets-value='{"1":3,"3":0.98}' style="border-bottom:1px solid #000000;overflow:hidden;padding:0px 3px 0px 3px;vertical-align:bottom;text-align:center;">0.98</td> <td data-sheets-numberformat='{"1":2,"2":"0","3":1}' data-sheets-value='{"1":3,"3":28.29}' style="border-bottom:1px solid #000000;overflow:hidden;padding:0px 3px 0px 3px;vertical-align:bottom;text-align:center;">28</td> <td data-sheets-numberformat='{"1":2,"2":"0","3":1}' data-sheets-value='{"1":3,"3":38.28}' style="border-bottom:1px solid #000000;overflow:hidden;padding:0px 3px 0px 3px;vertical-align:bottom;text-align:center;">38</td> <td data-sheets-value='{"1":3,"3":26}' style="border-right:1px solid #000000;border-bottom:1px solid #000000;overflow:hidden;padding:0px 3px 0px 3px;vertical-align:bottom;text-align:center;">26</td> </tr> <tr style="height:20px;"> <td data-sheets-value='{"1":2,"2":"Polycarbonate "}' style="border-left:1px solid #000000;overflow:hidden;padding:0px 3px 0px 3px;vertical-align:bottom;">Polycarbonate </td> <td data-sheets-value='{"1":2,"2":"EW"}' style="overflow:hidden;padding:0px 3px 0px 3px;vertical-align:bottom;">EW</td> <td data-sheets-value='{"1":2,"2":"Clear (A)"}' style="overflow:hidden;padding:0px 3px 0px 3px;vertical-align:bottom;">Clear (A)</td> <td data-sheets-numberformat='{"1":2,"2":"0.00","3":1}' data-sheets-value='{"1":3,"3":1.19}' style="overflow:hidden;padding:0px 3px 0px 3px;vertical-align:bottom;text-align:center;">1.19</td> <td data-sheets-numberformat='{"1":2,"2":"0","3":1}' data-sheets-value='{"1":3,"3":36.08}' style="overflow:hidden;padding:0px 3px 0px 3px;vertical-align:bottom;text-align:center;">36</td> <td data-sheets-numberformat='{"1":2,"2":"0","3":1}' data-sheets-value='{"1":3,"3":54.78}' style="overflow:hidden;padding:0px 3px 0px 3px;vertical-align:bottom;text-align:center;">55</td> <td data-sheets-value='{"1":3,"3":24}' style="border-right:1px solid #000000;overflow:hidden;padding:0px 3px 0px 3px;vertical-align:bottom;text-align:center;">24</td> </tr> <tr style="height:20px;"> <td data-sheets-value='{"1":2,"2":"PC"}' style="border-left:1px solid #000000;overflow:hidden;padding:0px 3px 0px 3px;vertical-align:bottom;">PC</td> <td style="overflow:hidden;padding:0px 3px 0px 3px;vertical-align:bottom;"></td> <td data-sheets-value='{"1":2,"2":"Opal (D)"}' style="overflow:hidden;padding:0px 3px 0px 3px;vertical-align:bottom;">Opal (D)</td> <td data-sheets-numberformat='{"1":2,"2":"0.00","3":1}' data-sheets-value='{"1":3,"3":1.19}' style="overflow:hidden;padding:0px 3px 0px 3px;vertical-align:bottom;text-align:center;">1.19</td> <td data-sheets-numberformat='{"1":2,"2":"0","3":1}' data-sheets-value='{"1":3,"3":23.779999999999998}' style="overflow:hidden;padding:0px 3px 0px 3px;vertical-align:bottom;text-align:center;">24</td> <td data-sheets-numberformat='{"1":2,"2":"0","3":1}' data-sheets-value='{"1":3,"3":39.6}' style="overflow:hidden;padding:0px 3px 0px 3px;vertical-align:bottom;text-align:center;">40</td> <td data-sheets-value='{"1":3,"3":24}' style="border-right:1px solid #000000;overflow:hidden;padding:0px 3px 0px 3px;vertical-align:bottom;text-align:center;">24</td> </tr> <tr style="height:20px;"> <td style="border-left:1px solid #000000;overflow:hidden;padding:0px 3px 0px 3px;vertical-align:bottom;"></td> <td data-sheets-value='{"1":2,"2":"DW"}' style="overflow:hidden;padding:0px 3px 0px 3px;vertical-align:bottom;">DW</td> <td data-sheets-value='{"1":2,"2":"Clear (A/H)"}' style="overflow:hidden;padding:0px 3px 0px 3px;vertical-align:bottom;">Clear (A/H)</td> <td data-sheets-numberformat='{"1":2,"2":"0.00","3":1}' data-sheets-value='{"1":3,"3":0.98}' style="overflow:hidden;padding:0px 3px 0px 3px;vertical-align:bottom;text-align:center;">0.98</td> <td data-sheets-numberformat='{"1":2,"2":"0","3":1}' data-sheets-value='{"1":3,"3":32.39}' style="overflow:hidden;padding:0px 3px 0px 3px;vertical-align:bottom;text-align:center;">32</td> <td data-sheets-numberformat='{"1":2,"2":"0","3":1}' data-sheets-value='{"1":3,"3":47.52}' style="overflow:hidden;padding:0px 3px 0px 3px;vertical-align:bottom;text-align:center;">48</td> <td data-sheets-value='{"1":3,"3":26}' style="border-right:1px solid #000000;overflow:hidden;padding:0px 3px 0px 3px;vertical-align:bottom;text-align:center;">26</td> </tr> <tr style="height:20px;"> <td style="border-left:1px solid #000000;overflow:hidden;padding:0px 3px 0px 3px;vertical-align:bottom;"></td> <td style="overflow:hidden;padding:0px 3px 0px 3px;vertical-align:bottom;"></td> <td data-sheets-value='{"1":2,"2":"Clear (A/A)"}' style="overflow:hidden;padding:0px 3px 0px 3px;vertical-align:bottom;">Clear (A/A)</td> <td data-sheets-numberformat='{"1":2,"2":"0.00","3":1}' data-sheets-value='{"1":3,"3":0.98}' style="overflow:hidden;padding:0px 3px 0px 3px;vertical-align:bottom;text-align:center;">0.98</td> <td data-sheets-numberformat='{"1":2,"2":"0","3":1}' data-sheets-value='{"1":3,"3":31.569999999999997}' style="overflow:hidden;padding:0px 3px 0px 3px;vertical-align:bottom;text-align:center;">32</td> <td data-sheets-numberformat='{"1":2,"2":"0","3":1}' data-sheets-value='{"1":3,"3":45.54}' style="overflow:hidden;padding:0px 3px 0px 3px;vertical-align:bottom;text-align:center;">46</td> <td data-sheets-value='{"1":3,"3":26}' style="border-right:1px solid #000000;overflow:hidden;padding:0px 3px 0px 3px;vertical-align:bottom;text-align:center;">26</td> </tr> <tr style="height:20px;"> <td style="border-left:1px solid #000000;overflow:hidden;padding:0px 3px 0px 3px;vertical-align:bottom;"></td> <td style="overflow:hidden;padding:0px 3px 0px 3px;vertical-align:bottom;"></td> <td data-sheets-value='{"1":2,"2":"Opal (A/O)"}' style="overflow:hidden;padding:0px 3px 0px 3px;vertical-align:bottom;">Opal (A/O)</td> <td data-sheets-numberformat='{"1":2,"2":"0.00","3":1}' data-sheets-value='{"1":3,"3":0.98}' style="overflow:hidden;padding:0px 3px 0px 3px;vertical-align:bottom;text-align:center;">0.98</td> <td data-sheets-numberformat='{"1":2,"2":"0","3":1}' data-sheets-value='{"1":3,"3":29.93}' style="overflow:hidden;padding:0px 3px 0px 3px;vertical-align:bottom;text-align:center;">30</td> <td data-sheets-numberformat='{"1":2,"2":"0","3":1}' data-sheets-value='{"1":3,"3":41.580000000000005}' style="overflow:hidden;padding:0px 3px 0px 3px;vertical-align:bottom;text-align:center;">42</td> <td data-sheets-value='{"1":3,"3":26}' style="border-right:1px solid #000000;overflow:hidden;padding:0px 3px 0px 3px;vertical-align:bottom;text-align:center;">26</td> </tr> <tr style="height:20px;"> <td style="border-bottom:1px solid #000000;border-left:1px solid #000000;overflow:hidden;padding:0px 3px 0px 3px;vertical-align:bottom;"></td> <td style="border-bottom:1px solid #000000;overflow:hidden;padding:0px 3px 0px 3px;vertical-align:bottom;"></td> <td data-sheets-value='{"1":2,"2":"Opal (A/D)"}' style="border-bottom:1px solid #000000;overflow:hidden;padding:0px 3px 0px 3px;vertical-align:bottom;">Opal (A/D)</td> <td data-sheets-numberformat='{"1":2,"2":"0.00","3":1}' data-sheets-value='{"1":3,"3":0.98}' style="border-bottom:1px solid #000000;overflow:hidden;padding:0px 3px 0px 3px;vertical-align:bottom;text-align:center;">0.98</td> <td data-sheets-numberformat='{"1":2,"2":"0","3":1}' data-sheets-value='{"1":3,"3":20.91}' style="border-bottom:1px solid #000000;overflow:hidden;padding:0px 3px 0px 3px;vertical-align:bottom;text-align:center;">21</td> <td data-sheets-numberformat='{"1":2,"2":"0","3":1}' data-sheets-value='{"1":3,"3":33}' style="border-bottom:1px solid #000000;overflow:hidden;padding:0px 3px 0px 3px;vertical-align:bottom;text-align:center;">33</td> <td data-sheets-value='{"1":3,"3":26}' style="border-right:1px solid #000000;border-bottom:1px solid #000000;overflow:hidden;padding:0px 3px 0px 3px;vertical-align:bottom;text-align:center;">26</td> </tr> <tr style="height:20px;"> <td data-sheets-value='{"1":2,"2":"Polycarbonate"}' style="border-left:1px solid #000000;overflow:hidden;padding:0px 3px 0px 3px;vertical-align:bottom;">Polycarbonate</td> <td data-sheets-value='{"1":2,"2":"EW"}' style="overflow:hidden;padding:0px 3px 0px 3px;vertical-align:bottom;">EW</td> <td data-sheets-value='{"1":2,"2":"Heatstop Opal (T)"}' style="overflow:hidden;padding:0px 3px 0px 3px;vertical-align:bottom;">Heatstop Opal (T)</td> <td data-sheets-numberformat='{"1":2,"2":"0.00","3":1}' data-sheets-value='{"1":3,"3":1.19}' style="overflow:hidden;padding:0px 3px 0px 3px;vertical-align:bottom;text-align:center;">1.19</td> <td data-sheets-numberformat='{"1":2,"2":"0","3":1}' data-sheets-value='{"1":3,"3":20.09}' style="overflow:hidden;padding:0px 3px 0px 3px;vertical-align:bottom;text-align:center;">20</td> <td data-sheets-numberformat='{"1":2,"2":"0","3":1}' data-sheets-value='{"1":3,"3":38.940000000000005}' style="overflow:hidden;padding:0px 3px 0px 3px;vertical-align:bottom;text-align:center;">39</td> <td data-sheets-value='{"1":3,"3":24}' style="border-right:1px solid #000000;overflow:hidden;padding:0px 3px 0px 3px;vertical-align:bottom;text-align:center;">24</td> </tr> <tr style="height:20px;"> <td data-sheets-value='{"1":2,"2":"Heatstop PC"}' style="border-left:1px solid #000000;overflow:hidden;padding:0px 3px 0px 3px;vertical-align:bottom;">Heatstop PC</td> <td data-sheets-value='{"1":2,"2":"DW"}' style="overflow:hidden;padding:0px 3px 0px 3px;vertical-align:bottom;">DW</td> <td data-sheets-value='{"1":2,"2":"Clear (T/H)"}' style="overflow:hidden;padding:0px 3px 0px 3px;vertical-align:bottom;">Clear (T/H)</td> <td data-sheets-numberformat='{"1":2,"2":"0.00","3":1}' data-sheets-value='{"1":3,"3":0.98}' style="overflow:hidden;padding:0px 3px 0px 3px;vertical-align:bottom;text-align:center;">0.98</td> <td data-sheets-numberformat='{"1":2,"2":"0","3":1}' data-sheets-value='{"1":3,"3":18.04}' style="overflow:hidden;padding:0px 3px 0px 3px;vertical-align:bottom;text-align:center;">18</td> <td data-sheets-numberformat='{"1":2,"2":"0","3":1}' data-sheets-value='{"1":3,"3":33.660000000000004}' style="overflow:hidden;padding:0px 3px 0px 3px;vertical-align:bottom;text-align:center;">34</td> <td data-sheets-value='{"1":3,"3":26}' style="border-right:1px solid #000000;overflow:hidden;padding:0px 3px 0px 3px;vertical-align:bottom;text-align:center;">26</td> </tr> <tr style="height:20px;"> <td style="border-bottom:1px solid #000000;border-left:1px solid #000000;overflow:hidden;padding:0px 3px 0px 3px;vertical-align:bottom;"></td> <td style="border-bottom:1px solid #000000;overflow:hidden;padding:0px 3px 0px 3px;vertical-align:bottom;"></td> <td data-sheets-value='{"1":2,"2":"Opal (T/O)"}' style="border-bottom:1px solid #000000;overflow:hidden;padding:0px 3px 0px 3px;vertical-align:bottom;">Opal (T/O)</td> <td data-sheets-numberformat='{"1":2,"2":"0.00","3":1}' data-sheets-value='{"1":3,"3":0.98}' style="border-bottom:1px solid #000000;overflow:hidden;padding:0px 3px 0px 3px;vertical-align:bottom;text-align:center;">0.98</td> <td data-sheets-numberformat='{"1":2,"2":"0","3":1}' data-sheets-value='{"1":3,"3":16.81}' style="border-bottom:1px solid #000000;overflow:hidden;padding:0px 3px 0px 3px;vertical-align:bottom;text-align:center;">17</td> <td data-sheets-numberformat='{"1":2,"2":"0","3":1}' data-sheets-value='{"1":3,"3":29.700000000000003}' style="border-bottom:1px solid #000000;overflow:hidden;padding:0px 3px 0px 3px;vertical-align:bottom;text-align:center;">30</td> <td data-sheets-value='{"1":3,"3":26}' style="border-right:1px solid #000000;border-bottom:1px solid #000000;overflow:hidden;padding:0px 3px 0px 3px;vertical-align:bottom;text-align:center;">26</td> </tr> </tbody></table> | skylux-160-ce-met-koepel-en-pvc-opstand-16-00-met-lm-motor-en-pvc-raam-type-ep25-1300-x-2000-mm | 8586025009485 | 46872335024461
Smoke and heat exhaust (SHEV) | SHE system | Skylux | Skylux 160° CE with skylight and PVC curb 16/00 with LM-actuator and PVC frame type EP25 1300 x 2200 mm |  | 50299 | 5412970502999 | 6098.4 | Yes | 30-45 | 103.55 | 1300 x 2200 mm | 2200 | 1300 |  | PVC 16/00 (16 cm high & roof opening = daylight size) | Rectangular | 1.19 W/m²K - 0.98 W/m²K | 57% - 30% | 37% - 17% | 24dB - 26dB | 160° CE (for industry) | PVC frame EP25 | without spoiler | E | Single actuator | Maximum double-walled skylight possible for this product | Ut-value LT-value g-value Rw-value EN 1873 : 2014 EN ISO 13468 EN 16153 EN 410 EN 410 EN ISO 140-3 Material Walls Shells (W/m²K) (%) (%) (dB) Acrylic EW Clear (H) 1.19 37 57 24 PMMA Opal (O) 1.19 34 50 24 DW Clear (H/H) 0.98 33 50 26 Opal (O/O) 0.98 28 38 26 Polycarbonate EW Clear (A) 1.19 36 55 24 PC Opal (D) 1.19 24 40 24 DW Clear (A/H) 0.98 32 48 26 Clear (A/A) 0.98 32 46 26 Opal (A/O) 0.98 30 42 26 Opal (A/D) 0.98 21 33 26 Polycarbonate EW Heatstop Opal (T) 1.19 20 39 24 Heatstop PC DW Clear (T/H) 0.98 18 34 26 Opal (T/O) 0.98 17 30 26 | https://skylux.eu/en/products/skylux-160-ce-met-koepel-en-pvc-opstand-16-00-met-lm-motor-en-pvc-raam-type-ep25-1300-x-2200-mm | https://skylux.eu/cdn/shop/files/Skylux-160deg-CE-met-koepel-en-pvc-opstand-1600-met-LM-motor-en-pvc-raam-type-EP25-1300-x-2200-mm-RWA-systeem.jpg?v=1702979742&width=1600 | https://skylux.eu/cdn/shop/files/e5a82811-1bb0-48e4-a776-cacb59c7c092_20847657-d98d-406d-97d1-f15a5d9f9e19.jpg?v=1688550967&width=1600 | //skylux.eu/cdn/shop/files/E_MH_Mounting_instructions_Skylux_160_CE_LM.pdf?v=12406716259046007223 | //skylux.eu/cdn/shop/files/E_TD_Technical_File_Skylux_Skylux_160_CE_Electric.pdf?v=3667116872303399239 | <style type="text/css" id="isPasted"><!--td {border: 1px solid #cccccc;}br {mso-data-placement:same-cell;}--></style><table border="1" cellpadding="0" cellspacing="0" dir="ltr" style="table-layout:fixed;font-size:10pt;font-family:Arial;border-collapse:collapse;border:none;"><tbody> <tr style="height:20px;"> <td style="overflow:hidden;padding:0px 3px 0px 3px;vertical-align:bottom;"></td> <td style="overflow:hidden;padding:0px 3px 0px 3px;vertical-align:bottom;"></td> <td style="overflow:hidden;padding:0px 3px 0px 3px;vertical-align:bottom;"></td> <td data-sheets-value='{"1":2,"2":"Ut-value"}' style="overflow:hidden;padding:0px 3px 0px 3px;vertical-align:bottom;font-weight:bold;text-align:center;">Ut-value</td> <td data-sheets-value='{"1":2,"2":"LT-value"}' style="overflow:hidden;padding:0px 3px 0px 3px;vertical-align:bottom;font-weight:bold;text-align:center;">LT-value</td> <td data-sheets-value='{"1":2,"2":"g-value"}' style="overflow:hidden;padding:0px 3px 0px 3px;vertical-align:bottom;font-weight:bold;text-align:center;">g-value</td> <td data-sheets-value='{"1":2,"2":"Rw-value "}' style="overflow:hidden;padding:0px 3px 0px 3px;vertical-align:bottom;font-weight:bold;text-align:center;">Rw-value </td> </tr> <tr style="height:20px;"> <td style="overflow:hidden;padding:0px 3px 0px 3px;vertical-align:bottom;"></td> <td style="overflow:hidden;padding:0px 3px 0px 3px;vertical-align:bottom;"></td> <td style="overflow:hidden;padding:0px 3px 0px 3px;vertical-align:bottom;"></td> <td data-sheets-numberformat='{"1":2,"2":"0.00","3":1}' data-sheets-value='{"1":2,"2":"EN 1873 : 2014"}' style="overflow:hidden;padding:0px 3px 0px 3px;vertical-align:bottom;text-align:center;">EN 1873 : 2014</td> <td data-sheets-numberformat='{"1":2,"2":"0","3":1}' data-sheets-value='{"1":2,"2":"EN ISO 13468 EN 16153 EN 410"}' style="overflow:hidden;padding:0px 3px 0px 3px;vertical-align:bottom;text-align:center;">EN ISO 13468 EN 16153 EN 410</td> <td data-sheets-numberformat='{"1":2,"2":"0","3":1}' data-sheets-value='{"1":2,"2":"EN 410"}' style="overflow:hidden;padding:0px 3px 0px 3px;vertical-align:bottom;text-align:center;">EN 410</td> <td data-sheets-value='{"1":2,"2":"EN ISO 140-3\t\t"}' style="overflow:hidden;padding:0px 3px 0px 3px;vertical-align:bottom;text-align:center;">EN ISO 140-3 </td> </tr> <tr style="height:20px;"> <td data-sheets-value='{"1":2,"2":"Material"}' style="border-bottom:1px solid #000000;overflow:hidden;padding:0px 3px 0px 3px;vertical-align:bottom;background-color:#000000;font-weight:bold;color:#ffffff;">Material</td> <td data-sheets-value='{"1":2,"2":"Walls"}' style="border-bottom:1px solid #000000;overflow:hidden;padding:0px 3px 0px 3px;vertical-align:bottom;background-color:#000000;font-weight:bold;color:#ffffff;">Walls</td> <td data-sheets-value='{"1":2,"2":"Shells"}' style="border-bottom:1px solid #000000;overflow:hidden;padding:0px 3px 0px 3px;vertical-align:bottom;background-color:#000000;font-weight:bold;color:#ffffff;">Shells</td> <td data-sheets-numberformat='{"1":2,"2":"0.00","3":1}' data-sheets-value='{"1":2,"2":"(W/m²K)\t"}' style="border-bottom:1px solid #000000;overflow:hidden;padding:0px 3px 0px 3px;vertical-align:bottom;background-color:#000000;font-weight:bold;color:#ffffff;text-align:center;">(W/m²K) </td> <td data-sheets-numberformat='{"1":2,"2":"0","3":1}' data-sheets-value='{"1":2,"2":"(%)"}' style="border-bottom:1px solid #000000;overflow:hidden;padding:0px 3px 0px 3px;vertical-align:bottom;background-color:#000000;font-weight:bold;color:#ffffff;text-align:center;">(%)</td> <td data-sheets-numberformat='{"1":2,"2":"0","3":1}' data-sheets-value='{"1":2,"2":"(%)"}' style="border-bottom:1px solid #000000;overflow:hidden;padding:0px 3px 0px 3px;vertical-align:bottom;background-color:#000000;font-weight:bold;color:#ffffff;text-align:center;">(%)</td> <td data-sheets-value='{"1":2,"2":"(dB)"}' style="border-bottom:1px solid #000000;overflow:hidden;padding:0px 3px 0px 3px;vertical-align:bottom;background-color:#000000;font-weight:bold;color:#ffffff;text-align:center;">(dB)</td> </tr> <tr style="height:20px;"> <td data-sheets-value='{"1":2,"2":"Acrylic"}' style="border-left:1px solid #000000;overflow:hidden;padding:0px 3px 0px 3px;vertical-align:bottom;">Acrylic</td> <td data-sheets-value='{"1":2,"2":"EW"}' style="overflow:hidden;padding:0px 3px 0px 3px;vertical-align:bottom;">EW</td> <td data-sheets-value='{"1":2,"2":"Clear (H)"}' style="overflow:hidden;padding:0px 3px 0px 3px;vertical-align:bottom;">Clear (H)</td> <td data-sheets-numberformat='{"1":2,"2":"0.00","3":1}' data-sheets-value='{"1":3,"3":1.19}' style="overflow:hidden;padding:0px 3px 0px 3px;vertical-align:bottom;text-align:center;">1.19</td> <td data-sheets-numberformat='{"1":2,"2":"0","3":1}' data-sheets-value='{"1":3,"3":36.9}' style="overflow:hidden;padding:0px 3px 0px 3px;vertical-align:bottom;text-align:center;">37</td> <td data-sheets-numberformat='{"1":2,"2":"0","3":1}' data-sheets-value='{"1":3,"3":57.42}' style="overflow:hidden;padding:0px 3px 0px 3px;vertical-align:bottom;text-align:center;">57</td> <td data-sheets-value='{"1":3,"3":24}' style="border-right:1px solid #000000;overflow:hidden;padding:0px 3px 0px 3px;vertical-align:bottom;text-align:center;">24</td> </tr> <tr style="height:20px;"> <td data-sheets-value='{"1":2,"2":"PMMA"}' style="border-left:1px solid #000000;overflow:hidden;padding:0px 3px 0px 3px;vertical-align:bottom;">PMMA</td> <td style="overflow:hidden;padding:0px 3px 0px 3px;vertical-align:bottom;"></td> <td data-sheets-value='{"1":2,"2":"Opal (O)"}' style="overflow:hidden;padding:0px 3px 0px 3px;vertical-align:bottom;">Opal (O)</td> <td data-sheets-numberformat='{"1":2,"2":"0.00","3":1}' data-sheets-value='{"1":3,"3":1.19}' style="overflow:hidden;padding:0px 3px 0px 3px;vertical-align:bottom;text-align:center;">1.19</td> <td data-sheets-numberformat='{"1":2,"2":"0","3":1}' data-sheets-value='{"1":3,"3":34.03}' style="overflow:hidden;padding:0px 3px 0px 3px;vertical-align:bottom;text-align:center;">34</td> <td data-sheets-numberformat='{"1":2,"2":"0","3":1}' data-sheets-value='{"1":3,"3":50.160000000000004}' style="overflow:hidden;padding:0px 3px 0px 3px;vertical-align:bottom;text-align:center;">50</td> <td data-sheets-value='{"1":3,"3":24}' style="border-right:1px solid #000000;overflow:hidden;padding:0px 3px 0px 3px;vertical-align:bottom;text-align:center;">24</td> </tr> <tr style="height:20px;"> <td style="border-left:1px solid #000000;overflow:hidden;padding:0px 3px 0px 3px;vertical-align:bottom;"></td> <td data-sheets-value='{"1":2,"2":"DW"}' style="overflow:hidden;padding:0px 3px 0px 3px;vertical-align:bottom;">DW</td> <td data-sheets-value='{"1":2,"2":"Clear (H/H)"}' style="overflow:hidden;padding:0px 3px 0px 3px;vertical-align:bottom;">Clear (H/H)</td> <td data-sheets-numberformat='{"1":2,"2":"0.00","3":1}' data-sheets-value='{"1":3,"3":0.98}' style="overflow:hidden;padding:0px 3px 0px 3px;vertical-align:bottom;text-align:center;">0.98</td> <td data-sheets-numberformat='{"1":2,"2":"0","3":1}' data-sheets-value='{"1":3,"3":33.21}' style="overflow:hidden;padding:0px 3px 0px 3px;vertical-align:bottom;text-align:center;">33</td> <td data-sheets-numberformat='{"1":2,"2":"0","3":1}' data-sheets-value='{"1":3,"3":49.5}' style="overflow:hidden;padding:0px 3px 0px 3px;vertical-align:bottom;text-align:center;">50</td> <td data-sheets-value='{"1":3,"3":26}' style="border-right:1px solid #000000;overflow:hidden;padding:0px 3px 0px 3px;vertical-align:bottom;text-align:center;">26</td> </tr> <tr style="height:20px;"> <td style="border-bottom:1px solid #000000;border-left:1px solid #000000;overflow:hidden;padding:0px 3px 0px 3px;vertical-align:bottom;"></td> <td style="border-bottom:1px solid #000000;overflow:hidden;padding:0px 3px 0px 3px;vertical-align:bottom;"></td> <td data-sheets-value='{"1":2,"2":"Opal (O/O)"}' style="border-bottom:1px solid #000000;overflow:hidden;padding:0px 3px 0px 3px;vertical-align:bottom;">Opal (O/O)</td> <td data-sheets-numberformat='{"1":2,"2":"0.00","3":1}' data-sheets-value='{"1":3,"3":0.98}' style="border-bottom:1px solid #000000;overflow:hidden;padding:0px 3px 0px 3px;vertical-align:bottom;text-align:center;">0.98</td> <td data-sheets-numberformat='{"1":2,"2":"0","3":1}' data-sheets-value='{"1":3,"3":28.29}' style="border-bottom:1px solid #000000;overflow:hidden;padding:0px 3px 0px 3px;vertical-align:bottom;text-align:center;">28</td> <td data-sheets-numberformat='{"1":2,"2":"0","3":1}' data-sheets-value='{"1":3,"3":38.28}' style="border-bottom:1px solid #000000;overflow:hidden;padding:0px 3px 0px 3px;vertical-align:bottom;text-align:center;">38</td> <td data-sheets-value='{"1":3,"3":26}' style="border-right:1px solid #000000;border-bottom:1px solid #000000;overflow:hidden;padding:0px 3px 0px 3px;vertical-align:bottom;text-align:center;">26</td> </tr> <tr style="height:20px;"> <td data-sheets-value='{"1":2,"2":"Polycarbonate "}' style="border-left:1px solid #000000;overflow:hidden;padding:0px 3px 0px 3px;vertical-align:bottom;">Polycarbonate </td> <td data-sheets-value='{"1":2,"2":"EW"}' style="overflow:hidden;padding:0px 3px 0px 3px;vertical-align:bottom;">EW</td> <td data-sheets-value='{"1":2,"2":"Clear (A)"}' style="overflow:hidden;padding:0px 3px 0px 3px;vertical-align:bottom;">Clear (A)</td> <td data-sheets-numberformat='{"1":2,"2":"0.00","3":1}' data-sheets-value='{"1":3,"3":1.19}' style="overflow:hidden;padding:0px 3px 0px 3px;vertical-align:bottom;text-align:center;">1.19</td> <td data-sheets-numberformat='{"1":2,"2":"0","3":1}' data-sheets-value='{"1":3,"3":36.08}' style="overflow:hidden;padding:0px 3px 0px 3px;vertical-align:bottom;text-align:center;">36</td> <td data-sheets-numberformat='{"1":2,"2":"0","3":1}' data-sheets-value='{"1":3,"3":54.78}' style="overflow:hidden;padding:0px 3px 0px 3px;vertical-align:bottom;text-align:center;">55</td> <td data-sheets-value='{"1":3,"3":24}' style="border-right:1px solid #000000;overflow:hidden;padding:0px 3px 0px 3px;vertical-align:bottom;text-align:center;">24</td> </tr> <tr style="height:20px;"> <td data-sheets-value='{"1":2,"2":"PC"}' style="border-left:1px solid #000000;overflow:hidden;padding:0px 3px 0px 3px;vertical-align:bottom;">PC</td> <td style="overflow:hidden;padding:0px 3px 0px 3px;vertical-align:bottom;"></td> <td data-sheets-value='{"1":2,"2":"Opal (D)"}' style="overflow:hidden;padding:0px 3px 0px 3px;vertical-align:bottom;">Opal (D)</td> <td data-sheets-numberformat='{"1":2,"2":"0.00","3":1}' data-sheets-value='{"1":3,"3":1.19}' style="overflow:hidden;padding:0px 3px 0px 3px;vertical-align:bottom;text-align:center;">1.19</td> <td data-sheets-numberformat='{"1":2,"2":"0","3":1}' data-sheets-value='{"1":3,"3":23.779999999999998}' style="overflow:hidden;padding:0px 3px 0px 3px;vertical-align:bottom;text-align:center;">24</td> <td data-sheets-numberformat='{"1":2,"2":"0","3":1}' data-sheets-value='{"1":3,"3":39.6}' style="overflow:hidden;padding:0px 3px 0px 3px;vertical-align:bottom;text-align:center;">40</td> <td data-sheets-value='{"1":3,"3":24}' style="border-right:1px solid #000000;overflow:hidden;padding:0px 3px 0px 3px;vertical-align:bottom;text-align:center;">24</td> </tr> <tr style="height:20px;"> <td style="border-left:1px solid #000000;overflow:hidden;padding:0px 3px 0px 3px;vertical-align:bottom;"></td> <td data-sheets-value='{"1":2,"2":"DW"}' style="overflow:hidden;padding:0px 3px 0px 3px;vertical-align:bottom;">DW</td> <td data-sheets-value='{"1":2,"2":"Clear (A/H)"}' style="overflow:hidden;padding:0px 3px 0px 3px;vertical-align:bottom;">Clear (A/H)</td> <td data-sheets-numberformat='{"1":2,"2":"0.00","3":1}' data-sheets-value='{"1":3,"3":0.98}' style="overflow:hidden;padding:0px 3px 0px 3px;vertical-align:bottom;text-align:center;">0.98</td> <td data-sheets-numberformat='{"1":2,"2":"0","3":1}' data-sheets-value='{"1":3,"3":32.39}' style="overflow:hidden;padding:0px 3px 0px 3px;vertical-align:bottom;text-align:center;">32</td> <td data-sheets-numberformat='{"1":2,"2":"0","3":1}' data-sheets-value='{"1":3,"3":47.52}' style="overflow:hidden;padding:0px 3px 0px 3px;vertical-align:bottom;text-align:center;">48</td> <td data-sheets-value='{"1":3,"3":26}' style="border-right:1px solid #000000;overflow:hidden;padding:0px 3px 0px 3px;vertical-align:bottom;text-align:center;">26</td> </tr> <tr style="height:20px;"> <td style="border-left:1px solid #000000;overflow:hidden;padding:0px 3px 0px 3px;vertical-align:bottom;"></td> <td style="overflow:hidden;padding:0px 3px 0px 3px;vertical-align:bottom;"></td> <td data-sheets-value='{"1":2,"2":"Clear (A/A)"}' style="overflow:hidden;padding:0px 3px 0px 3px;vertical-align:bottom;">Clear (A/A)</td> <td data-sheets-numberformat='{"1":2,"2":"0.00","3":1}' data-sheets-value='{"1":3,"3":0.98}' style="overflow:hidden;padding:0px 3px 0px 3px;vertical-align:bottom;text-align:center;">0.98</td> <td data-sheets-numberformat='{"1":2,"2":"0","3":1}' data-sheets-value='{"1":3,"3":31.569999999999997}' style="overflow:hidden;padding:0px 3px 0px 3px;vertical-align:bottom;text-align:center;">32</td> <td data-sheets-numberformat='{"1":2,"2":"0","3":1}' data-sheets-value='{"1":3,"3":45.54}' style="overflow:hidden;padding:0px 3px 0px 3px;vertical-align:bottom;text-align:center;">46</td> <td data-sheets-value='{"1":3,"3":26}' style="border-right:1px solid #000000;overflow:hidden;padding:0px 3px 0px 3px;vertical-align:bottom;text-align:center;">26</td> </tr> <tr style="height:20px;"> <td style="border-left:1px solid #000000;overflow:hidden;padding:0px 3px 0px 3px;vertical-align:bottom;"></td> <td style="overflow:hidden;padding:0px 3px 0px 3px;vertical-align:bottom;"></td> <td data-sheets-value='{"1":2,"2":"Opal (A/O)"}' style="overflow:hidden;padding:0px 3px 0px 3px;vertical-align:bottom;">Opal (A/O)</td> <td data-sheets-numberformat='{"1":2,"2":"0.00","3":1}' data-sheets-value='{"1":3,"3":0.98}' style="overflow:hidden;padding:0px 3px 0px 3px;vertical-align:bottom;text-align:center;">0.98</td> <td data-sheets-numberformat='{"1":2,"2":"0","3":1}' data-sheets-value='{"1":3,"3":29.93}' style="overflow:hidden;padding:0px 3px 0px 3px;vertical-align:bottom;text-align:center;">30</td> <td data-sheets-numberformat='{"1":2,"2":"0","3":1}' data-sheets-value='{"1":3,"3":41.580000000000005}' style="overflow:hidden;padding:0px 3px 0px 3px;vertical-align:bottom;text-align:center;">42</td> <td data-sheets-value='{"1":3,"3":26}' style="border-right:1px solid #000000;overflow:hidden;padding:0px 3px 0px 3px;vertical-align:bottom;text-align:center;">26</td> </tr> <tr style="height:20px;"> <td style="border-bottom:1px solid #000000;border-left:1px solid #000000;overflow:hidden;padding:0px 3px 0px 3px;vertical-align:bottom;"></td> <td style="border-bottom:1px solid #000000;overflow:hidden;padding:0px 3px 0px 3px;vertical-align:bottom;"></td> <td data-sheets-value='{"1":2,"2":"Opal (A/D)"}' style="border-bottom:1px solid #000000;overflow:hidden;padding:0px 3px 0px 3px;vertical-align:bottom;">Opal (A/D)</td> <td data-sheets-numberformat='{"1":2,"2":"0.00","3":1}' data-sheets-value='{"1":3,"3":0.98}' style="border-bottom:1px solid #000000;overflow:hidden;padding:0px 3px 0px 3px;vertical-align:bottom;text-align:center;">0.98</td> <td data-sheets-numberformat='{"1":2,"2":"0","3":1}' data-sheets-value='{"1":3,"3":20.91}' style="border-bottom:1px solid #000000;overflow:hidden;padding:0px 3px 0px 3px;vertical-align:bottom;text-align:center;">21</td> <td data-sheets-numberformat='{"1":2,"2":"0","3":1}' data-sheets-value='{"1":3,"3":33}' style="border-bottom:1px solid #000000;overflow:hidden;padding:0px 3px 0px 3px;vertical-align:bottom;text-align:center;">33</td> <td data-sheets-value='{"1":3,"3":26}' style="border-right:1px solid #000000;border-bottom:1px solid #000000;overflow:hidden;padding:0px 3px 0px 3px;vertical-align:bottom;text-align:center;">26</td> </tr> <tr style="height:20px;"> <td data-sheets-value='{"1":2,"2":"Polycarbonate"}' style="border-left:1px solid #000000;overflow:hidden;padding:0px 3px 0px 3px;vertical-align:bottom;">Polycarbonate</td> <td data-sheets-value='{"1":2,"2":"EW"}' style="overflow:hidden;padding:0px 3px 0px 3px;vertical-align:bottom;">EW</td> <td data-sheets-value='{"1":2,"2":"Heatstop Opal (T)"}' style="overflow:hidden;padding:0px 3px 0px 3px;vertical-align:bottom;">Heatstop Opal (T)</td> <td data-sheets-numberformat='{"1":2,"2":"0.00","3":1}' data-sheets-value='{"1":3,"3":1.19}' style="overflow:hidden;padding:0px 3px 0px 3px;vertical-align:bottom;text-align:center;">1.19</td> <td data-sheets-numberformat='{"1":2,"2":"0","3":1}' data-sheets-value='{"1":3,"3":20.09}' style="overflow:hidden;padding:0px 3px 0px 3px;vertical-align:bottom;text-align:center;">20</td> <td data-sheets-numberformat='{"1":2,"2":"0","3":1}' data-sheets-value='{"1":3,"3":38.940000000000005}' style="overflow:hidden;padding:0px 3px 0px 3px;vertical-align:bottom;text-align:center;">39</td> <td data-sheets-value='{"1":3,"3":24}' style="border-right:1px solid #000000;overflow:hidden;padding:0px 3px 0px 3px;vertical-align:bottom;text-align:center;">24</td> </tr> <tr style="height:20px;"> <td data-sheets-value='{"1":2,"2":"Heatstop PC"}' style="border-left:1px solid #000000;overflow:hidden;padding:0px 3px 0px 3px;vertical-align:bottom;">Heatstop PC</td> <td data-sheets-value='{"1":2,"2":"DW"}' style="overflow:hidden;padding:0px 3px 0px 3px;vertical-align:bottom;">DW</td> <td data-sheets-value='{"1":2,"2":"Clear (T/H)"}' style="overflow:hidden;padding:0px 3px 0px 3px;vertical-align:bottom;">Clear (T/H)</td> <td data-sheets-numberformat='{"1":2,"2":"0.00","3":1}' data-sheets-value='{"1":3,"3":0.98}' style="overflow:hidden;padding:0px 3px 0px 3px;vertical-align:bottom;text-align:center;">0.98</td> <td data-sheets-numberformat='{"1":2,"2":"0","3":1}' data-sheets-value='{"1":3,"3":18.04}' style="overflow:hidden;padding:0px 3px 0px 3px;vertical-align:bottom;text-align:center;">18</td> <td data-sheets-numberformat='{"1":2,"2":"0","3":1}' data-sheets-value='{"1":3,"3":33.660000000000004}' style="overflow:hidden;padding:0px 3px 0px 3px;vertical-align:bottom;text-align:center;">34</td> <td data-sheets-value='{"1":3,"3":26}' style="border-right:1px solid #000000;overflow:hidden;padding:0px 3px 0px 3px;vertical-align:bottom;text-align:center;">26</td> </tr> <tr style="height:20px;"> <td style="border-bottom:1px solid #000000;border-left:1px solid #000000;overflow:hidden;padding:0px 3px 0px 3px;vertical-align:bottom;"></td> <td style="border-bottom:1px solid #000000;overflow:hidden;padding:0px 3px 0px 3px;vertical-align:bottom;"></td> <td data-sheets-value='{"1":2,"2":"Opal (T/O)"}' style="border-bottom:1px solid #000000;overflow:hidden;padding:0px 3px 0px 3px;vertical-align:bottom;">Opal (T/O)</td> <td data-sheets-numberformat='{"1":2,"2":"0.00","3":1}' data-sheets-value='{"1":3,"3":0.98}' style="border-bottom:1px solid #000000;overflow:hidden;padding:0px 3px 0px 3px;vertical-align:bottom;text-align:center;">0.98</td> <td data-sheets-numberformat='{"1":2,"2":"0","3":1}' data-sheets-value='{"1":3,"3":16.81}' style="border-bottom:1px solid #000000;overflow:hidden;padding:0px 3px 0px 3px;vertical-align:bottom;text-align:center;">17</td> <td data-sheets-numberformat='{"1":2,"2":"0","3":1}' data-sheets-value='{"1":3,"3":29.700000000000003}' style="border-bottom:1px solid #000000;overflow:hidden;padding:0px 3px 0px 3px;vertical-align:bottom;text-align:center;">30</td> <td data-sheets-value='{"1":3,"3":26}' style="border-right:1px solid #000000;border-bottom:1px solid #000000;overflow:hidden;padding:0px 3px 0px 3px;vertical-align:bottom;text-align:center;">26</td> </tr> </tbody></table> | skylux-160-ce-met-koepel-en-pvc-opstand-16-00-met-lm-motor-en-pvc-raam-type-ep25-1300-x-2200-mm | 8586025042253 | 46872335089997
Smoke and heat exhaust (SHEV) | SHE system | Skylux | Skylux 160° CE with skylight and PVC curb 16/00 with LM-actuator and PVC frame type EP25 1300 x 2300 mm |  | 50300 | 5412970503002 | 6300.5 | Yes | 30-45 | 108.66 | 1300 x 2300 mm | 2300 | 1300 |  | PVC 16/00 (16 cm high & roof opening = daylight size) | Rectangular | 1.19 W/m²K - 0.98 W/m²K | 57% - 30% | 37% - 17% | 24dB - 26dB | 160° CE (for industry) | PVC frame EP25 | without spoiler | E | Single actuator | Maximum double-walled skylight possible for this product | Ut-value LT-value g-value Rw-value EN 1873 : 2014 EN ISO 13468 EN 16153 EN 410 EN 410 EN ISO 140-3 Material Walls Shells (W/m²K) (%) (%) (dB) Acrylic EW Clear (H) 1.19 37 57 24 PMMA Opal (O) 1.19 34 50 24 DW Clear (H/H) 0.98 33 50 26 Opal (O/O) 0.98 28 38 26 Polycarbonate EW Clear (A) 1.19 36 55 24 PC Opal (D) 1.19 24 40 24 DW Clear (A/H) 0.98 32 48 26 Clear (A/A) 0.98 32 46 26 Opal (A/O) 0.98 30 42 26 Opal (A/D) 0.98 21 33 26 Polycarbonate EW Heatstop Opal (T) 1.19 20 39 24 Heatstop PC DW Clear (T/H) 0.98 18 34 26 Opal (T/O) 0.98 17 30 26 | https://skylux.eu/en/products/skylux-160-ce-met-koepel-en-pvc-opstand-16-00-met-lm-motor-en-pvc-raam-type-ep25-1300-x-2300-mm | https://skylux.eu/cdn/shop/files/Skylux-160deg-CE-met-koepel-en-pvc-opstand-1600-met-LM-motor-en-pvc-raam-type-EP25-1300-x-2300-mm-RWA-systeem.jpg?v=1702979747&width=1600 | https://skylux.eu/cdn/shop/files/e5a82811-1bb0-48e4-a776-cacb59c7c092_9bd8dc13-f706-4251-b06c-58807c99fa3b.jpg?v=1688550968&width=1600 | //skylux.eu/cdn/shop/files/E_MH_Mounting_instructions_Skylux_160_CE_LM.pdf?v=12406716259046007223 | //skylux.eu/cdn/shop/files/E_TD_Technical_File_Skylux_Skylux_160_CE_Electric.pdf?v=3667116872303399239 | <style type="text/css" id="isPasted"><!--td {border: 1px solid #cccccc;}br {mso-data-placement:same-cell;}--></style><table border="1" cellpadding="0" cellspacing="0" dir="ltr" style="table-layout:fixed;font-size:10pt;font-family:Arial;border-collapse:collapse;border:none;"><tbody> <tr style="height:20px;"> <td style="overflow:hidden;padding:0px 3px 0px 3px;vertical-align:bottom;"></td> <td style="overflow:hidden;padding:0px 3px 0px 3px;vertical-align:bottom;"></td> <td style="overflow:hidden;padding:0px 3px 0px 3px;vertical-align:bottom;"></td> <td data-sheets-value='{"1":2,"2":"Ut-value"}' style="overflow:hidden;padding:0px 3px 0px 3px;vertical-align:bottom;font-weight:bold;text-align:center;">Ut-value</td> <td data-sheets-value='{"1":2,"2":"LT-value"}' style="overflow:hidden;padding:0px 3px 0px 3px;vertical-align:bottom;font-weight:bold;text-align:center;">LT-value</td> <td data-sheets-value='{"1":2,"2":"g-value"}' style="overflow:hidden;padding:0px 3px 0px 3px;vertical-align:bottom;font-weight:bold;text-align:center;">g-value</td> <td data-sheets-value='{"1":2,"2":"Rw-value "}' style="overflow:hidden;padding:0px 3px 0px 3px;vertical-align:bottom;font-weight:bold;text-align:center;">Rw-value </td> </tr> <tr style="height:20px;"> <td style="overflow:hidden;padding:0px 3px 0px 3px;vertical-align:bottom;"></td> <td style="overflow:hidden;padding:0px 3px 0px 3px;vertical-align:bottom;"></td> <td style="overflow:hidden;padding:0px 3px 0px 3px;vertical-align:bottom;"></td> <td data-sheets-numberformat='{"1":2,"2":"0.00","3":1}' data-sheets-value='{"1":2,"2":"EN 1873 : 2014"}' style="overflow:hidden;padding:0px 3px 0px 3px;vertical-align:bottom;text-align:center;">EN 1873 : 2014</td> <td data-sheets-numberformat='{"1":2,"2":"0","3":1}' data-sheets-value='{"1":2,"2":"EN ISO 13468 EN 16153 EN 410"}' style="overflow:hidden;padding:0px 3px 0px 3px;vertical-align:bottom;text-align:center;">EN ISO 13468 EN 16153 EN 410</td> <td data-sheets-numberformat='{"1":2,"2":"0","3":1}' data-sheets-value='{"1":2,"2":"EN 410"}' style="overflow:hidden;padding:0px 3px 0px 3px;vertical-align:bottom;text-align:center;">EN 410</td> <td data-sheets-value='{"1":2,"2":"EN ISO 140-3\t\t"}' style="overflow:hidden;padding:0px 3px 0px 3px;vertical-align:bottom;text-align:center;">EN ISO 140-3 </td> </tr> <tr style="height:20px;"> <td data-sheets-value='{"1":2,"2":"Material"}' style="border-bottom:1px solid #000000;overflow:hidden;padding:0px 3px 0px 3px;vertical-align:bottom;background-color:#000000;font-weight:bold;color:#ffffff;">Material</td> <td data-sheets-value='{"1":2,"2":"Walls"}' style="border-bottom:1px solid #000000;overflow:hidden;padding:0px 3px 0px 3px;vertical-align:bottom;background-color:#000000;font-weight:bold;color:#ffffff;">Walls</td> <td data-sheets-value='{"1":2,"2":"Shells"}' style="border-bottom:1px solid #000000;overflow:hidden;padding:0px 3px 0px 3px;vertical-align:bottom;background-color:#000000;font-weight:bold;color:#ffffff;">Shells</td> <td data-sheets-numberformat='{"1":2,"2":"0.00","3":1}' data-sheets-value='{"1":2,"2":"(W/m²K)\t"}' style="border-bottom:1px solid #000000;overflow:hidden;padding:0px 3px 0px 3px;vertical-align:bottom;background-color:#000000;font-weight:bold;color:#ffffff;text-align:center;">(W/m²K) </td> <td data-sheets-numberformat='{"1":2,"2":"0","3":1}' data-sheets-value='{"1":2,"2":"(%)"}' style="border-bottom:1px solid #000000;overflow:hidden;padding:0px 3px 0px 3px;vertical-align:bottom;background-color:#000000;font-weight:bold;color:#ffffff;text-align:center;">(%)</td> <td data-sheets-numberformat='{"1":2,"2":"0","3":1}' data-sheets-value='{"1":2,"2":"(%)"}' style="border-bottom:1px solid #000000;overflow:hidden;padding:0px 3px 0px 3px;vertical-align:bottom;background-color:#000000;font-weight:bold;color:#ffffff;text-align:center;">(%)</td> <td data-sheets-value='{"1":2,"2":"(dB)"}' style="border-bottom:1px solid #000000;overflow:hidden;padding:0px 3px 0px 3px;vertical-align:bottom;background-color:#000000;font-weight:bold;color:#ffffff;text-align:center;">(dB)</td> </tr> <tr style="height:20px;"> <td data-sheets-value='{"1":2,"2":"Acrylic"}' style="border-left:1px solid #000000;overflow:hidden;padding:0px 3px 0px 3px;vertical-align:bottom;">Acrylic</td> <td data-sheets-value='{"1":2,"2":"EW"}' style="overflow:hidden;padding:0px 3px 0px 3px;vertical-align:bottom;">EW</td> <td data-sheets-value='{"1":2,"2":"Clear (H)"}' style="overflow:hidden;padding:0px 3px 0px 3px;vertical-align:bottom;">Clear (H)</td> <td data-sheets-numberformat='{"1":2,"2":"0.00","3":1}' data-sheets-value='{"1":3,"3":1.19}' style="overflow:hidden;padding:0px 3px 0px 3px;vertical-align:bottom;text-align:center;">1.19</td> <td data-sheets-numberformat='{"1":2,"2":"0","3":1}' data-sheets-value='{"1":3,"3":36.9}' style="overflow:hidden;padding:0px 3px 0px 3px;vertical-align:bottom;text-align:center;">37</td> <td data-sheets-numberformat='{"1":2,"2":"0","3":1}' data-sheets-value='{"1":3,"3":57.42}' style="overflow:hidden;padding:0px 3px 0px 3px;vertical-align:bottom;text-align:center;">57</td> <td data-sheets-value='{"1":3,"3":24}' style="border-right:1px solid #000000;overflow:hidden;padding:0px 3px 0px 3px;vertical-align:bottom;text-align:center;">24</td> </tr> <tr style="height:20px;"> <td data-sheets-value='{"1":2,"2":"PMMA"}' style="border-left:1px solid #000000;overflow:hidden;padding:0px 3px 0px 3px;vertical-align:bottom;">PMMA</td> <td style="overflow:hidden;padding:0px 3px 0px 3px;vertical-align:bottom;"></td> <td data-sheets-value='{"1":2,"2":"Opal (O)"}' style="overflow:hidden;padding:0px 3px 0px 3px;vertical-align:bottom;">Opal (O)</td> <td data-sheets-numberformat='{"1":2,"2":"0.00","3":1}' data-sheets-value='{"1":3,"3":1.19}' style="overflow:hidden;padding:0px 3px 0px 3px;vertical-align:bottom;text-align:center;">1.19</td> <td data-sheets-numberformat='{"1":2,"2":"0","3":1}' data-sheets-value='{"1":3,"3":34.03}' style="overflow:hidden;padding:0px 3px 0px 3px;vertical-align:bottom;text-align:center;">34</td> <td data-sheets-numberformat='{"1":2,"2":"0","3":1}' data-sheets-value='{"1":3,"3":50.160000000000004}' style="overflow:hidden;padding:0px 3px 0px 3px;vertical-align:bottom;text-align:center;">50</td> <td data-sheets-value='{"1":3,"3":24}' style="border-right:1px solid #000000;overflow:hidden;padding:0px 3px 0px 3px;vertical-align:bottom;text-align:center;">24</td> </tr> <tr style="height:20px;"> <td style="border-left:1px solid #000000;overflow:hidden;padding:0px 3px 0px 3px;vertical-align:bottom;"></td> <td data-sheets-value='{"1":2,"2":"DW"}' style="overflow:hidden;padding:0px 3px 0px 3px;vertical-align:bottom;">DW</td> <td data-sheets-value='{"1":2,"2":"Clear (H/H)"}' style="overflow:hidden;padding:0px 3px 0px 3px;vertical-align:bottom;">Clear (H/H)</td> <td data-sheets-numberformat='{"1":2,"2":"0.00","3":1}' data-sheets-value='{"1":3,"3":0.98}' style="overflow:hidden;padding:0px 3px 0px 3px;vertical-align:bottom;text-align:center;">0.98</td> <td data-sheets-numberformat='{"1":2,"2":"0","3":1}' data-sheets-value='{"1":3,"3":33.21}' style="overflow:hidden;padding:0px 3px 0px 3px;vertical-align:bottom;text-align:center;">33</td> <td data-sheets-numberformat='{"1":2,"2":"0","3":1}' data-sheets-value='{"1":3,"3":49.5}' style="overflow:hidden;padding:0px 3px 0px 3px;vertical-align:bottom;text-align:center;">50</td> <td data-sheets-value='{"1":3,"3":26}' style="border-right:1px solid #000000;overflow:hidden;padding:0px 3px 0px 3px;vertical-align:bottom;text-align:center;">26</td> </tr> <tr style="height:20px;"> <td style="border-bottom:1px solid #000000;border-left:1px solid #000000;overflow:hidden;padding:0px 3px 0px 3px;vertical-align:bottom;"></td> <td style="border-bottom:1px solid #000000;overflow:hidden;padding:0px 3px 0px 3px;vertical-align:bottom;"></td> <td data-sheets-value='{"1":2,"2":"Opal (O/O)"}' style="border-bottom:1px solid #000000;overflow:hidden;padding:0px 3px 0px 3px;vertical-align:bottom;">Opal (O/O)</td> <td data-sheets-numberformat='{"1":2,"2":"0.00","3":1}' data-sheets-value='{"1":3,"3":0.98}' style="border-bottom:1px solid #000000;overflow:hidden;padding:0px 3px 0px 3px;vertical-align:bottom;text-align:center;">0.98</td> <td data-sheets-numberformat='{"1":2,"2":"0","3":1}' data-sheets-value='{"1":3,"3":28.29}' style="border-bottom:1px solid #000000;overflow:hidden;padding:0px 3px 0px 3px;vertical-align:bottom;text-align:center;">28</td> <td data-sheets-numberformat='{"1":2,"2":"0","3":1}' data-sheets-value='{"1":3,"3":38.28}' style="border-bottom:1px solid #000000;overflow:hidden;padding:0px 3px 0px 3px;vertical-align:bottom;text-align:center;">38</td> <td data-sheets-value='{"1":3,"3":26}' style="border-right:1px solid #000000;border-bottom:1px solid #000000;overflow:hidden;padding:0px 3px 0px 3px;vertical-align:bottom;text-align:center;">26</td> </tr> <tr style="height:20px;"> <td data-sheets-value='{"1":2,"2":"Polycarbonate "}' style="border-left:1px solid #000000;overflow:hidden;padding:0px 3px 0px 3px;vertical-align:bottom;">Polycarbonate </td> <td data-sheets-value='{"1":2,"2":"EW"}' style="overflow:hidden;padding:0px 3px 0px 3px;vertical-align:bottom;">EW</td> <td data-sheets-value='{"1":2,"2":"Clear (A)"}' style="overflow:hidden;padding:0px 3px 0px 3px;vertical-align:bottom;">Clear (A)</td> <td data-sheets-numberformat='{"1":2,"2":"0.00","3":1}' data-sheets-value='{"1":3,"3":1.19}' style="overflow:hidden;padding:0px 3px 0px 3px;vertical-align:bottom;text-align:center;">1.19</td> <td data-sheets-numberformat='{"1":2,"2":"0","3":1}' data-sheets-value='{"1":3,"3":36.08}' style="overflow:hidden;padding:0px 3px 0px 3px;vertical-align:bottom;text-align:center;">36</td> <td data-sheets-numberformat='{"1":2,"2":"0","3":1}' data-sheets-value='{"1":3,"3":54.78}' style="overflow:hidden;padding:0px 3px 0px 3px;vertical-align:bottom;text-align:center;">55</td> <td data-sheets-value='{"1":3,"3":24}' style="border-right:1px solid #000000;overflow:hidden;padding:0px 3px 0px 3px;vertical-align:bottom;text-align:center;">24</td> </tr> <tr style="height:20px;"> <td data-sheets-value='{"1":2,"2":"PC"}' style="border-left:1px solid #000000;overflow:hidden;padding:0px 3px 0px 3px;vertical-align:bottom;">PC</td> <td style="overflow:hidden;padding:0px 3px 0px 3px;vertical-align:bottom;"></td> <td data-sheets-value='{"1":2,"2":"Opal (D)"}' style="overflow:hidden;padding:0px 3px 0px 3px;vertical-align:bottom;">Opal (D)</td> <td data-sheets-numberformat='{"1":2,"2":"0.00","3":1}' data-sheets-value='{"1":3,"3":1.19}' style="overflow:hidden;padding:0px 3px 0px 3px;vertical-align:bottom;text-align:center;">1.19</td> <td data-sheets-numberformat='{"1":2,"2":"0","3":1}' data-sheets-value='{"1":3,"3":23.779999999999998}' style="overflow:hidden;padding:0px 3px 0px 3px;vertical-align:bottom;text-align:center;">24</td> <td data-sheets-numberformat='{"1":2,"2":"0","3":1}' data-sheets-value='{"1":3,"3":39.6}' style="overflow:hidden;padding:0px 3px 0px 3px;vertical-align:bottom;text-align:center;">40</td> <td data-sheets-value='{"1":3,"3":24}' style="border-right:1px solid #000000;overflow:hidden;padding:0px 3px 0px 3px;vertical-align:bottom;text-align:center;">24</td> </tr> <tr style="height:20px;"> <td style="border-left:1px solid #000000;overflow:hidden;padding:0px 3px 0px 3px;vertical-align:bottom;"></td> <td data-sheets-value='{"1":2,"2":"DW"}' style="overflow:hidden;padding:0px 3px 0px 3px;vertical-align:bottom;">DW</td> <td data-sheets-value='{"1":2,"2":"Clear (A/H)"}' style="overflow:hidden;padding:0px 3px 0px 3px;vertical-align:bottom;">Clear (A/H)</td> <td data-sheets-numberformat='{"1":2,"2":"0.00","3":1}' data-sheets-value='{"1":3,"3":0.98}' style="overflow:hidden;padding:0px 3px 0px 3px;vertical-align:bottom;text-align:center;">0.98</td> <td data-sheets-numberformat='{"1":2,"2":"0","3":1}' data-sheets-value='{"1":3,"3":32.39}' style="overflow:hidden;padding:0px 3px 0px 3px;vertical-align:bottom;text-align:center;">32</td> <td data-sheets-numberformat='{"1":2,"2":"0","3":1}' data-sheets-value='{"1":3,"3":47.52}' style="overflow:hidden;padding:0px 3px 0px 3px;vertical-align:bottom;text-align:center;">48</td> <td data-sheets-value='{"1":3,"3":26}' style="border-right:1px solid #000000;overflow:hidden;padding:0px 3px 0px 3px;vertical-align:bottom;text-align:center;">26</td> </tr> <tr style="height:20px;"> <td style="border-left:1px solid #000000;overflow:hidden;padding:0px 3px 0px 3px;vertical-align:bottom;"></td> <td style="overflow:hidden;padding:0px 3px 0px 3px;vertical-align:bottom;"></td> <td data-sheets-value='{"1":2,"2":"Clear (A/A)"}' style="overflow:hidden;padding:0px 3px 0px 3px;vertical-align:bottom;">Clear (A/A)</td> <td data-sheets-numberformat='{"1":2,"2":"0.00","3":1}' data-sheets-value='{"1":3,"3":0.98}' style="overflow:hidden;padding:0px 3px 0px 3px;vertical-align:bottom;text-align:center;">0.98</td> <td data-sheets-numberformat='{"1":2,"2":"0","3":1}' data-sheets-value='{"1":3,"3":31.569999999999997}' style="overflow:hidden;padding:0px 3px 0px 3px;vertical-align:bottom;text-align:center;">32</td> <td data-sheets-numberformat='{"1":2,"2":"0","3":1}' data-sheets-value='{"1":3,"3":45.54}' style="overflow:hidden;padding:0px 3px 0px 3px;vertical-align:bottom;text-align:center;">46</td> <td data-sheets-value='{"1":3,"3":26}' style="border-right:1px solid #000000;overflow:hidden;padding:0px 3px 0px 3px;vertical-align:bottom;text-align:center;">26</td> </tr> <tr style="height:20px;"> <td style="border-left:1px solid #000000;overflow:hidden;padding:0px 3px 0px 3px;vertical-align:bottom;"></td> <td style="overflow:hidden;padding:0px 3px 0px 3px;vertical-align:bottom;"></td> <td data-sheets-value='{"1":2,"2":"Opal (A/O)"}' style="overflow:hidden;padding:0px 3px 0px 3px;vertical-align:bottom;">Opal (A/O)</td> <td data-sheets-numberformat='{"1":2,"2":"0.00","3":1}' data-sheets-value='{"1":3,"3":0.98}' style="overflow:hidden;padding:0px 3px 0px 3px;vertical-align:bottom;text-align:center;">0.98</td> <td data-sheets-numberformat='{"1":2,"2":"0","3":1}' data-sheets-value='{"1":3,"3":29.93}' style="overflow:hidden;padding:0px 3px 0px 3px;vertical-align:bottom;text-align:center;">30</td> <td data-sheets-numberformat='{"1":2,"2":"0","3":1}' data-sheets-value='{"1":3,"3":41.580000000000005}' style="overflow:hidden;padding:0px 3px 0px 3px;vertical-align:bottom;text-align:center;">42</td> <td data-sheets-value='{"1":3,"3":26}' style="border-right:1px solid #000000;overflow:hidden;padding:0px 3px 0px 3px;vertical-align:bottom;text-align:center;">26</td> </tr> <tr style="height:20px;"> <td style="border-bottom:1px solid #000000;border-left:1px solid #000000;overflow:hidden;padding:0px 3px 0px 3px;vertical-align:bottom;"></td> <td style="border-bottom:1px solid #000000;overflow:hidden;padding:0px 3px 0px 3px;vertical-align:bottom;"></td> <td data-sheets-value='{"1":2,"2":"Opal (A/D)"}' style="border-bottom:1px solid #000000;overflow:hidden;padding:0px 3px 0px 3px;vertical-align:bottom;">Opal (A/D)</td> <td data-sheets-numberformat='{"1":2,"2":"0.00","3":1}' data-sheets-value='{"1":3,"3":0.98}' style="border-bottom:1px solid #000000;overflow:hidden;padding:0px 3px 0px 3px;vertical-align:bottom;text-align:center;">0.98</td> <td data-sheets-numberformat='{"1":2,"2":"0","3":1}' data-sheets-value='{"1":3,"3":20.91}' style="border-bottom:1px solid #000000;overflow:hidden;padding:0px 3px 0px 3px;vertical-align:bottom;text-align:center;">21</td> <td data-sheets-numberformat='{"1":2,"2":"0","3":1}' data-sheets-value='{"1":3,"3":33}' style="border-bottom:1px solid #000000;overflow:hidden;padding:0px 3px 0px 3px;vertical-align:bottom;text-align:center;">33</td> <td data-sheets-value='{"1":3,"3":26}' style="border-right:1px solid #000000;border-bottom:1px solid #000000;overflow:hidden;padding:0px 3px 0px 3px;vertical-align:bottom;text-align:center;">26</td> </tr> <tr style="height:20px;"> <td data-sheets-value='{"1":2,"2":"Polycarbonate"}' style="border-left:1px solid #000000;overflow:hidden;padding:0px 3px 0px 3px;vertical-align:bottom;">Polycarbonate</td> <td data-sheets-value='{"1":2,"2":"EW"}' style="overflow:hidden;padding:0px 3px 0px 3px;vertical-align:bottom;">EW</td> <td data-sheets-value='{"1":2,"2":"Heatstop Opal (T)"}' style="overflow:hidden;padding:0px 3px 0px 3px;vertical-align:bottom;">Heatstop Opal (T)</td> <td data-sheets-numberformat='{"1":2,"2":"0.00","3":1}' data-sheets-value='{"1":3,"3":1.19}' style="overflow:hidden;padding:0px 3px 0px 3px;vertical-align:bottom;text-align:center;">1.19</td> <td data-sheets-numberformat='{"1":2,"2":"0","3":1}' data-sheets-value='{"1":3,"3":20.09}' style="overflow:hidden;padding:0px 3px 0px 3px;vertical-align:bottom;text-align:center;">20</td> <td data-sheets-numberformat='{"1":2,"2":"0","3":1}' data-sheets-value='{"1":3,"3":38.940000000000005}' style="overflow:hidden;padding:0px 3px 0px 3px;vertical-align:bottom;text-align:center;">39</td> <td data-sheets-value='{"1":3,"3":24}' style="border-right:1px solid #000000;overflow:hidden;padding:0px 3px 0px 3px;vertical-align:bottom;text-align:center;">24</td> </tr> <tr style="height:20px;"> <td data-sheets-value='{"1":2,"2":"Heatstop PC"}' style="border-left:1px solid #000000;overflow:hidden;padding:0px 3px 0px 3px;vertical-align:bottom;">Heatstop PC</td> <td data-sheets-value='{"1":2,"2":"DW"}' style="overflow:hidden;padding:0px 3px 0px 3px;vertical-align:bottom;">DW</td> <td data-sheets-value='{"1":2,"2":"Clear (T/H)"}' style="overflow:hidden;padding:0px 3px 0px 3px;vertical-align:bottom;">Clear (T/H)</td> <td data-sheets-numberformat='{"1":2,"2":"0.00","3":1}' data-sheets-value='{"1":3,"3":0.98}' style="overflow:hidden;padding:0px 3px 0px 3px;vertical-align:bottom;text-align:center;">0.98</td> <td data-sheets-numberformat='{"1":2,"2":"0","3":1}' data-sheets-value='{"1":3,"3":18.04}' style="overflow:hidden;padding:0px 3px 0px 3px;vertical-align:bottom;text-align:center;">18</td> <td data-sheets-numberformat='{"1":2,"2":"0","3":1}' data-sheets-value='{"1":3,"3":33.660000000000004}' style="overflow:hidden;padding:0px 3px 0px 3px;vertical-align:bottom;text-align:center;">34</td> <td data-sheets-value='{"1":3,"3":26}' style="border-right:1px solid #000000;overflow:hidden;padding:0px 3px 0px 3px;vertical-align:bottom;text-align:center;">26</td> </tr> <tr style="height:20px;"> <td style="border-bottom:1px solid #000000;border-left:1px solid #000000;overflow:hidden;padding:0px 3px 0px 3px;vertical-align:bottom;"></td> <td style="border-bottom:1px solid #000000;overflow:hidden;padding:0px 3px 0px 3px;vertical-align:bottom;"></td> <td data-sheets-value='{"1":2,"2":"Opal (T/O)"}' style="border-bottom:1px solid #000000;overflow:hidden;padding:0px 3px 0px 3px;vertical-align:bottom;">Opal (T/O)</td> <td data-sheets-numberformat='{"1":2,"2":"0.00","3":1}' data-sheets-value='{"1":3,"3":0.98}' style="border-bottom:1px solid #000000;overflow:hidden;padding:0px 3px 0px 3px;vertical-align:bottom;text-align:center;">0.98</td> <td data-sheets-numberformat='{"1":2,"2":"0","3":1}' data-sheets-value='{"1":3,"3":16.81}' style="border-bottom:1px solid #000000;overflow:hidden;padding:0px 3px 0px 3px;vertical-align:bottom;text-align:center;">17</td> <td data-sheets-numberformat='{"1":2,"2":"0","3":1}' data-sheets-value='{"1":3,"3":29.700000000000003}' style="border-bottom:1px solid #000000;overflow:hidden;padding:0px 3px 0px 3px;vertical-align:bottom;text-align:center;">30</td> <td data-sheets-value='{"1":3,"3":26}' style="border-right:1px solid #000000;border-bottom:1px solid #000000;overflow:hidden;padding:0px 3px 0px 3px;vertical-align:bottom;text-align:center;">26</td> </tr> </tbody></table> | skylux-160-ce-met-koepel-en-pvc-opstand-16-00-met-lm-motor-en-pvc-raam-type-ep25-1300-x-2300-mm | 8586025107789 | 46872335188301
Smoke and heat exhaust (SHEV) | SHE system | Skylux | Skylux 160° CE with skylight and PVC curb 16/00 with LM-actuator and PVC frame type EP25 1400 x 1400 mm |  | 50303 | 5412970503033 | 4977.95 | Yes | 30-45 | 80.74 | 1400 x 1400 mm | 1400 | 1400 |  | PVC 16/00 (16 cm high & roof opening = daylight size) | Square | 1.19 W/m²K - 0.98 W/m²K | 57% - 30% | 37% - 17% | 24dB - 26dB | 160° CE (for industry) | PVC frame EP25 | without spoiler | E | Single actuator | Maximum double-walled skylight possible for this product | Ut-value LT-value g-value Rw-value EN 1873 : 2014 EN ISO 13468 EN 16153 EN 410 EN 410 EN ISO 140-3 Material Walls Shells (W/m²K) (%) (%) (dB) Acrylic EW Clear (H) 1.19 37 57 24 PMMA Opal (O) 1.19 34 50 24 DW Clear (H/H) 0.98 33 50 26 Opal (O/O) 0.98 28 38 26 Polycarbonate EW Clear (A) 1.19 36 55 24 PC Opal (D) 1.19 24 40 24 DW Clear (A/H) 0.98 32 48 26 Clear (A/A) 0.98 32 46 26 Opal (A/O) 0.98 30 42 26 Opal (A/D) 0.98 21 33 26 Polycarbonate EW Heatstop Opal (T) 1.19 20 39 24 Heatstop PC DW Clear (T/H) 0.98 18 34 26 Opal (T/O) 0.98 17 30 26 | https://skylux.eu/en/products/skylux-160-ce-met-koepel-en-pvc-opstand-16-00-met-lm-motor-en-pvc-raam-type-ep25-1400-x-1400-mm | https://skylux.eu/cdn/shop/files/Skylux-160deg-CE-met-koepel-en-pvc-opstand-1600-met-LM-motor-en-pvc-raam-type-EP25-1400-x-1400-mm-RWA-systeem.jpg?v=1702979763&width=1600 | https://skylux.eu/cdn/shop/files/e5a82811-1bb0-48e4-a776-cacb59c7c092_3eb7365e-a9a4-4e9a-a023-495ba61c5de9.jpg?v=1688550973&width=1600 | //skylux.eu/cdn/shop/files/E_MH_Mounting_instructions_Skylux_160_CE_LM.pdf?v=12406716259046007223 | //skylux.eu/cdn/shop/files/E_TD_Technical_File_Skylux_Skylux_160_CE_Electric.pdf?v=3667116872303399239 | <style type="text/css" id="isPasted"><!--td {border: 1px solid #cccccc;}br {mso-data-placement:same-cell;}--></style><table border="1" cellpadding="0" cellspacing="0" dir="ltr" style="table-layout:fixed;font-size:10pt;font-family:Arial;border-collapse:collapse;border:none;"><tbody> <tr style="height:20px;"> <td style="overflow:hidden;padding:0px 3px 0px 3px;vertical-align:bottom;"></td> <td style="overflow:hidden;padding:0px 3px 0px 3px;vertical-align:bottom;"></td> <td style="overflow:hidden;padding:0px 3px 0px 3px;vertical-align:bottom;"></td> <td data-sheets-value='{"1":2,"2":"Ut-value"}' style="overflow:hidden;padding:0px 3px 0px 3px;vertical-align:bottom;font-weight:bold;text-align:center;">Ut-value</td> <td data-sheets-value='{"1":2,"2":"LT-value"}' style="overflow:hidden;padding:0px 3px 0px 3px;vertical-align:bottom;font-weight:bold;text-align:center;">LT-value</td> <td data-sheets-value='{"1":2,"2":"g-value"}' style="overflow:hidden;padding:0px 3px 0px 3px;vertical-align:bottom;font-weight:bold;text-align:center;">g-value</td> <td data-sheets-value='{"1":2,"2":"Rw-value "}' style="overflow:hidden;padding:0px 3px 0px 3px;vertical-align:bottom;font-weight:bold;text-align:center;">Rw-value </td> </tr> <tr style="height:20px;"> <td style="overflow:hidden;padding:0px 3px 0px 3px;vertical-align:bottom;"></td> <td style="overflow:hidden;padding:0px 3px 0px 3px;vertical-align:bottom;"></td> <td style="overflow:hidden;padding:0px 3px 0px 3px;vertical-align:bottom;"></td> <td data-sheets-numberformat='{"1":2,"2":"0.00","3":1}' data-sheets-value='{"1":2,"2":"EN 1873 : 2014"}' style="overflow:hidden;padding:0px 3px 0px 3px;vertical-align:bottom;text-align:center;">EN 1873 : 2014</td> <td data-sheets-numberformat='{"1":2,"2":"0","3":1}' data-sheets-value='{"1":2,"2":"EN ISO 13468 EN 16153 EN 410"}' style="overflow:hidden;padding:0px 3px 0px 3px;vertical-align:bottom;text-align:center;">EN ISO 13468 EN 16153 EN 410</td> <td data-sheets-numberformat='{"1":2,"2":"0","3":1}' data-sheets-value='{"1":2,"2":"EN 410"}' style="overflow:hidden;padding:0px 3px 0px 3px;vertical-align:bottom;text-align:center;">EN 410</td> <td data-sheets-value='{"1":2,"2":"EN ISO 140-3\t\t"}' style="overflow:hidden;padding:0px 3px 0px 3px;vertical-align:bottom;text-align:center;">EN ISO 140-3 </td> </tr> <tr style="height:20px;"> <td data-sheets-value='{"1":2,"2":"Material"}' style="border-bottom:1px solid #000000;overflow:hidden;padding:0px 3px 0px 3px;vertical-align:bottom;background-color:#000000;font-weight:bold;color:#ffffff;">Material</td> <td data-sheets-value='{"1":2,"2":"Walls"}' style="border-bottom:1px solid #000000;overflow:hidden;padding:0px 3px 0px 3px;vertical-align:bottom;background-color:#000000;font-weight:bold;color:#ffffff;">Walls</td> <td data-sheets-value='{"1":2,"2":"Shells"}' style="border-bottom:1px solid #000000;overflow:hidden;padding:0px 3px 0px 3px;vertical-align:bottom;background-color:#000000;font-weight:bold;color:#ffffff;">Shells</td> <td data-sheets-numberformat='{"1":2,"2":"0.00","3":1}' data-sheets-value='{"1":2,"2":"(W/m²K)\t"}' style="border-bottom:1px solid #000000;overflow:hidden;padding:0px 3px 0px 3px;vertical-align:bottom;background-color:#000000;font-weight:bold;color:#ffffff;text-align:center;">(W/m²K) </td> <td data-sheets-numberformat='{"1":2,"2":"0","3":1}' data-sheets-value='{"1":2,"2":"(%)"}' style="border-bottom:1px solid #000000;overflow:hidden;padding:0px 3px 0px 3px;vertical-align:bottom;background-color:#000000;font-weight:bold;color:#ffffff;text-align:center;">(%)</td> <td data-sheets-numberformat='{"1":2,"2":"0","3":1}' data-sheets-value='{"1":2,"2":"(%)"}' style="border-bottom:1px solid #000000;overflow:hidden;padding:0px 3px 0px 3px;vertical-align:bottom;background-color:#000000;font-weight:bold;color:#ffffff;text-align:center;">(%)</td> <td data-sheets-value='{"1":2,"2":"(dB)"}' style="border-bottom:1px solid #000000;overflow:hidden;padding:0px 3px 0px 3px;vertical-align:bottom;background-color:#000000;font-weight:bold;color:#ffffff;text-align:center;">(dB)</td> </tr> <tr style="height:20px;"> <td data-sheets-value='{"1":2,"2":"Acrylic"}' style="border-left:1px solid #000000;overflow:hidden;padding:0px 3px 0px 3px;vertical-align:bottom;">Acrylic</td> <td data-sheets-value='{"1":2,"2":"EW"}' style="overflow:hidden;padding:0px 3px 0px 3px;vertical-align:bottom;">EW</td> <td data-sheets-value='{"1":2,"2":"Clear (H)"}' style="overflow:hidden;padding:0px 3px 0px 3px;vertical-align:bottom;">Clear (H)</td> <td data-sheets-numberformat='{"1":2,"2":"0.00","3":1}' data-sheets-value='{"1":3,"3":1.19}' style="overflow:hidden;padding:0px 3px 0px 3px;vertical-align:bottom;text-align:center;">1.19</td> <td data-sheets-numberformat='{"1":2,"2":"0","3":1}' data-sheets-value='{"1":3,"3":36.9}' style="overflow:hidden;padding:0px 3px 0px 3px;vertical-align:bottom;text-align:center;">37</td> <td data-sheets-numberformat='{"1":2,"2":"0","3":1}' data-sheets-value='{"1":3,"3":57.42}' style="overflow:hidden;padding:0px 3px 0px 3px;vertical-align:bottom;text-align:center;">57</td> <td data-sheets-value='{"1":3,"3":24}' style="border-right:1px solid #000000;overflow:hidden;padding:0px 3px 0px 3px;vertical-align:bottom;text-align:center;">24</td> </tr> <tr style="height:20px;"> <td data-sheets-value='{"1":2,"2":"PMMA"}' style="border-left:1px solid #000000;overflow:hidden;padding:0px 3px 0px 3px;vertical-align:bottom;">PMMA</td> <td style="overflow:hidden;padding:0px 3px 0px 3px;vertical-align:bottom;"></td> <td data-sheets-value='{"1":2,"2":"Opal (O)"}' style="overflow:hidden;padding:0px 3px 0px 3px;vertical-align:bottom;">Opal (O)</td> <td data-sheets-numberformat='{"1":2,"2":"0.00","3":1}' data-sheets-value='{"1":3,"3":1.19}' style="overflow:hidden;padding:0px 3px 0px 3px;vertical-align:bottom;text-align:center;">1.19</td> <td data-sheets-numberformat='{"1":2,"2":"0","3":1}' data-sheets-value='{"1":3,"3":34.03}' style="overflow:hidden;padding:0px 3px 0px 3px;vertical-align:bottom;text-align:center;">34</td> <td data-sheets-numberformat='{"1":2,"2":"0","3":1}' data-sheets-value='{"1":3,"3":50.160000000000004}' style="overflow:hidden;padding:0px 3px 0px 3px;vertical-align:bottom;text-align:center;">50</td> <td data-sheets-value='{"1":3,"3":24}' style="border-right:1px solid #000000;overflow:hidden;padding:0px 3px 0px 3px;vertical-align:bottom;text-align:center;">24</td> </tr> <tr style="height:20px;"> <td style="border-left:1px solid #000000;overflow:hidden;padding:0px 3px 0px 3px;vertical-align:bottom;"></td> <td data-sheets-value='{"1":2,"2":"DW"}' style="overflow:hidden;padding:0px 3px 0px 3px;vertical-align:bottom;">DW</td> <td data-sheets-value='{"1":2,"2":"Clear (H/H)"}' style="overflow:hidden;padding:0px 3px 0px 3px;vertical-align:bottom;">Clear (H/H)</td> <td data-sheets-numberformat='{"1":2,"2":"0.00","3":1}' data-sheets-value='{"1":3,"3":0.98}' style="overflow:hidden;padding:0px 3px 0px 3px;vertical-align:bottom;text-align:center;">0.98</td> <td data-sheets-numberformat='{"1":2,"2":"0","3":1}' data-sheets-value='{"1":3,"3":33.21}' style="overflow:hidden;padding:0px 3px 0px 3px;vertical-align:bottom;text-align:center;">33</td> <td data-sheets-numberformat='{"1":2,"2":"0","3":1}' data-sheets-value='{"1":3,"3":49.5}' style="overflow:hidden;padding:0px 3px 0px 3px;vertical-align:bottom;text-align:center;">50</td> <td data-sheets-value='{"1":3,"3":26}' style="border-right:1px solid #000000;overflow:hidden;padding:0px 3px 0px 3px;vertical-align:bottom;text-align:center;">26</td> </tr> <tr style="height:20px;"> <td style="border-bottom:1px solid #000000;border-left:1px solid #000000;overflow:hidden;padding:0px 3px 0px 3px;vertical-align:bottom;"></td> <td style="border-bottom:1px solid #000000;overflow:hidden;padding:0px 3px 0px 3px;vertical-align:bottom;"></td> <td data-sheets-value='{"1":2,"2":"Opal (O/O)"}' style="border-bottom:1px solid #000000;overflow:hidden;padding:0px 3px 0px 3px;vertical-align:bottom;">Opal (O/O)</td> <td data-sheets-numberformat='{"1":2,"2":"0.00","3":1}' data-sheets-value='{"1":3,"3":0.98}' style="border-bottom:1px solid #000000;overflow:hidden;padding:0px 3px 0px 3px;vertical-align:bottom;text-align:center;">0.98</td> <td data-sheets-numberformat='{"1":2,"2":"0","3":1}' data-sheets-value='{"1":3,"3":28.29}' style="border-bottom:1px solid #000000;overflow:hidden;padding:0px 3px 0px 3px;vertical-align:bottom;text-align:center;">28</td> <td data-sheets-numberformat='{"1":2,"2":"0","3":1}' data-sheets-value='{"1":3,"3":38.28}' style="border-bottom:1px solid #000000;overflow:hidden;padding:0px 3px 0px 3px;vertical-align:bottom;text-align:center;">38</td> <td data-sheets-value='{"1":3,"3":26}' style="border-right:1px solid #000000;border-bottom:1px solid #000000;overflow:hidden;padding:0px 3px 0px 3px;vertical-align:bottom;text-align:center;">26</td> </tr> <tr style="height:20px;"> <td data-sheets-value='{"1":2,"2":"Polycarbonate "}' style="border-left:1px solid #000000;overflow:hidden;padding:0px 3px 0px 3px;vertical-align:bottom;">Polycarbonate </td> <td data-sheets-value='{"1":2,"2":"EW"}' style="overflow:hidden;padding:0px 3px 0px 3px;vertical-align:bottom;">EW</td> <td data-sheets-value='{"1":2,"2":"Clear (A)"}' style="overflow:hidden;padding:0px 3px 0px 3px;vertical-align:bottom;">Clear (A)</td> <td data-sheets-numberformat='{"1":2,"2":"0.00","3":1}' data-sheets-value='{"1":3,"3":1.19}' style="overflow:hidden;padding:0px 3px 0px 3px;vertical-align:bottom;text-align:center;">1.19</td> <td data-sheets-numberformat='{"1":2,"2":"0","3":1}' data-sheets-value='{"1":3,"3":36.08}' style="overflow:hidden;padding:0px 3px 0px 3px;vertical-align:bottom;text-align:center;">36</td> <td data-sheets-numberformat='{"1":2,"2":"0","3":1}' data-sheets-value='{"1":3,"3":54.78}' style="overflow:hidden;padding:0px 3px 0px 3px;vertical-align:bottom;text-align:center;">55</td> <td data-sheets-value='{"1":3,"3":24}' style="border-right:1px solid #000000;overflow:hidden;padding:0px 3px 0px 3px;vertical-align:bottom;text-align:center;">24</td> </tr> <tr style="height:20px;"> <td data-sheets-value='{"1":2,"2":"PC"}' style="border-left:1px solid #000000;overflow:hidden;padding:0px 3px 0px 3px;vertical-align:bottom;">PC</td> <td style="overflow:hidden;padding:0px 3px 0px 3px;vertical-align:bottom;"></td> <td data-sheets-value='{"1":2,"2":"Opal (D)"}' style="overflow:hidden;padding:0px 3px 0px 3px;vertical-align:bottom;">Opal (D)</td> <td data-sheets-numberformat='{"1":2,"2":"0.00","3":1}' data-sheets-value='{"1":3,"3":1.19}' style="overflow:hidden;padding:0px 3px 0px 3px;vertical-align:bottom;text-align:center;">1.19</td> <td data-sheets-numberformat='{"1":2,"2":"0","3":1}' data-sheets-value='{"1":3,"3":23.779999999999998}' style="overflow:hidden;padding:0px 3px 0px 3px;vertical-align:bottom;text-align:center;">24</td> <td data-sheets-numberformat='{"1":2,"2":"0","3":1}' data-sheets-value='{"1":3,"3":39.6}' style="overflow:hidden;padding:0px 3px 0px 3px;vertical-align:bottom;text-align:center;">40</td> <td data-sheets-value='{"1":3,"3":24}' style="border-right:1px solid #000000;overflow:hidden;padding:0px 3px 0px 3px;vertical-align:bottom;text-align:center;">24</td> </tr> <tr style="height:20px;"> <td style="border-left:1px solid #000000;overflow:hidden;padding:0px 3px 0px 3px;vertical-align:bottom;"></td> <td data-sheets-value='{"1":2,"2":"DW"}' style="overflow:hidden;padding:0px 3px 0px 3px;vertical-align:bottom;">DW</td> <td data-sheets-value='{"1":2,"2":"Clear (A/H)"}' style="overflow:hidden;padding:0px 3px 0px 3px;vertical-align:bottom;">Clear (A/H)</td> <td data-sheets-numberformat='{"1":2,"2":"0.00","3":1}' data-sheets-value='{"1":3,"3":0.98}' style="overflow:hidden;padding:0px 3px 0px 3px;vertical-align:bottom;text-align:center;">0.98</td> <td data-sheets-numberformat='{"1":2,"2":"0","3":1}' data-sheets-value='{"1":3,"3":32.39}' style="overflow:hidden;padding:0px 3px 0px 3px;vertical-align:bottom;text-align:center;">32</td> <td data-sheets-numberformat='{"1":2,"2":"0","3":1}' data-sheets-value='{"1":3,"3":47.52}' style="overflow:hidden;padding:0px 3px 0px 3px;vertical-align:bottom;text-align:center;">48</td> <td data-sheets-value='{"1":3,"3":26}' style="border-right:1px solid #000000;overflow:hidden;padding:0px 3px 0px 3px;vertical-align:bottom;text-align:center;">26</td> </tr> <tr style="height:20px;"> <td style="border-left:1px solid #000000;overflow:hidden;padding:0px 3px 0px 3px;vertical-align:bottom;"></td> <td style="overflow:hidden;padding:0px 3px 0px 3px;vertical-align:bottom;"></td> <td data-sheets-value='{"1":2,"2":"Clear (A/A)"}' style="overflow:hidden;padding:0px 3px 0px 3px;vertical-align:bottom;">Clear (A/A)</td> <td data-sheets-numberformat='{"1":2,"2":"0.00","3":1}' data-sheets-value='{"1":3,"3":0.98}' style="overflow:hidden;padding:0px 3px 0px 3px;vertical-align:bottom;text-align:center;">0.98</td> <td data-sheets-numberformat='{"1":2,"2":"0","3":1}' data-sheets-value='{"1":3,"3":31.569999999999997}' style="overflow:hidden;padding:0px 3px 0px 3px;vertical-align:bottom;text-align:center;">32</td> <td data-sheets-numberformat='{"1":2,"2":"0","3":1}' data-sheets-value='{"1":3,"3":45.54}' style="overflow:hidden;padding:0px 3px 0px 3px;vertical-align:bottom;text-align:center;">46</td> <td data-sheets-value='{"1":3,"3":26}' style="border-right:1px solid #000000;overflow:hidden;padding:0px 3px 0px 3px;vertical-align:bottom;text-align:center;">26</td> </tr> <tr style="height:20px;"> <td style="border-left:1px solid #000000;overflow:hidden;padding:0px 3px 0px 3px;vertical-align:bottom;"></td> <td style="overflow:hidden;padding:0px 3px 0px 3px;vertical-align:bottom;"></td> <td data-sheets-value='{"1":2,"2":"Opal (A/O)"}' style="overflow:hidden;padding:0px 3px 0px 3px;vertical-align:bottom;">Opal (A/O)</td> <td data-sheets-numberformat='{"1":2,"2":"0.00","3":1}' data-sheets-value='{"1":3,"3":0.98}' style="overflow:hidden;padding:0px 3px 0px 3px;vertical-align:bottom;text-align:center;">0.98</td> <td data-sheets-numberformat='{"1":2,"2":"0","3":1}' data-sheets-value='{"1":3,"3":29.93}' style="overflow:hidden;padding:0px 3px 0px 3px;vertical-align:bottom;text-align:center;">30</td> <td data-sheets-numberformat='{"1":2,"2":"0","3":1}' data-sheets-value='{"1":3,"3":41.580000000000005}' style="overflow:hidden;padding:0px 3px 0px 3px;vertical-align:bottom;text-align:center;">42</td> <td data-sheets-value='{"1":3,"3":26}' style="border-right:1px solid #000000;overflow:hidden;padding:0px 3px 0px 3px;vertical-align:bottom;text-align:center;">26</td> </tr> <tr style="height:20px;"> <td style="border-bottom:1px solid #000000;border-left:1px solid #000000;overflow:hidden;padding:0px 3px 0px 3px;vertical-align:bottom;"></td> <td style="border-bottom:1px solid #000000;overflow:hidden;padding:0px 3px 0px 3px;vertical-align:bottom;"></td> <td data-sheets-value='{"1":2,"2":"Opal (A/D)"}' style="border-bottom:1px solid #000000;overflow:hidden;padding:0px 3px 0px 3px;vertical-align:bottom;">Opal (A/D)</td> <td data-sheets-numberformat='{"1":2,"2":"0.00","3":1}' data-sheets-value='{"1":3,"3":0.98}' style="border-bottom:1px solid #000000;overflow:hidden;padding:0px 3px 0px 3px;vertical-align:bottom;text-align:center;">0.98</td> <td data-sheets-numberformat='{"1":2,"2":"0","3":1}' data-sheets-value='{"1":3,"3":20.91}' style="border-bottom:1px solid #000000;overflow:hidden;padding:0px 3px 0px 3px;vertical-align:bottom;text-align:center;">21</td> <td data-sheets-numberformat='{"1":2,"2":"0","3":1}' data-sheets-value='{"1":3,"3":33}' style="border-bottom:1px solid #000000;overflow:hidden;padding:0px 3px 0px 3px;vertical-align:bottom;text-align:center;">33</td> <td data-sheets-value='{"1":3,"3":26}' style="border-right:1px solid #000000;border-bottom:1px solid #000000;overflow:hidden;padding:0px 3px 0px 3px;vertical-align:bottom;text-align:center;">26</td> </tr> <tr style="height:20px;"> <td data-sheets-value='{"1":2,"2":"Polycarbonate"}' style="border-left:1px solid #000000;overflow:hidden;padding:0px 3px 0px 3px;vertical-align:bottom;">Polycarbonate</td> <td data-sheets-value='{"1":2,"2":"EW"}' style="overflow:hidden;padding:0px 3px 0px 3px;vertical-align:bottom;">EW</td> <td data-sheets-value='{"1":2,"2":"Heatstop Opal (T)"}' style="overflow:hidden;padding:0px 3px 0px 3px;vertical-align:bottom;">Heatstop Opal (T)</td> <td data-sheets-numberformat='{"1":2,"2":"0.00","3":1}' data-sheets-value='{"1":3,"3":1.19}' style="overflow:hidden;padding:0px 3px 0px 3px;vertical-align:bottom;text-align:center;">1.19</td> <td data-sheets-numberformat='{"1":2,"2":"0","3":1}' data-sheets-value='{"1":3,"3":20.09}' style="overflow:hidden;padding:0px 3px 0px 3px;vertical-align:bottom;text-align:center;">20</td> <td data-sheets-numberformat='{"1":2,"2":"0","3":1}' data-sheets-value='{"1":3,"3":38.940000000000005}' style="overflow:hidden;padding:0px 3px 0px 3px;vertical-align:bottom;text-align:center;">39</td> <td data-sheets-value='{"1":3,"3":24}' style="border-right:1px solid #000000;overflow:hidden;padding:0px 3px 0px 3px;vertical-align:bottom;text-align:center;">24</td> </tr> <tr style="height:20px;"> <td data-sheets-value='{"1":2,"2":"Heatstop PC"}' style="border-left:1px solid #000000;overflow:hidden;padding:0px 3px 0px 3px;vertical-align:bottom;">Heatstop PC</td> <td data-sheets-value='{"1":2,"2":"DW"}' style="overflow:hidden;padding:0px 3px 0px 3px;vertical-align:bottom;">DW</td> <td data-sheets-value='{"1":2,"2":"Clear (T/H)"}' style="overflow:hidden;padding:0px 3px 0px 3px;vertical-align:bottom;">Clear (T/H)</td> <td data-sheets-numberformat='{"1":2,"2":"0.00","3":1}' data-sheets-value='{"1":3,"3":0.98}' style="overflow:hidden;padding:0px 3px 0px 3px;vertical-align:bottom;text-align:center;">0.98</td> <td data-sheets-numberformat='{"1":2,"2":"0","3":1}' data-sheets-value='{"1":3,"3":18.04}' style="overflow:hidden;padding:0px 3px 0px 3px;vertical-align:bottom;text-align:center;">18</td> <td data-sheets-numberformat='{"1":2,"2":"0","3":1}' data-sheets-value='{"1":3,"3":33.660000000000004}' style="overflow:hidden;padding:0px 3px 0px 3px;vertical-align:bottom;text-align:center;">34</td> <td data-sheets-value='{"1":3,"3":26}' style="border-right:1px solid #000000;overflow:hidden;padding:0px 3px 0px 3px;vertical-align:bottom;text-align:center;">26</td> </tr> <tr style="height:20px;"> <td style="border-bottom:1px solid #000000;border-left:1px solid #000000;overflow:hidden;padding:0px 3px 0px 3px;vertical-align:bottom;"></td> <td style="border-bottom:1px solid #000000;overflow:hidden;padding:0px 3px 0px 3px;vertical-align:bottom;"></td> <td data-sheets-value='{"1":2,"2":"Opal (T/O)"}' style="border-bottom:1px solid #000000;overflow:hidden;padding:0px 3px 0px 3px;vertical-align:bottom;">Opal (T/O)</td> <td data-sheets-numberformat='{"1":2,"2":"0.00","3":1}' data-sheets-value='{"1":3,"3":0.98}' style="border-bottom:1px solid #000000;overflow:hidden;padding:0px 3px 0px 3px;vertical-align:bottom;text-align:center;">0.98</td> <td data-sheets-numberformat='{"1":2,"2":"0","3":1}' data-sheets-value='{"1":3,"3":16.81}' style="border-bottom:1px solid #000000;overflow:hidden;padding:0px 3px 0px 3px;vertical-align:bottom;text-align:center;">17</td> <td data-sheets-numberformat='{"1":2,"2":"0","3":1}' data-sheets-value='{"1":3,"3":29.700000000000003}' style="border-bottom:1px solid #000000;overflow:hidden;padding:0px 3px 0px 3px;vertical-align:bottom;text-align:center;">30</td> <td data-sheets-value='{"1":3,"3":26}' style="border-right:1px solid #000000;border-bottom:1px solid #000000;overflow:hidden;padding:0px 3px 0px 3px;vertical-align:bottom;text-align:center;">26</td> </tr> </tbody></table> | skylux-160-ce-met-koepel-en-pvc-opstand-16-00-met-lm-motor-en-pvc-raam-type-ep25-1400-x-1400-mm | 8586025238861 | 46872335352141
Smoke and heat exhaust (SHEV) | SHE system | Skylux | Skylux 160° CE with skylight and PVC curb 16/00 with LM-actuator and PVC frame type EP25 1450 x 1700 mm |  | 50304 | 5412970503040 | 6094.8 | Yes | 30-45 | 96.7 | 1450 x 1700 mm | 1700 | 1450 |  | PVC 16/00 (16 cm high & roof opening = daylight size) | Rectangular | 1.19 W/m²K - 0.98 W/m²K | 57% - 30% | 37% - 17% | 24dB - 26dB | 160° CE (for industry) | PVC frame EP25 | without spoiler | E | Single actuator | Maximum double-walled skylight possible for this product | Ut-value LT-value g-value Rw-value EN 1873 : 2014 EN ISO 13468 EN 16153 EN 410 EN 410 EN ISO 140-3 Material Walls Shells (W/m²K) (%) (%) (dB) Acrylic EW Clear (H) 1.19 37 57 24 PMMA Opal (O) 1.19 34 50 24 DW Clear (H/H) 0.98 33 50 26 Opal (O/O) 0.98 28 38 26 Polycarbonate EW Clear (A) 1.19 36 55 24 PC Opal (D) 1.19 24 40 24 DW Clear (A/H) 0.98 32 48 26 Clear (A/A) 0.98 32 46 26 Opal (A/O) 0.98 30 42 26 Opal (A/D) 0.98 21 33 26 Polycarbonate EW Heatstop Opal (T) 1.19 20 39 24 Heatstop PC DW Clear (T/H) 0.98 18 34 26 Opal (T/O) 0.98 17 30 26 | https://skylux.eu/en/products/skylux-160-ce-met-koepel-en-pvc-opstand-16-00-met-lm-motor-en-pvc-raam-type-ep25-1450-x-1700-mm | https://skylux.eu/cdn/shop/files/Skylux-160deg-CE-met-koepel-en-pvc-opstand-1600-met-LM-motor-en-pvc-raam-type-EP25-1450-x-1700-mm-RWA-systeem.jpg?v=1702979769&width=1600 | https://skylux.eu/cdn/shop/files/e5a82811-1bb0-48e4-a776-cacb59c7c092_6d55356c-b924-4974-b745-83357893aeea.jpg?v=1688550974&width=1600 | //skylux.eu/cdn/shop/files/E_MH_Mounting_instructions_Skylux_160_CE_LM.pdf?v=12406716259046007223 | //skylux.eu/cdn/shop/files/E_TD_Technical_File_Skylux_Skylux_160_CE_Electric.pdf?v=3667116872303399239 | <style type="text/css" id="isPasted"><!--td {border: 1px solid #cccccc;}br {mso-data-placement:same-cell;}--></style><table border="1" cellpadding="0" cellspacing="0" dir="ltr" style="table-layout:fixed;font-size:10pt;font-family:Arial;border-collapse:collapse;border:none;"><tbody> <tr style="height:20px;"> <td style="overflow:hidden;padding:0px 3px 0px 3px;vertical-align:bottom;"></td> <td style="overflow:hidden;padding:0px 3px 0px 3px;vertical-align:bottom;"></td> <td style="overflow:hidden;padding:0px 3px 0px 3px;vertical-align:bottom;"></td> <td data-sheets-value='{"1":2,"2":"Ut-value"}' style="overflow:hidden;padding:0px 3px 0px 3px;vertical-align:bottom;font-weight:bold;text-align:center;">Ut-value</td> <td data-sheets-value='{"1":2,"2":"LT-value"}' style="overflow:hidden;padding:0px 3px 0px 3px;vertical-align:bottom;font-weight:bold;text-align:center;">LT-value</td> <td data-sheets-value='{"1":2,"2":"g-value"}' style="overflow:hidden;padding:0px 3px 0px 3px;vertical-align:bottom;font-weight:bold;text-align:center;">g-value</td> <td data-sheets-value='{"1":2,"2":"Rw-value "}' style="overflow:hidden;padding:0px 3px 0px 3px;vertical-align:bottom;font-weight:bold;text-align:center;">Rw-value </td> </tr> <tr style="height:20px;"> <td style="overflow:hidden;padding:0px 3px 0px 3px;vertical-align:bottom;"></td> <td style="overflow:hidden;padding:0px 3px 0px 3px;vertical-align:bottom;"></td> <td style="overflow:hidden;padding:0px 3px 0px 3px;vertical-align:bottom;"></td> <td data-sheets-numberformat='{"1":2,"2":"0.00","3":1}' data-sheets-value='{"1":2,"2":"EN 1873 : 2014"}' style="overflow:hidden;padding:0px 3px 0px 3px;vertical-align:bottom;text-align:center;">EN 1873 : 2014</td> <td data-sheets-numberformat='{"1":2,"2":"0","3":1}' data-sheets-value='{"1":2,"2":"EN ISO 13468 EN 16153 EN 410"}' style="overflow:hidden;padding:0px 3px 0px 3px;vertical-align:bottom;text-align:center;">EN ISO 13468 EN 16153 EN 410</td> <td data-sheets-numberformat='{"1":2,"2":"0","3":1}' data-sheets-value='{"1":2,"2":"EN 410"}' style="overflow:hidden;padding:0px 3px 0px 3px;vertical-align:bottom;text-align:center;">EN 410</td> <td data-sheets-value='{"1":2,"2":"EN ISO 140-3\t\t"}' style="overflow:hidden;padding:0px 3px 0px 3px;vertical-align:bottom;text-align:center;">EN ISO 140-3 </td> </tr> <tr style="height:20px;"> <td data-sheets-value='{"1":2,"2":"Material"}' style="border-bottom:1px solid #000000;overflow:hidden;padding:0px 3px 0px 3px;vertical-align:bottom;background-color:#000000;font-weight:bold;color:#ffffff;">Material</td> <td data-sheets-value='{"1":2,"2":"Walls"}' style="border-bottom:1px solid #000000;overflow:hidden;padding:0px 3px 0px 3px;vertical-align:bottom;background-color:#000000;font-weight:bold;color:#ffffff;">Walls</td> <td data-sheets-value='{"1":2,"2":"Shells"}' style="border-bottom:1px solid #000000;overflow:hidden;padding:0px 3px 0px 3px;vertical-align:bottom;background-color:#000000;font-weight:bold;color:#ffffff;">Shells</td> <td data-sheets-numberformat='{"1":2,"2":"0.00","3":1}' data-sheets-value='{"1":2,"2":"(W/m²K)\t"}' style="border-bottom:1px solid #000000;overflow:hidden;padding:0px 3px 0px 3px;vertical-align:bottom;background-color:#000000;font-weight:bold;color:#ffffff;text-align:center;">(W/m²K) </td> <td data-sheets-numberformat='{"1":2,"2":"0","3":1}' data-sheets-value='{"1":2,"2":"(%)"}' style="border-bottom:1px solid #000000;overflow:hidden;padding:0px 3px 0px 3px;vertical-align:bottom;background-color:#000000;font-weight:bold;color:#ffffff;text-align:center;">(%)</td> <td data-sheets-numberformat='{"1":2,"2":"0","3":1}' data-sheets-value='{"1":2,"2":"(%)"}' style="border-bottom:1px solid #000000;overflow:hidden;padding:0px 3px 0px 3px;vertical-align:bottom;background-color:#000000;font-weight:bold;color:#ffffff;text-align:center;">(%)</td> <td data-sheets-value='{"1":2,"2":"(dB)"}' style="border-bottom:1px solid #000000;overflow:hidden;padding:0px 3px 0px 3px;vertical-align:bottom;background-color:#000000;font-weight:bold;color:#ffffff;text-align:center;">(dB)</td> </tr> <tr style="height:20px;"> <td data-sheets-value='{"1":2,"2":"Acrylic"}' style="border-left:1px solid #000000;overflow:hidden;padding:0px 3px 0px 3px;vertical-align:bottom;">Acrylic</td> <td data-sheets-value='{"1":2,"2":"EW"}' style="overflow:hidden;padding:0px 3px 0px 3px;vertical-align:bottom;">EW</td> <td data-sheets-value='{"1":2,"2":"Clear (H)"}' style="overflow:hidden;padding:0px 3px 0px 3px;vertical-align:bottom;">Clear (H)</td> <td data-sheets-numberformat='{"1":2,"2":"0.00","3":1}' data-sheets-value='{"1":3,"3":1.19}' style="overflow:hidden;padding:0px 3px 0px 3px;vertical-align:bottom;text-align:center;">1.19</td> <td data-sheets-numberformat='{"1":2,"2":"0","3":1}' data-sheets-value='{"1":3,"3":36.9}' style="overflow:hidden;padding:0px 3px 0px 3px;vertical-align:bottom;text-align:center;">37</td> <td data-sheets-numberformat='{"1":2,"2":"0","3":1}' data-sheets-value='{"1":3,"3":57.42}' style="overflow:hidden;padding:0px 3px 0px 3px;vertical-align:bottom;text-align:center;">57</td> <td data-sheets-value='{"1":3,"3":24}' style="border-right:1px solid #000000;overflow:hidden;padding:0px 3px 0px 3px;vertical-align:bottom;text-align:center;">24</td> </tr> <tr style="height:20px;"> <td data-sheets-value='{"1":2,"2":"PMMA"}' style="border-left:1px solid #000000;overflow:hidden;padding:0px 3px 0px 3px;vertical-align:bottom;">PMMA</td> <td style="overflow:hidden;padding:0px 3px 0px 3px;vertical-align:bottom;"></td> <td data-sheets-value='{"1":2,"2":"Opal (O)"}' style="overflow:hidden;padding:0px 3px 0px 3px;vertical-align:bottom;">Opal (O)</td> <td data-sheets-numberformat='{"1":2,"2":"0.00","3":1}' data-sheets-value='{"1":3,"3":1.19}' style="overflow:hidden;padding:0px 3px 0px 3px;vertical-align:bottom;text-align:center;">1.19</td> <td data-sheets-numberformat='{"1":2,"2":"0","3":1}' data-sheets-value='{"1":3,"3":34.03}' style="overflow:hidden;padding:0px 3px 0px 3px;vertical-align:bottom;text-align:center;">34</td> <td data-sheets-numberformat='{"1":2,"2":"0","3":1}' data-sheets-value='{"1":3,"3":50.160000000000004}' style="overflow:hidden;padding:0px 3px 0px 3px;vertical-align:bottom;text-align:center;">50</td> <td data-sheets-value='{"1":3,"3":24}' style="border-right:1px solid #000000;overflow:hidden;padding:0px 3px 0px 3px;vertical-align:bottom;text-align:center;">24</td> </tr> <tr style="height:20px;"> <td style="border-left:1px solid #000000;overflow:hidden;padding:0px 3px 0px 3px;vertical-align:bottom;"></td> <td data-sheets-value='{"1":2,"2":"DW"}' style="overflow:hidden;padding:0px 3px 0px 3px;vertical-align:bottom;">DW</td> <td data-sheets-value='{"1":2,"2":"Clear (H/H)"}' style="overflow:hidden;padding:0px 3px 0px 3px;vertical-align:bottom;">Clear (H/H)</td> <td data-sheets-numberformat='{"1":2,"2":"0.00","3":1}' data-sheets-value='{"1":3,"3":0.98}' style="overflow:hidden;padding:0px 3px 0px 3px;vertical-align:bottom;text-align:center;">0.98</td> <td data-sheets-numberformat='{"1":2,"2":"0","3":1}' data-sheets-value='{"1":3,"3":33.21}' style="overflow:hidden;padding:0px 3px 0px 3px;vertical-align:bottom;text-align:center;">33</td> <td data-sheets-numberformat='{"1":2,"2":"0","3":1}' data-sheets-value='{"1":3,"3":49.5}' style="overflow:hidden;padding:0px 3px 0px 3px;vertical-align:bottom;text-align:center;">50</td> <td data-sheets-value='{"1":3,"3":26}' style="border-right:1px solid #000000;overflow:hidden;padding:0px 3px 0px 3px;vertical-align:bottom;text-align:center;">26</td> </tr> <tr style="height:20px;"> <td style="border-bottom:1px solid #000000;border-left:1px solid #000000;overflow:hidden;padding:0px 3px 0px 3px;vertical-align:bottom;"></td> <td style="border-bottom:1px solid #000000;overflow:hidden;padding:0px 3px 0px 3px;vertical-align:bottom;"></td> <td data-sheets-value='{"1":2,"2":"Opal (O/O)"}' style="border-bottom:1px solid #000000;overflow:hidden;padding:0px 3px 0px 3px;vertical-align:bottom;">Opal (O/O)</td> <td data-sheets-numberformat='{"1":2,"2":"0.00","3":1}' data-sheets-value='{"1":3,"3":0.98}' style="border-bottom:1px solid #000000;overflow:hidden;padding:0px 3px 0px 3px;vertical-align:bottom;text-align:center;">0.98</td> <td data-sheets-numberformat='{"1":2,"2":"0","3":1}' data-sheets-value='{"1":3,"3":28.29}' style="border-bottom:1px solid #000000;overflow:hidden;padding:0px 3px 0px 3px;vertical-align:bottom;text-align:center;">28</td> <td data-sheets-numberformat='{"1":2,"2":"0","3":1}' data-sheets-value='{"1":3,"3":38.28}' style="border-bottom:1px solid #000000;overflow:hidden;padding:0px 3px 0px 3px;vertical-align:bottom;text-align:center;">38</td> <td data-sheets-value='{"1":3,"3":26}' style="border-right:1px solid #000000;border-bottom:1px solid #000000;overflow:hidden;padding:0px 3px 0px 3px;vertical-align:bottom;text-align:center;">26</td> </tr> <tr style="height:20px;"> <td data-sheets-value='{"1":2,"2":"Polycarbonate "}' style="border-left:1px solid #000000;overflow:hidden;padding:0px 3px 0px 3px;vertical-align:bottom;">Polycarbonate </td> <td data-sheets-value='{"1":2,"2":"EW"}' style="overflow:hidden;padding:0px 3px 0px 3px;vertical-align:bottom;">EW</td> <td data-sheets-value='{"1":2,"2":"Clear (A)"}' style="overflow:hidden;padding:0px 3px 0px 3px;vertical-align:bottom;">Clear (A)</td> <td data-sheets-numberformat='{"1":2,"2":"0.00","3":1}' data-sheets-value='{"1":3,"3":1.19}' style="overflow:hidden;padding:0px 3px 0px 3px;vertical-align:bottom;text-align:center;">1.19</td> <td data-sheets-numberformat='{"1":2,"2":"0","3":1}' data-sheets-value='{"1":3,"3":36.08}' style="overflow:hidden;padding:0px 3px 0px 3px;vertical-align:bottom;text-align:center;">36</td> <td data-sheets-numberformat='{"1":2,"2":"0","3":1}' data-sheets-value='{"1":3,"3":54.78}' style="overflow:hidden;padding:0px 3px 0px 3px;vertical-align:bottom;text-align:center;">55</td> <td data-sheets-value='{"1":3,"3":24}' style="border-right:1px solid #000000;overflow:hidden;padding:0px 3px 0px 3px;vertical-align:bottom;text-align:center;">24</td> </tr> <tr style="height:20px;"> <td data-sheets-value='{"1":2,"2":"PC"}' style="border-left:1px solid #000000;overflow:hidden;padding:0px 3px 0px 3px;vertical-align:bottom;">PC</td> <td style="overflow:hidden;padding:0px 3px 0px 3px;vertical-align:bottom;"></td> <td data-sheets-value='{"1":2,"2":"Opal (D)"}' style="overflow:hidden;padding:0px 3px 0px 3px;vertical-align:bottom;">Opal (D)</td> <td data-sheets-numberformat='{"1":2,"2":"0.00","3":1}' data-sheets-value='{"1":3,"3":1.19}' style="overflow:hidden;padding:0px 3px 0px 3px;vertical-align:bottom;text-align:center;">1.19</td> <td data-sheets-numberformat='{"1":2,"2":"0","3":1}' data-sheets-value='{"1":3,"3":23.779999999999998}' style="overflow:hidden;padding:0px 3px 0px 3px;vertical-align:bottom;text-align:center;">24</td> <td data-sheets-numberformat='{"1":2,"2":"0","3":1}' data-sheets-value='{"1":3,"3":39.6}' style="overflow:hidden;padding:0px 3px 0px 3px;vertical-align:bottom;text-align:center;">40</td> <td data-sheets-value='{"1":3,"3":24}' style="border-right:1px solid #000000;overflow:hidden;padding:0px 3px 0px 3px;vertical-align:bottom;text-align:center;">24</td> </tr> <tr style="height:20px;"> <td style="border-left:1px solid #000000;overflow:hidden;padding:0px 3px 0px 3px;vertical-align:bottom;"></td> <td data-sheets-value='{"1":2,"2":"DW"}' style="overflow:hidden;padding:0px 3px 0px 3px;vertical-align:bottom;">DW</td> <td data-sheets-value='{"1":2,"2":"Clear (A/H)"}' style="overflow:hidden;padding:0px 3px 0px 3px;vertical-align:bottom;">Clear (A/H)</td> <td data-sheets-numberformat='{"1":2,"2":"0.00","3":1}' data-sheets-value='{"1":3,"3":0.98}' style="overflow:hidden;padding:0px 3px 0px 3px;vertical-align:bottom;text-align:center;">0.98</td> <td data-sheets-numberformat='{"1":2,"2":"0","3":1}' data-sheets-value='{"1":3,"3":32.39}' style="overflow:hidden;padding:0px 3px 0px 3px;vertical-align:bottom;text-align:center;">32</td> <td data-sheets-numberformat='{"1":2,"2":"0","3":1}' data-sheets-value='{"1":3,"3":47.52}' style="overflow:hidden;padding:0px 3px 0px 3px;vertical-align:bottom;text-align:center;">48</td> <td data-sheets-value='{"1":3,"3":26}' style="border-right:1px solid #000000;overflow:hidden;padding:0px 3px 0px 3px;vertical-align:bottom;text-align:center;">26</td> </tr> <tr style="height:20px;"> <td style="border-left:1px solid #000000;overflow:hidden;padding:0px 3px 0px 3px;vertical-align:bottom;"></td> <td style="overflow:hidden;padding:0px 3px 0px 3px;vertical-align:bottom;"></td> <td data-sheets-value='{"1":2,"2":"Clear (A/A)"}' style="overflow:hidden;padding:0px 3px 0px 3px;vertical-align:bottom;">Clear (A/A)</td> <td data-sheets-numberformat='{"1":2,"2":"0.00","3":1}' data-sheets-value='{"1":3,"3":0.98}' style="overflow:hidden;padding:0px 3px 0px 3px;vertical-align:bottom;text-align:center;">0.98</td> <td data-sheets-numberformat='{"1":2,"2":"0","3":1}' data-sheets-value='{"1":3,"3":31.569999999999997}' style="overflow:hidden;padding:0px 3px 0px 3px;vertical-align:bottom;text-align:center;">32</td> <td data-sheets-numberformat='{"1":2,"2":"0","3":1}' data-sheets-value='{"1":3,"3":45.54}' style="overflow:hidden;padding:0px 3px 0px 3px;vertical-align:bottom;text-align:center;">46</td> <td data-sheets-value='{"1":3,"3":26}' style="border-right:1px solid #000000;overflow:hidden;padding:0px 3px 0px 3px;vertical-align:bottom;text-align:center;">26</td> </tr> <tr style="height:20px;"> <td style="border-left:1px solid #000000;overflow:hidden;padding:0px 3px 0px 3px;vertical-align:bottom;"></td> <td style="overflow:hidden;padding:0px 3px 0px 3px;vertical-align:bottom;"></td> <td data-sheets-value='{"1":2,"2":"Opal (A/O)"}' style="overflow:hidden;padding:0px 3px 0px 3px;vertical-align:bottom;">Opal (A/O)</td> <td data-sheets-numberformat='{"1":2,"2":"0.00","3":1}' data-sheets-value='{"1":3,"3":0.98}' style="overflow:hidden;padding:0px 3px 0px 3px;vertical-align:bottom;text-align:center;">0.98</td> <td data-sheets-numberformat='{"1":2,"2":"0","3":1}' data-sheets-value='{"1":3,"3":29.93}' style="overflow:hidden;padding:0px 3px 0px 3px;vertical-align:bottom;text-align:center;">30</td> <td data-sheets-numberformat='{"1":2,"2":"0","3":1}' data-sheets-value='{"1":3,"3":41.580000000000005}' style="overflow:hidden;padding:0px 3px 0px 3px;vertical-align:bottom;text-align:center;">42</td> <td data-sheets-value='{"1":3,"3":26}' style="border-right:1px solid #000000;overflow:hidden;padding:0px 3px 0px 3px;vertical-align:bottom;text-align:center;">26</td> </tr> <tr style="height:20px;"> <td style="border-bottom:1px solid #000000;border-left:1px solid #000000;overflow:hidden;padding:0px 3px 0px 3px;vertical-align:bottom;"></td> <td style="border-bottom:1px solid #000000;overflow:hidden;padding:0px 3px 0px 3px;vertical-align:bottom;"></td> <td data-sheets-value='{"1":2,"2":"Opal (A/D)"}' style="border-bottom:1px solid #000000;overflow:hidden;padding:0px 3px 0px 3px;vertical-align:bottom;">Opal (A/D)</td> <td data-sheets-numberformat='{"1":2,"2":"0.00","3":1}' data-sheets-value='{"1":3,"3":0.98}' style="border-bottom:1px solid #000000;overflow:hidden;padding:0px 3px 0px 3px;vertical-align:bottom;text-align:center;">0.98</td> <td data-sheets-numberformat='{"1":2,"2":"0","3":1}' data-sheets-value='{"1":3,"3":20.91}' style="border-bottom:1px solid #000000;overflow:hidden;padding:0px 3px 0px 3px;vertical-align:bottom;text-align:center;">21</td> <td data-sheets-numberformat='{"1":2,"2":"0","3":1}' data-sheets-value='{"1":3,"3":33}' style="border-bottom:1px solid #000000;overflow:hidden;padding:0px 3px 0px 3px;vertical-align:bottom;text-align:center;">33</td> <td data-sheets-value='{"1":3,"3":26}' style="border-right:1px solid #000000;border-bottom:1px solid #000000;overflow:hidden;padding:0px 3px 0px 3px;vertical-align:bottom;text-align:center;">26</td> </tr> <tr style="height:20px;"> <td data-sheets-value='{"1":2,"2":"Polycarbonate"}' style="border-left:1px solid #000000;overflow:hidden;padding:0px 3px 0px 3px;vertical-align:bottom;">Polycarbonate</td> <td data-sheets-value='{"1":2,"2":"EW"}' style="overflow:hidden;padding:0px 3px 0px 3px;vertical-align:bottom;">EW</td> <td data-sheets-value='{"1":2,"2":"Heatstop Opal (T)"}' style="overflow:hidden;padding:0px 3px 0px 3px;vertical-align:bottom;">Heatstop Opal (T)</td> <td data-sheets-numberformat='{"1":2,"2":"0.00","3":1}' data-sheets-value='{"1":3,"3":1.19}' style="overflow:hidden;padding:0px 3px 0px 3px;vertical-align:bottom;text-align:center;">1.19</td> <td data-sheets-numberformat='{"1":2,"2":"0","3":1}' data-sheets-value='{"1":3,"3":20.09}' style="overflow:hidden;padding:0px 3px 0px 3px;vertical-align:bottom;text-align:center;">20</td> <td data-sheets-numberformat='{"1":2,"2":"0","3":1}' data-sheets-value='{"1":3,"3":38.940000000000005}' style="overflow:hidden;padding:0px 3px 0px 3px;vertical-align:bottom;text-align:center;">39</td> <td data-sheets-value='{"1":3,"3":24}' style="border-right:1px solid #000000;overflow:hidden;padding:0px 3px 0px 3px;vertical-align:bottom;text-align:center;">24</td> </tr> <tr style="height:20px;"> <td data-sheets-value='{"1":2,"2":"Heatstop PC"}' style="border-left:1px solid #000000;overflow:hidden;padding:0px 3px 0px 3px;vertical-align:bottom;">Heatstop PC</td> <td data-sheets-value='{"1":2,"2":"DW"}' style="overflow:hidden;padding:0px 3px 0px 3px;vertical-align:bottom;">DW</td> <td data-sheets-value='{"1":2,"2":"Clear (T/H)"}' style="overflow:hidden;padding:0px 3px 0px 3px;vertical-align:bottom;">Clear (T/H)</td> <td data-sheets-numberformat='{"1":2,"2":"0.00","3":1}' data-sheets-value='{"1":3,"3":0.98}' style="overflow:hidden;padding:0px 3px 0px 3px;vertical-align:bottom;text-align:center;">0.98</td> <td data-sheets-numberformat='{"1":2,"2":"0","3":1}' data-sheets-value='{"1":3,"3":18.04}' style="overflow:hidden;padding:0px 3px 0px 3px;vertical-align:bottom;text-align:center;">18</td> <td data-sheets-numberformat='{"1":2,"2":"0","3":1}' data-sheets-value='{"1":3,"3":33.660000000000004}' style="overflow:hidden;padding:0px 3px 0px 3px;vertical-align:bottom;text-align:center;">34</td> <td data-sheets-value='{"1":3,"3":26}' style="border-right:1px solid #000000;overflow:hidden;padding:0px 3px 0px 3px;vertical-align:bottom;text-align:center;">26</td> </tr> <tr style="height:20px;"> <td style="border-bottom:1px solid #000000;border-left:1px solid #000000;overflow:hidden;padding:0px 3px 0px 3px;vertical-align:bottom;"></td> <td style="border-bottom:1px solid #000000;overflow:hidden;padding:0px 3px 0px 3px;vertical-align:bottom;"></td> <td data-sheets-value='{"1":2,"2":"Opal (T/O)"}' style="border-bottom:1px solid #000000;overflow:hidden;padding:0px 3px 0px 3px;vertical-align:bottom;">Opal (T/O)</td> <td data-sheets-numberformat='{"1":2,"2":"0.00","3":1}' data-sheets-value='{"1":3,"3":0.98}' style="border-bottom:1px solid #000000;overflow:hidden;padding:0px 3px 0px 3px;vertical-align:bottom;text-align:center;">0.98</td> <td data-sheets-numberformat='{"1":2,"2":"0","3":1}' data-sheets-value='{"1":3,"3":16.81}' style="border-bottom:1px solid #000000;overflow:hidden;padding:0px 3px 0px 3px;vertical-align:bottom;text-align:center;">17</td> <td data-sheets-numberformat='{"1":2,"2":"0","3":1}' data-sheets-value='{"1":3,"3":29.700000000000003}' style="border-bottom:1px solid #000000;overflow:hidden;padding:0px 3px 0px 3px;vertical-align:bottom;text-align:center;">30</td> <td data-sheets-value='{"1":3,"3":26}' style="border-right:1px solid #000000;border-bottom:1px solid #000000;overflow:hidden;padding:0px 3px 0px 3px;vertical-align:bottom;text-align:center;">26</td> </tr> </tbody></table> | skylux-160-ce-met-koepel-en-pvc-opstand-16-00-met-lm-motor-en-pvc-raam-type-ep25-1450-x-1700-mm | 8586025304397 | 46872335450445
Smoke and heat exhaust (SHEV) | SHE system | Skylux | Skylux 160° CE with skylight and PVC curb 16/00 with LM-actuator and PVC frame type EP25 1500 x 1500 mm |  | 50305 | 5412970503057 | 5684.6 | Yes | 30-45 | 92.97 | 1500 x 1500 mm | 1500 | 1500 |  | PVC 16/00 (16 cm high & roof opening = daylight size) | Square | 1.19 W/m²K - 0.98 W/m²K | 57% - 30% | 37% - 17% | 24dB - 26dB | 160° CE (for industry) | PVC frame EP25 | without spoiler | E | Single actuator | Maximum double-walled skylight possible for this product | Ut-value LT-value g-value Rw-value EN 1873 : 2014 EN ISO 13468 EN 16153 EN 410 EN 410 EN ISO 140-3 Material Walls Shells (W/m²K) (%) (%) (dB) Acrylic EW Clear (H) 1.19 37 57 24 PMMA Opal (O) 1.19 34 50 24 DW Clear (H/H) 0.98 33 50 26 Opal (O/O) 0.98 28 38 26 Polycarbonate EW Clear (A) 1.19 36 55 24 PC Opal (D) 1.19 24 40 24 DW Clear (A/H) 0.98 32 48 26 Clear (A/A) 0.98 32 46 26 Opal (A/O) 0.98 30 42 26 Opal (A/D) 0.98 21 33 26 Polycarbonate EW Heatstop Opal (T) 1.19 20 39 24 Heatstop PC DW Clear (T/H) 0.98 18 34 26 Opal (T/O) 0.98 17 30 26 | https://skylux.eu/en/products/skylux-160-ce-met-koepel-en-pvc-opstand-16-00-met-lm-motor-en-pvc-raam-type-ep25-1500-x-1500-mm | https://skylux.eu/cdn/shop/files/Skylux-160deg-CE-met-koepel-en-pvc-opstand-1600-met-LM-motor-en-pvc-raam-type-EP25-1500-x-1500-mm-RWA-systeem.jpg?v=1702979775&width=1600 | https://skylux.eu/cdn/shop/files/e5a82811-1bb0-48e4-a776-cacb59c7c092_b8ff0b0d-b754-428a-8bb0-605a048467df.jpg?v=1688550975&width=1600 | //skylux.eu/cdn/shop/files/E_MH_Mounting_instructions_Skylux_160_CE_LM.pdf?v=12406716259046007223 | //skylux.eu/cdn/shop/files/E_TD_Technical_File_Skylux_Skylux_160_CE_Electric.pdf?v=3667116872303399239 | <style type="text/css" id="isPasted"><!--td {border: 1px solid #cccccc;}br {mso-data-placement:same-cell;}--></style><table border="1" cellpadding="0" cellspacing="0" dir="ltr" style="table-layout:fixed;font-size:10pt;font-family:Arial;border-collapse:collapse;border:none;"><tbody> <tr style="height:20px;"> <td style="overflow:hidden;padding:0px 3px 0px 3px;vertical-align:bottom;"></td> <td style="overflow:hidden;padding:0px 3px 0px 3px;vertical-align:bottom;"></td> <td style="overflow:hidden;padding:0px 3px 0px 3px;vertical-align:bottom;"></td> <td data-sheets-value='{"1":2,"2":"Ut-value"}' style="overflow:hidden;padding:0px 3px 0px 3px;vertical-align:bottom;font-weight:bold;text-align:center;">Ut-value</td> <td data-sheets-value='{"1":2,"2":"LT-value"}' style="overflow:hidden;padding:0px 3px 0px 3px;vertical-align:bottom;font-weight:bold;text-align:center;">LT-value</td> <td data-sheets-value='{"1":2,"2":"g-value"}' style="overflow:hidden;padding:0px 3px 0px 3px;vertical-align:bottom;font-weight:bold;text-align:center;">g-value</td> <td data-sheets-value='{"1":2,"2":"Rw-value "}' style="overflow:hidden;padding:0px 3px 0px 3px;vertical-align:bottom;font-weight:bold;text-align:center;">Rw-value </td> </tr> <tr style="height:20px;"> <td style="overflow:hidden;padding:0px 3px 0px 3px;vertical-align:bottom;"></td> <td style="overflow:hidden;padding:0px 3px 0px 3px;vertical-align:bottom;"></td> <td style="overflow:hidden;padding:0px 3px 0px 3px;vertical-align:bottom;"></td> <td data-sheets-numberformat='{"1":2,"2":"0.00","3":1}' data-sheets-value='{"1":2,"2":"EN 1873 : 2014"}' style="overflow:hidden;padding:0px 3px 0px 3px;vertical-align:bottom;text-align:center;">EN 1873 : 2014</td> <td data-sheets-numberformat='{"1":2,"2":"0","3":1}' data-sheets-value='{"1":2,"2":"EN ISO 13468 EN 16153 EN 410"}' style="overflow:hidden;padding:0px 3px 0px 3px;vertical-align:bottom;text-align:center;">EN ISO 13468 EN 16153 EN 410</td> <td data-sheets-numberformat='{"1":2,"2":"0","3":1}' data-sheets-value='{"1":2,"2":"EN 410"}' style="overflow:hidden;padding:0px 3px 0px 3px;vertical-align:bottom;text-align:center;">EN 410</td> <td data-sheets-value='{"1":2,"2":"EN ISO 140-3\t\t"}' style="overflow:hidden;padding:0px 3px 0px 3px;vertical-align:bottom;text-align:center;">EN ISO 140-3 </td> </tr> <tr style="height:20px;"> <td data-sheets-value='{"1":2,"2":"Material"}' style="border-bottom:1px solid #000000;overflow:hidden;padding:0px 3px 0px 3px;vertical-align:bottom;background-color:#000000;font-weight:bold;color:#ffffff;">Material</td> <td data-sheets-value='{"1":2,"2":"Walls"}' style="border-bottom:1px solid #000000;overflow:hidden;padding:0px 3px 0px 3px;vertical-align:bottom;background-color:#000000;font-weight:bold;color:#ffffff;">Walls</td> <td data-sheets-value='{"1":2,"2":"Shells"}' style="border-bottom:1px solid #000000;overflow:hidden;padding:0px 3px 0px 3px;vertical-align:bottom;background-color:#000000;font-weight:bold;color:#ffffff;">Shells</td> <td data-sheets-numberformat='{"1":2,"2":"0.00","3":1}' data-sheets-value='{"1":2,"2":"(W/m²K)\t"}' style="border-bottom:1px solid #000000;overflow:hidden;padding:0px 3px 0px 3px;vertical-align:bottom;background-color:#000000;font-weight:bold;color:#ffffff;text-align:center;">(W/m²K) </td> <td data-sheets-numberformat='{"1":2,"2":"0","3":1}' data-sheets-value='{"1":2,"2":"(%)"}' style="border-bottom:1px solid #000000;overflow:hidden;padding:0px 3px 0px 3px;vertical-align:bottom;background-color:#000000;font-weight:bold;color:#ffffff;text-align:center;">(%)</td> <td data-sheets-numberformat='{"1":2,"2":"0","3":1}' data-sheets-value='{"1":2,"2":"(%)"}' style="border-bottom:1px solid #000000;overflow:hidden;padding:0px 3px 0px 3px;vertical-align:bottom;background-color:#000000;font-weight:bold;color:#ffffff;text-align:center;">(%)</td> <td data-sheets-value='{"1":2,"2":"(dB)"}' style="border-bottom:1px solid #000000;overflow:hidden;padding:0px 3px 0px 3px;vertical-align:bottom;background-color:#000000;font-weight:bold;color:#ffffff;text-align:center;">(dB)</td> </tr> <tr style="height:20px;"> <td data-sheets-value='{"1":2,"2":"Acrylic"}' style="border-left:1px solid #000000;overflow:hidden;padding:0px 3px 0px 3px;vertical-align:bottom;">Acrylic</td> <td data-sheets-value='{"1":2,"2":"EW"}' style="overflow:hidden;padding:0px 3px 0px 3px;vertical-align:bottom;">EW</td> <td data-sheets-value='{"1":2,"2":"Clear (H)"}' style="overflow:hidden;padding:0px 3px 0px 3px;vertical-align:bottom;">Clear (H)</td> <td data-sheets-numberformat='{"1":2,"2":"0.00","3":1}' data-sheets-value='{"1":3,"3":1.19}' style="overflow:hidden;padding:0px 3px 0px 3px;vertical-align:bottom;text-align:center;">1.19</td> <td data-sheets-numberformat='{"1":2,"2":"0","3":1}' data-sheets-value='{"1":3,"3":36.9}' style="overflow:hidden;padding:0px 3px 0px 3px;vertical-align:bottom;text-align:center;">37</td> <td data-sheets-numberformat='{"1":2,"2":"0","3":1}' data-sheets-value='{"1":3,"3":57.42}' style="overflow:hidden;padding:0px 3px 0px 3px;vertical-align:bottom;text-align:center;">57</td> <td data-sheets-value='{"1":3,"3":24}' style="border-right:1px solid #000000;overflow:hidden;padding:0px 3px 0px 3px;vertical-align:bottom;text-align:center;">24</td> </tr> <tr style="height:20px;"> <td data-sheets-value='{"1":2,"2":"PMMA"}' style="border-left:1px solid #000000;overflow:hidden;padding:0px 3px 0px 3px;vertical-align:bottom;">PMMA</td> <td style="overflow:hidden;padding:0px 3px 0px 3px;vertical-align:bottom;"></td> <td data-sheets-value='{"1":2,"2":"Opal (O)"}' style="overflow:hidden;padding:0px 3px 0px 3px;vertical-align:bottom;">Opal (O)</td> <td data-sheets-numberformat='{"1":2,"2":"0.00","3":1}' data-sheets-value='{"1":3,"3":1.19}' style="overflow:hidden;padding:0px 3px 0px 3px;vertical-align:bottom;text-align:center;">1.19</td> <td data-sheets-numberformat='{"1":2,"2":"0","3":1}' data-sheets-value='{"1":3,"3":34.03}' style="overflow:hidden;padding:0px 3px 0px 3px;vertical-align:bottom;text-align:center;">34</td> <td data-sheets-numberformat='{"1":2,"2":"0","3":1}' data-sheets-value='{"1":3,"3":50.160000000000004}' style="overflow:hidden;padding:0px 3px 0px 3px;vertical-align:bottom;text-align:center;">50</td> <td data-sheets-value='{"1":3,"3":24}' style="border-right:1px solid #000000;overflow:hidden;padding:0px 3px 0px 3px;vertical-align:bottom;text-align:center;">24</td> </tr> <tr style="height:20px;"> <td style="border-left:1px solid #000000;overflow:hidden;padding:0px 3px 0px 3px;vertical-align:bottom;"></td> <td data-sheets-value='{"1":2,"2":"DW"}' style="overflow:hidden;padding:0px 3px 0px 3px;vertical-align:bottom;">DW</td> <td data-sheets-value='{"1":2,"2":"Clear (H/H)"}' style="overflow:hidden;padding:0px 3px 0px 3px;vertical-align:bottom;">Clear (H/H)</td> <td data-sheets-numberformat='{"1":2,"2":"0.00","3":1}' data-sheets-value='{"1":3,"3":0.98}' style="overflow:hidden;padding:0px 3px 0px 3px;vertical-align:bottom;text-align:center;">0.98</td> <td data-sheets-numberformat='{"1":2,"2":"0","3":1}' data-sheets-value='{"1":3,"3":33.21}' style="overflow:hidden;padding:0px 3px 0px 3px;vertical-align:bottom;text-align:center;">33</td> <td data-sheets-numberformat='{"1":2,"2":"0","3":1}' data-sheets-value='{"1":3,"3":49.5}' style="overflow:hidden;padding:0px 3px 0px 3px;vertical-align:bottom;text-align:center;">50</td> <td data-sheets-value='{"1":3,"3":26}' style="border-right:1px solid #000000;overflow:hidden;padding:0px 3px 0px 3px;vertical-align:bottom;text-align:center;">26</td> </tr> <tr style="height:20px;"> <td style="border-bottom:1px solid #000000;border-left:1px solid #000000;overflow:hidden;padding:0px 3px 0px 3px;vertical-align:bottom;"></td> <td style="border-bottom:1px solid #000000;overflow:hidden;padding:0px 3px 0px 3px;vertical-align:bottom;"></td> <td data-sheets-value='{"1":2,"2":"Opal (O/O)"}' style="border-bottom:1px solid #000000;overflow:hidden;padding:0px 3px 0px 3px;vertical-align:bottom;">Opal (O/O)</td> <td data-sheets-numberformat='{"1":2,"2":"0.00","3":1}' data-sheets-value='{"1":3,"3":0.98}' style="border-bottom:1px solid #000000;overflow:hidden;padding:0px 3px 0px 3px;vertical-align:bottom;text-align:center;">0.98</td> <td data-sheets-numberformat='{"1":2,"2":"0","3":1}' data-sheets-value='{"1":3,"3":28.29}' style="border-bottom:1px solid #000000;overflow:hidden;padding:0px 3px 0px 3px;vertical-align:bottom;text-align:center;">28</td> <td data-sheets-numberformat='{"1":2,"2":"0","3":1}' data-sheets-value='{"1":3,"3":38.28}' style="border-bottom:1px solid #000000;overflow:hidden;padding:0px 3px 0px 3px;vertical-align:bottom;text-align:center;">38</td> <td data-sheets-value='{"1":3,"3":26}' style="border-right:1px solid #000000;border-bottom:1px solid #000000;overflow:hidden;padding:0px 3px 0px 3px;vertical-align:bottom;text-align:center;">26</td> </tr> <tr style="height:20px;"> <td data-sheets-value='{"1":2,"2":"Polycarbonate "}' style="border-left:1px solid #000000;overflow:hidden;padding:0px 3px 0px 3px;vertical-align:bottom;">Polycarbonate </td> <td data-sheets-value='{"1":2,"2":"EW"}' style="overflow:hidden;padding:0px 3px 0px 3px;vertical-align:bottom;">EW</td> <td data-sheets-value='{"1":2,"2":"Clear (A)"}' style="overflow:hidden;padding:0px 3px 0px 3px;vertical-align:bottom;">Clear (A)</td> <td data-sheets-numberformat='{"1":2,"2":"0.00","3":1}' data-sheets-value='{"1":3,"3":1.19}' style="overflow:hidden;padding:0px 3px 0px 3px;vertical-align:bottom;text-align:center;">1.19</td> <td data-sheets-numberformat='{"1":2,"2":"0","3":1}' data-sheets-value='{"1":3,"3":36.08}' style="overflow:hidden;padding:0px 3px 0px 3px;vertical-align:bottom;text-align:center;">36</td> <td data-sheets-numberformat='{"1":2,"2":"0","3":1}' data-sheets-value='{"1":3,"3":54.78}' style="overflow:hidden;padding:0px 3px 0px 3px;vertical-align:bottom;text-align:center;">55</td> <td data-sheets-value='{"1":3,"3":24}' style="border-right:1px solid #000000;overflow:hidden;padding:0px 3px 0px 3px;vertical-align:bottom;text-align:center;">24</td> </tr> <tr style="height:20px;"> <td data-sheets-value='{"1":2,"2":"PC"}' style="border-left:1px solid #000000;overflow:hidden;padding:0px 3px 0px 3px;vertical-align:bottom;">PC</td> <td style="overflow:hidden;padding:0px 3px 0px 3px;vertical-align:bottom;"></td> <td data-sheets-value='{"1":2,"2":"Opal (D)"}' style="overflow:hidden;padding:0px 3px 0px 3px;vertical-align:bottom;">Opal (D)</td> <td data-sheets-numberformat='{"1":2,"2":"0.00","3":1}' data-sheets-value='{"1":3,"3":1.19}' style="overflow:hidden;padding:0px 3px 0px 3px;vertical-align:bottom;text-align:center;">1.19</td> <td data-sheets-numberformat='{"1":2,"2":"0","3":1}' data-sheets-value='{"1":3,"3":23.779999999999998}' style="overflow:hidden;padding:0px 3px 0px 3px;vertical-align:bottom;text-align:center;">24</td> <td data-sheets-numberformat='{"1":2,"2":"0","3":1}' data-sheets-value='{"1":3,"3":39.6}' style="overflow:hidden;padding:0px 3px 0px 3px;vertical-align:bottom;text-align:center;">40</td> <td data-sheets-value='{"1":3,"3":24}' style="border-right:1px solid #000000;overflow:hidden;padding:0px 3px 0px 3px;vertical-align:bottom;text-align:center;">24</td> </tr> <tr style="height:20px;"> <td style="border-left:1px solid #000000;overflow:hidden;padding:0px 3px 0px 3px;vertical-align:bottom;"></td> <td data-sheets-value='{"1":2,"2":"DW"}' style="overflow:hidden;padding:0px 3px 0px 3px;vertical-align:bottom;">DW</td> <td data-sheets-value='{"1":2,"2":"Clear (A/H)"}' style="overflow:hidden;padding:0px 3px 0px 3px;vertical-align:bottom;">Clear (A/H)</td> <td data-sheets-numberformat='{"1":2,"2":"0.00","3":1}' data-sheets-value='{"1":3,"3":0.98}' style="overflow:hidden;padding:0px 3px 0px 3px;vertical-align:bottom;text-align:center;">0.98</td> <td data-sheets-numberformat='{"1":2,"2":"0","3":1}' data-sheets-value='{"1":3,"3":32.39}' style="overflow:hidden;padding:0px 3px 0px 3px;vertical-align:bottom;text-align:center;">32</td> <td data-sheets-numberformat='{"1":2,"2":"0","3":1}' data-sheets-value='{"1":3,"3":47.52}' style="overflow:hidden;padding:0px 3px 0px 3px;vertical-align:bottom;text-align:center;">48</td> <td data-sheets-value='{"1":3,"3":26}' style="border-right:1px solid #000000;overflow:hidden;padding:0px 3px 0px 3px;vertical-align:bottom;text-align:center;">26</td> </tr> <tr style="height:20px;"> <td style="border-left:1px solid #000000;overflow:hidden;padding:0px 3px 0px 3px;vertical-align:bottom;"></td> <td style="overflow:hidden;padding:0px 3px 0px 3px;vertical-align:bottom;"></td> <td data-sheets-value='{"1":2,"2":"Clear (A/A)"}' style="overflow:hidden;padding:0px 3px 0px 3px;vertical-align:bottom;">Clear (A/A)</td> <td data-sheets-numberformat='{"1":2,"2":"0.00","3":1}' data-sheets-value='{"1":3,"3":0.98}' style="overflow:hidden;padding:0px 3px 0px 3px;vertical-align:bottom;text-align:center;">0.98</td> <td data-sheets-numberformat='{"1":2,"2":"0","3":1}' data-sheets-value='{"1":3,"3":31.569999999999997}' style="overflow:hidden;padding:0px 3px 0px 3px;vertical-align:bottom;text-align:center;">32</td> <td data-sheets-numberformat='{"1":2,"2":"0","3":1}' data-sheets-value='{"1":3,"3":45.54}' style="overflow:hidden;padding:0px 3px 0px 3px;vertical-align:bottom;text-align:center;">46</td> <td data-sheets-value='{"1":3,"3":26}' style="border-right:1px solid #000000;overflow:hidden;padding:0px 3px 0px 3px;vertical-align:bottom;text-align:center;">26</td> </tr> <tr style="height:20px;"> <td style="border-left:1px solid #000000;overflow:hidden;padding:0px 3px 0px 3px;vertical-align:bottom;"></td> <td style="overflow:hidden;padding:0px 3px 0px 3px;vertical-align:bottom;"></td> <td data-sheets-value='{"1":2,"2":"Opal (A/O)"}' style="overflow:hidden;padding:0px 3px 0px 3px;vertical-align:bottom;">Opal (A/O)</td> <td data-sheets-numberformat='{"1":2,"2":"0.00","3":1}' data-sheets-value='{"1":3,"3":0.98}' style="overflow:hidden;padding:0px 3px 0px 3px;vertical-align:bottom;text-align:center;">0.98</td> <td data-sheets-numberformat='{"1":2,"2":"0","3":1}' data-sheets-value='{"1":3,"3":29.93}' style="overflow:hidden;padding:0px 3px 0px 3px;vertical-align:bottom;text-align:center;">30</td> <td data-sheets-numberformat='{"1":2,"2":"0","3":1}' data-sheets-value='{"1":3,"3":41.580000000000005}' style="overflow:hidden;padding:0px 3px 0px 3px;vertical-align:bottom;text-align:center;">42</td> <td data-sheets-value='{"1":3,"3":26}' style="border-right:1px solid #000000;overflow:hidden;padding:0px 3px 0px 3px;vertical-align:bottom;text-align:center;">26</td> </tr> <tr style="height:20px;"> <td style="border-bottom:1px solid #000000;border-left:1px solid #000000;overflow:hidden;padding:0px 3px 0px 3px;vertical-align:bottom;"></td> <td style="border-bottom:1px solid #000000;overflow:hidden;padding:0px 3px 0px 3px;vertical-align:bottom;"></td> <td data-sheets-value='{"1":2,"2":"Opal (A/D)"}' style="border-bottom:1px solid #000000;overflow:hidden;padding:0px 3px 0px 3px;vertical-align:bottom;">Opal (A/D)</td> <td data-sheets-numberformat='{"1":2,"2":"0.00","3":1}' data-sheets-value='{"1":3,"3":0.98}' style="border-bottom:1px solid #000000;overflow:hidden;padding:0px 3px 0px 3px;vertical-align:bottom;text-align:center;">0.98</td> <td data-sheets-numberformat='{"1":2,"2":"0","3":1}' data-sheets-value='{"1":3,"3":20.91}' style="border-bottom:1px solid #000000;overflow:hidden;padding:0px 3px 0px 3px;vertical-align:bottom;text-align:center;">21</td> <td data-sheets-numberformat='{"1":2,"2":"0","3":1}' data-sheets-value='{"1":3,"3":33}' style="border-bottom:1px solid #000000;overflow:hidden;padding:0px 3px 0px 3px;vertical-align:bottom;text-align:center;">33</td> <td data-sheets-value='{"1":3,"3":26}' style="border-right:1px solid #000000;border-bottom:1px solid #000000;overflow:hidden;padding:0px 3px 0px 3px;vertical-align:bottom;text-align:center;">26</td> </tr> <tr style="height:20px;"> <td data-sheets-value='{"1":2,"2":"Polycarbonate"}' style="border-left:1px solid #000000;overflow:hidden;padding:0px 3px 0px 3px;vertical-align:bottom;">Polycarbonate</td> <td data-sheets-value='{"1":2,"2":"EW"}' style="overflow:hidden;padding:0px 3px 0px 3px;vertical-align:bottom;">EW</td> <td data-sheets-value='{"1":2,"2":"Heatstop Opal (T)"}' style="overflow:hidden;padding:0px 3px 0px 3px;vertical-align:bottom;">Heatstop Opal (T)</td> <td data-sheets-numberformat='{"1":2,"2":"0.00","3":1}' data-sheets-value='{"1":3,"3":1.19}' style="overflow:hidden;padding:0px 3px 0px 3px;vertical-align:bottom;text-align:center;">1.19</td> <td data-sheets-numberformat='{"1":2,"2":"0","3":1}' data-sheets-value='{"1":3,"3":20.09}' style="overflow:hidden;padding:0px 3px 0px 3px;vertical-align:bottom;text-align:center;">20</td> <td data-sheets-numberformat='{"1":2,"2":"0","3":1}' data-sheets-value='{"1":3,"3":38.940000000000005}' style="overflow:hidden;padding:0px 3px 0px 3px;vertical-align:bottom;text-align:center;">39</td> <td data-sheets-value='{"1":3,"3":24}' style="border-right:1px solid #000000;overflow:hidden;padding:0px 3px 0px 3px;vertical-align:bottom;text-align:center;">24</td> </tr> <tr style="height:20px;"> <td data-sheets-value='{"1":2,"2":"Heatstop PC"}' style="border-left:1px solid #000000;overflow:hidden;padding:0px 3px 0px 3px;vertical-align:bottom;">Heatstop PC</td> <td data-sheets-value='{"1":2,"2":"DW"}' style="overflow:hidden;padding:0px 3px 0px 3px;vertical-align:bottom;">DW</td> <td data-sheets-value='{"1":2,"2":"Clear (T/H)"}' style="overflow:hidden;padding:0px 3px 0px 3px;vertical-align:bottom;">Clear (T/H)</td> <td data-sheets-numberformat='{"1":2,"2":"0.00","3":1}' data-sheets-value='{"1":3,"3":0.98}' style="overflow:hidden;padding:0px 3px 0px 3px;vertical-align:bottom;text-align:center;">0.98</td> <td data-sheets-numberformat='{"1":2,"2":"0","3":1}' data-sheets-value='{"1":3,"3":18.04}' style="overflow:hidden;padding:0px 3px 0px 3px;vertical-align:bottom;text-align:center;">18</td> <td data-sheets-numberformat='{"1":2,"2":"0","3":1}' data-sheets-value='{"1":3,"3":33.660000000000004}' style="overflow:hidden;padding:0px 3px 0px 3px;vertical-align:bottom;text-align:center;">34</td> <td data-sheets-value='{"1":3,"3":26}' style="border-right:1px solid #000000;overflow:hidden;padding:0px 3px 0px 3px;vertical-align:bottom;text-align:center;">26</td> </tr> <tr style="height:20px;"> <td style="border-bottom:1px solid #000000;border-left:1px solid #000000;overflow:hidden;padding:0px 3px 0px 3px;vertical-align:bottom;"></td> <td style="border-bottom:1px solid #000000;overflow:hidden;padding:0px 3px 0px 3px;vertical-align:bottom;"></td> <td data-sheets-value='{"1":2,"2":"Opal (T/O)"}' style="border-bottom:1px solid #000000;overflow:hidden;padding:0px 3px 0px 3px;vertical-align:bottom;">Opal (T/O)</td> <td data-sheets-numberformat='{"1":2,"2":"0.00","3":1}' data-sheets-value='{"1":3,"3":0.98}' style="border-bottom:1px solid #000000;overflow:hidden;padding:0px 3px 0px 3px;vertical-align:bottom;text-align:center;">0.98</td> <td data-sheets-numberformat='{"1":2,"2":"0","3":1}' data-sheets-value='{"1":3,"3":16.81}' style="border-bottom:1px solid #000000;overflow:hidden;padding:0px 3px 0px 3px;vertical-align:bottom;text-align:center;">17</td> <td data-sheets-numberformat='{"1":2,"2":"0","3":1}' data-sheets-value='{"1":3,"3":29.700000000000003}' style="border-bottom:1px solid #000000;overflow:hidden;padding:0px 3px 0px 3px;vertical-align:bottom;text-align:center;">30</td> <td data-sheets-value='{"1":3,"3":26}' style="border-right:1px solid #000000;border-bottom:1px solid #000000;overflow:hidden;padding:0px 3px 0px 3px;vertical-align:bottom;text-align:center;">26</td> </tr> </tbody></table> | skylux-160-ce-met-koepel-en-pvc-opstand-16-00-met-lm-motor-en-pvc-raam-type-ep25-1500-x-1500-mm | 8586025337165 | 46872335515981
Smoke and heat exhaust (SHEV) | SHE system | Skylux | Skylux 160° CE with skylight and PVC curb 16/00 with LM-actuator and PVC frame type EP25 1550 x 1550 mm |  | 50306 | 5412970503064 | 5935.05 | Yes | 30-45 | 96.93 | 1550 x 1550 mm | 1550 | 1550 |  | PVC 16/00 (16 cm high & roof opening = daylight size) | Square | 1.19 W/m²K - 0.98 W/m²K | 57% - 30% | 37% - 17% | 24dB - 26dB | 160° CE (for industry) | PVC frame EP25 | without spoiler | E | Single actuator | Maximum double-walled skylight possible for this product | Ut-value LT-value g-value Rw-value EN 1873 : 2014 EN ISO 13468 EN 16153 EN 410 EN 410 EN ISO 140-3 Material Walls Shells (W/m²K) (%) (%) (dB) Acrylic EW Clear (H) 1.19 37 57 24 PMMA Opal (O) 1.19 34 50 24 DW Clear (H/H) 0.98 33 50 26 Opal (O/O) 0.98 28 38 26 Polycarbonate EW Clear (A) 1.19 36 55 24 PC Opal (D) 1.19 24 40 24 DW Clear (A/H) 0.98 32 48 26 Clear (A/A) 0.98 32 46 26 Opal (A/O) 0.98 30 42 26 Opal (A/D) 0.98 21 33 26 Polycarbonate EW Heatstop Opal (T) 1.19 20 39 24 Heatstop PC DW Clear (T/H) 0.98 18 34 26 Opal (T/O) 0.98 17 30 26 | https://skylux.eu/en/products/skylux-160-ce-met-koepel-en-pvc-opstand-16-00-met-lm-motor-en-pvc-raam-type-ep25-1550-x-1550-mm | https://skylux.eu/cdn/shop/files/Skylux-160deg-CE-met-koepel-en-pvc-opstand-1600-met-LM-motor-en-pvc-raam-type-EP25-1550-x-1550-mm-RWA-systeem.jpg?v=1702979780&width=1600 | https://skylux.eu/cdn/shop/files/e5a82811-1bb0-48e4-a776-cacb59c7c092_09828d37-5fa0-441d-99cd-e16dc6b4d0f8.jpg?v=1688550976&width=1600 | //skylux.eu/cdn/shop/files/E_MH_Mounting_instructions_Skylux_160_CE_LM.pdf?v=12406716259046007223 | //skylux.eu/cdn/shop/files/E_TD_Technical_File_Skylux_Skylux_160_CE_Electric.pdf?v=3667116872303399239 | <style type="text/css" id="isPasted"><!--td {border: 1px solid #cccccc;}br {mso-data-placement:same-cell;}--></style><table border="1" cellpadding="0" cellspacing="0" dir="ltr" style="table-layout:fixed;font-size:10pt;font-family:Arial;border-collapse:collapse;border:none;"><tbody> <tr style="height:20px;"> <td style="overflow:hidden;padding:0px 3px 0px 3px;vertical-align:bottom;"></td> <td style="overflow:hidden;padding:0px 3px 0px 3px;vertical-align:bottom;"></td> <td style="overflow:hidden;padding:0px 3px 0px 3px;vertical-align:bottom;"></td> <td data-sheets-value='{"1":2,"2":"Ut-value"}' style="overflow:hidden;padding:0px 3px 0px 3px;vertical-align:bottom;font-weight:bold;text-align:center;">Ut-value</td> <td data-sheets-value='{"1":2,"2":"LT-value"}' style="overflow:hidden;padding:0px 3px 0px 3px;vertical-align:bottom;font-weight:bold;text-align:center;">LT-value</td> <td data-sheets-value='{"1":2,"2":"g-value"}' style="overflow:hidden;padding:0px 3px 0px 3px;vertical-align:bottom;font-weight:bold;text-align:center;">g-value</td> <td data-sheets-value='{"1":2,"2":"Rw-value "}' style="overflow:hidden;padding:0px 3px 0px 3px;vertical-align:bottom;font-weight:bold;text-align:center;">Rw-value </td> </tr> <tr style="height:20px;"> <td style="overflow:hidden;padding:0px 3px 0px 3px;vertical-align:bottom;"></td> <td style="overflow:hidden;padding:0px 3px 0px 3px;vertical-align:bottom;"></td> <td style="overflow:hidden;padding:0px 3px 0px 3px;vertical-align:bottom;"></td> <td data-sheets-numberformat='{"1":2,"2":"0.00","3":1}' data-sheets-value='{"1":2,"2":"EN 1873 : 2014"}' style="overflow:hidden;padding:0px 3px 0px 3px;vertical-align:bottom;text-align:center;">EN 1873 : 2014</td> <td data-sheets-numberformat='{"1":2,"2":"0","3":1}' data-sheets-value='{"1":2,"2":"EN ISO 13468 EN 16153 EN 410"}' style="overflow:hidden;padding:0px 3px 0px 3px;vertical-align:bottom;text-align:center;">EN ISO 13468 EN 16153 EN 410</td> <td data-sheets-numberformat='{"1":2,"2":"0","3":1}' data-sheets-value='{"1":2,"2":"EN 410"}' style="overflow:hidden;padding:0px 3px 0px 3px;vertical-align:bottom;text-align:center;">EN 410</td> <td data-sheets-value='{"1":2,"2":"EN ISO 140-3\t\t"}' style="overflow:hidden;padding:0px 3px 0px 3px;vertical-align:bottom;text-align:center;">EN ISO 140-3 </td> </tr> <tr style="height:20px;"> <td data-sheets-value='{"1":2,"2":"Material"}' style="border-bottom:1px solid #000000;overflow:hidden;padding:0px 3px 0px 3px;vertical-align:bottom;background-color:#000000;font-weight:bold;color:#ffffff;">Material</td> <td data-sheets-value='{"1":2,"2":"Walls"}' style="border-bottom:1px solid #000000;overflow:hidden;padding:0px 3px 0px 3px;vertical-align:bottom;background-color:#000000;font-weight:bold;color:#ffffff;">Walls</td> <td data-sheets-value='{"1":2,"2":"Shells"}' style="border-bottom:1px solid #000000;overflow:hidden;padding:0px 3px 0px 3px;vertical-align:bottom;background-color:#000000;font-weight:bold;color:#ffffff;">Shells</td> <td data-sheets-numberformat='{"1":2,"2":"0.00","3":1}' data-sheets-value='{"1":2,"2":"(W/m²K)\t"}' style="border-bottom:1px solid #000000;overflow:hidden;padding:0px 3px 0px 3px;vertical-align:bottom;background-color:#000000;font-weight:bold;color:#ffffff;text-align:center;">(W/m²K) </td> <td data-sheets-numberformat='{"1":2,"2":"0","3":1}' data-sheets-value='{"1":2,"2":"(%)"}' style="border-bottom:1px solid #000000;overflow:hidden;padding:0px 3px 0px 3px;vertical-align:bottom;background-color:#000000;font-weight:bold;color:#ffffff;text-align:center;">(%)</td> <td data-sheets-numberformat='{"1":2,"2":"0","3":1}' data-sheets-value='{"1":2,"2":"(%)"}' style="border-bottom:1px solid #000000;overflow:hidden;padding:0px 3px 0px 3px;vertical-align:bottom;background-color:#000000;font-weight:bold;color:#ffffff;text-align:center;">(%)</td> <td data-sheets-value='{"1":2,"2":"(dB)"}' style="border-bottom:1px solid #000000;overflow:hidden;padding:0px 3px 0px 3px;vertical-align:bottom;background-color:#000000;font-weight:bold;color:#ffffff;text-align:center;">(dB)</td> </tr> <tr style="height:20px;"> <td data-sheets-value='{"1":2,"2":"Acrylic"}' style="border-left:1px solid #000000;overflow:hidden;padding:0px 3px 0px 3px;vertical-align:bottom;">Acrylic</td> <td data-sheets-value='{"1":2,"2":"EW"}' style="overflow:hidden;padding:0px 3px 0px 3px;vertical-align:bottom;">EW</td> <td data-sheets-value='{"1":2,"2":"Clear (H)"}' style="overflow:hidden;padding:0px 3px 0px 3px;vertical-align:bottom;">Clear (H)</td> <td data-sheets-numberformat='{"1":2,"2":"0.00","3":1}' data-sheets-value='{"1":3,"3":1.19}' style="overflow:hidden;padding:0px 3px 0px 3px;vertical-align:bottom;text-align:center;">1.19</td> <td data-sheets-numberformat='{"1":2,"2":"0","3":1}' data-sheets-value='{"1":3,"3":36.9}' style="overflow:hidden;padding:0px 3px 0px 3px;vertical-align:bottom;text-align:center;">37</td> <td data-sheets-numberformat='{"1":2,"2":"0","3":1}' data-sheets-value='{"1":3,"3":57.42}' style="overflow:hidden;padding:0px 3px 0px 3px;vertical-align:bottom;text-align:center;">57</td> <td data-sheets-value='{"1":3,"3":24}' style="border-right:1px solid #000000;overflow:hidden;padding:0px 3px 0px 3px;vertical-align:bottom;text-align:center;">24</td> </tr> <tr style="height:20px;"> <td data-sheets-value='{"1":2,"2":"PMMA"}' style="border-left:1px solid #000000;overflow:hidden;padding:0px 3px 0px 3px;vertical-align:bottom;">PMMA</td> <td style="overflow:hidden;padding:0px 3px 0px 3px;vertical-align:bottom;"></td> <td data-sheets-value='{"1":2,"2":"Opal (O)"}' style="overflow:hidden;padding:0px 3px 0px 3px;vertical-align:bottom;">Opal (O)</td> <td data-sheets-numberformat='{"1":2,"2":"0.00","3":1}' data-sheets-value='{"1":3,"3":1.19}' style="overflow:hidden;padding:0px 3px 0px 3px;vertical-align:bottom;text-align:center;">1.19</td> <td data-sheets-numberformat='{"1":2,"2":"0","3":1}' data-sheets-value='{"1":3,"3":34.03}' style="overflow:hidden;padding:0px 3px 0px 3px;vertical-align:bottom;text-align:center;">34</td> <td data-sheets-numberformat='{"1":2,"2":"0","3":1}' data-sheets-value='{"1":3,"3":50.160000000000004}' style="overflow:hidden;padding:0px 3px 0px 3px;vertical-align:bottom;text-align:center;">50</td> <td data-sheets-value='{"1":3,"3":24}' style="border-right:1px solid #000000;overflow:hidden;padding:0px 3px 0px 3px;vertical-align:bottom;text-align:center;">24</td> </tr> <tr style="height:20px;"> <td style="border-left:1px solid #000000;overflow:hidden;padding:0px 3px 0px 3px;vertical-align:bottom;"></td> <td data-sheets-value='{"1":2,"2":"DW"}' style="overflow:hidden;padding:0px 3px 0px 3px;vertical-align:bottom;">DW</td> <td data-sheets-value='{"1":2,"2":"Clear (H/H)"}' style="overflow:hidden;padding:0px 3px 0px 3px;vertical-align:bottom;">Clear (H/H)</td> <td data-sheets-numberformat='{"1":2,"2":"0.00","3":1}' data-sheets-value='{"1":3,"3":0.98}' style="overflow:hidden;padding:0px 3px 0px 3px;vertical-align:bottom;text-align:center;">0.98</td> <td data-sheets-numberformat='{"1":2,"2":"0","3":1}' data-sheets-value='{"1":3,"3":33.21}' style="overflow:hidden;padding:0px 3px 0px 3px;vertical-align:bottom;text-align:center;">33</td> <td data-sheets-numberformat='{"1":2,"2":"0","3":1}' data-sheets-value='{"1":3,"3":49.5}' style="overflow:hidden;padding:0px 3px 0px 3px;vertical-align:bottom;text-align:center;">50</td> <td data-sheets-value='{"1":3,"3":26}' style="border-right:1px solid #000000;overflow:hidden;padding:0px 3px 0px 3px;vertical-align:bottom;text-align:center;">26</td> </tr> <tr style="height:20px;"> <td style="border-bottom:1px solid #000000;border-left:1px solid #000000;overflow:hidden;padding:0px 3px 0px 3px;vertical-align:bottom;"></td> <td style="border-bottom:1px solid #000000;overflow:hidden;padding:0px 3px 0px 3px;vertical-align:bottom;"></td> <td data-sheets-value='{"1":2,"2":"Opal (O/O)"}' style="border-bottom:1px solid #000000;overflow:hidden;padding:0px 3px 0px 3px;vertical-align:bottom;">Opal (O/O)</td> <td data-sheets-numberformat='{"1":2,"2":"0.00","3":1}' data-sheets-value='{"1":3,"3":0.98}' style="border-bottom:1px solid #000000;overflow:hidden;padding:0px 3px 0px 3px;vertical-align:bottom;text-align:center;">0.98</td> <td data-sheets-numberformat='{"1":2,"2":"0","3":1}' data-sheets-value='{"1":3,"3":28.29}' style="border-bottom:1px solid #000000;overflow:hidden;padding:0px 3px 0px 3px;vertical-align:bottom;text-align:center;">28</td> <td data-sheets-numberformat='{"1":2,"2":"0","3":1}' data-sheets-value='{"1":3,"3":38.28}' style="border-bottom:1px solid #000000;overflow:hidden;padding:0px 3px 0px 3px;vertical-align:bottom;text-align:center;">38</td> <td data-sheets-value='{"1":3,"3":26}' style="border-right:1px solid #000000;border-bottom:1px solid #000000;overflow:hidden;padding:0px 3px 0px 3px;vertical-align:bottom;text-align:center;">26</td> </tr> <tr style="height:20px;"> <td data-sheets-value='{"1":2,"2":"Polycarbonate "}' style="border-left:1px solid #000000;overflow:hidden;padding:0px 3px 0px 3px;vertical-align:bottom;">Polycarbonate </td> <td data-sheets-value='{"1":2,"2":"EW"}' style="overflow:hidden;padding:0px 3px 0px 3px;vertical-align:bottom;">EW</td> <td data-sheets-value='{"1":2,"2":"Clear (A)"}' style="overflow:hidden;padding:0px 3px 0px 3px;vertical-align:bottom;">Clear (A)</td> <td data-sheets-numberformat='{"1":2,"2":"0.00","3":1}' data-sheets-value='{"1":3,"3":1.19}' style="overflow:hidden;padding:0px 3px 0px 3px;vertical-align:bottom;text-align:center;">1.19</td> <td data-sheets-numberformat='{"1":2,"2":"0","3":1}' data-sheets-value='{"1":3,"3":36.08}' style="overflow:hidden;padding:0px 3px 0px 3px;vertical-align:bottom;text-align:center;">36</td> <td data-sheets-numberformat='{"1":2,"2":"0","3":1}' data-sheets-value='{"1":3,"3":54.78}' style="overflow:hidden;padding:0px 3px 0px 3px;vertical-align:bottom;text-align:center;">55</td> <td data-sheets-value='{"1":3,"3":24}' style="border-right:1px solid #000000;overflow:hidden;padding:0px 3px 0px 3px;vertical-align:bottom;text-align:center;">24</td> </tr> <tr style="height:20px;"> <td data-sheets-value='{"1":2,"2":"PC"}' style="border-left:1px solid #000000;overflow:hidden;padding:0px 3px 0px 3px;vertical-align:bottom;">PC</td> <td style="overflow:hidden;padding:0px 3px 0px 3px;vertical-align:bottom;"></td> <td data-sheets-value='{"1":2,"2":"Opal (D)"}' style="overflow:hidden;padding:0px 3px 0px 3px;vertical-align:bottom;">Opal (D)</td> <td data-sheets-numberformat='{"1":2,"2":"0.00","3":1}' data-sheets-value='{"1":3,"3":1.19}' style="overflow:hidden;padding:0px 3px 0px 3px;vertical-align:bottom;text-align:center;">1.19</td> <td data-sheets-numberformat='{"1":2,"2":"0","3":1}' data-sheets-value='{"1":3,"3":23.779999999999998}' style="overflow:hidden;padding:0px 3px 0px 3px;vertical-align:bottom;text-align:center;">24</td> <td data-sheets-numberformat='{"1":2,"2":"0","3":1}' data-sheets-value='{"1":3,"3":39.6}' style="overflow:hidden;padding:0px 3px 0px 3px;vertical-align:bottom;text-align:center;">40</td> <td data-sheets-value='{"1":3,"3":24}' style="border-right:1px solid #000000;overflow:hidden;padding:0px 3px 0px 3px;vertical-align:bottom;text-align:center;">24</td> </tr> <tr style="height:20px;"> <td style="border-left:1px solid #000000;overflow:hidden;padding:0px 3px 0px 3px;vertical-align:bottom;"></td> <td data-sheets-value='{"1":2,"2":"DW"}' style="overflow:hidden;padding:0px 3px 0px 3px;vertical-align:bottom;">DW</td> <td data-sheets-value='{"1":2,"2":"Clear (A/H)"}' style="overflow:hidden;padding:0px 3px 0px 3px;vertical-align:bottom;">Clear (A/H)</td> <td data-sheets-numberformat='{"1":2,"2":"0.00","3":1}' data-sheets-value='{"1":3,"3":0.98}' style="overflow:hidden;padding:0px 3px 0px 3px;vertical-align:bottom;text-align:center;">0.98</td> <td data-sheets-numberformat='{"1":2,"2":"0","3":1}' data-sheets-value='{"1":3,"3":32.39}' style="overflow:hidden;padding:0px 3px 0px 3px;vertical-align:bottom;text-align:center;">32</td> <td data-sheets-numberformat='{"1":2,"2":"0","3":1}' data-sheets-value='{"1":3,"3":47.52}' style="overflow:hidden;padding:0px 3px 0px 3px;vertical-align:bottom;text-align:center;">48</td> <td data-sheets-value='{"1":3,"3":26}' style="border-right:1px solid #000000;overflow:hidden;padding:0px 3px 0px 3px;vertical-align:bottom;text-align:center;">26</td> </tr> <tr style="height:20px;"> <td style="border-left:1px solid #000000;overflow:hidden;padding:0px 3px 0px 3px;vertical-align:bottom;"></td> <td style="overflow:hidden;padding:0px 3px 0px 3px;vertical-align:bottom;"></td> <td data-sheets-value='{"1":2,"2":"Clear (A/A)"}' style="overflow:hidden;padding:0px 3px 0px 3px;vertical-align:bottom;">Clear (A/A)</td> <td data-sheets-numberformat='{"1":2,"2":"0.00","3":1}' data-sheets-value='{"1":3,"3":0.98}' style="overflow:hidden;padding:0px 3px 0px 3px;vertical-align:bottom;text-align:center;">0.98</td> <td data-sheets-numberformat='{"1":2,"2":"0","3":1}' data-sheets-value='{"1":3,"3":31.569999999999997}' style="overflow:hidden;padding:0px 3px 0px 3px;vertical-align:bottom;text-align:center;">32</td> <td data-sheets-numberformat='{"1":2,"2":"0","3":1}' data-sheets-value='{"1":3,"3":45.54}' style="overflow:hidden;padding:0px 3px 0px 3px;vertical-align:bottom;text-align:center;">46</td> <td data-sheets-value='{"1":3,"3":26}' style="border-right:1px solid #000000;overflow:hidden;padding:0px 3px 0px 3px;vertical-align:bottom;text-align:center;">26</td> </tr> <tr style="height:20px;"> <td style="border-left:1px solid #000000;overflow:hidden;padding:0px 3px 0px 3px;vertical-align:bottom;"></td> <td style="overflow:hidden;padding:0px 3px 0px 3px;vertical-align:bottom;"></td> <td data-sheets-value='{"1":2,"2":"Opal (A/O)"}' style="overflow:hidden;padding:0px 3px 0px 3px;vertical-align:bottom;">Opal (A/O)</td> <td data-sheets-numberformat='{"1":2,"2":"0.00","3":1}' data-sheets-value='{"1":3,"3":0.98}' style="overflow:hidden;padding:0px 3px 0px 3px;vertical-align:bottom;text-align:center;">0.98</td> <td data-sheets-numberformat='{"1":2,"2":"0","3":1}' data-sheets-value='{"1":3,"3":29.93}' style="overflow:hidden;padding:0px 3px 0px 3px;vertical-align:bottom;text-align:center;">30</td> <td data-sheets-numberformat='{"1":2,"2":"0","3":1}' data-sheets-value='{"1":3,"3":41.580000000000005}' style="overflow:hidden;padding:0px 3px 0px 3px;vertical-align:bottom;text-align:center;">42</td> <td data-sheets-value='{"1":3,"3":26}' style="border-right:1px solid #000000;overflow:hidden;padding:0px 3px 0px 3px;vertical-align:bottom;text-align:center;">26</td> </tr> <tr style="height:20px;"> <td style="border-bottom:1px solid #000000;border-left:1px solid #000000;overflow:hidden;padding:0px 3px 0px 3px;vertical-align:bottom;"></td> <td style="border-bottom:1px solid #000000;overflow:hidden;padding:0px 3px 0px 3px;vertical-align:bottom;"></td> <td data-sheets-value='{"1":2,"2":"Opal (A/D)"}' style="border-bottom:1px solid #000000;overflow:hidden;padding:0px 3px 0px 3px;vertical-align:bottom;">Opal (A/D)</td> <td data-sheets-numberformat='{"1":2,"2":"0.00","3":1}' data-sheets-value='{"1":3,"3":0.98}' style="border-bottom:1px solid #000000;overflow:hidden;padding:0px 3px 0px 3px;vertical-align:bottom;text-align:center;">0.98</td> <td data-sheets-numberformat='{"1":2,"2":"0","3":1}' data-sheets-value='{"1":3,"3":20.91}' style="border-bottom:1px solid #000000;overflow:hidden;padding:0px 3px 0px 3px;vertical-align:bottom;text-align:center;">21</td> <td data-sheets-numberformat='{"1":2,"2":"0","3":1}' data-sheets-value='{"1":3,"3":33}' style="border-bottom:1px solid #000000;overflow:hidden;padding:0px 3px 0px 3px;vertical-align:bottom;text-align:center;">33</td> <td data-sheets-value='{"1":3,"3":26}' style="border-right:1px solid #000000;border-bottom:1px solid #000000;overflow:hidden;padding:0px 3px 0px 3px;vertical-align:bottom;text-align:center;">26</td> </tr> <tr style="height:20px;"> <td data-sheets-value='{"1":2,"2":"Polycarbonate"}' style="border-left:1px solid #000000;overflow:hidden;padding:0px 3px 0px 3px;vertical-align:bottom;">Polycarbonate</td> <td data-sheets-value='{"1":2,"2":"EW"}' style="overflow:hidden;padding:0px 3px 0px 3px;vertical-align:bottom;">EW</td> <td data-sheets-value='{"1":2,"2":"Heatstop Opal (T)"}' style="overflow:hidden;padding:0px 3px 0px 3px;vertical-align:bottom;">Heatstop Opal (T)</td> <td data-sheets-numberformat='{"1":2,"2":"0.00","3":1}' data-sheets-value='{"1":3,"3":1.19}' style="overflow:hidden;padding:0px 3px 0px 3px;vertical-align:bottom;text-align:center;">1.19</td> <td data-sheets-numberformat='{"1":2,"2":"0","3":1}' data-sheets-value='{"1":3,"3":20.09}' style="overflow:hidden;padding:0px 3px 0px 3px;vertical-align:bottom;text-align:center;">20</td> <td data-sheets-numberformat='{"1":2,"2":"0","3":1}' data-sheets-value='{"1":3,"3":38.940000000000005}' style="overflow:hidden;padding:0px 3px 0px 3px;vertical-align:bottom;text-align:center;">39</td> <td data-sheets-value='{"1":3,"3":24}' style="border-right:1px solid #000000;overflow:hidden;padding:0px 3px 0px 3px;vertical-align:bottom;text-align:center;">24</td> </tr> <tr style="height:20px;"> <td data-sheets-value='{"1":2,"2":"Heatstop PC"}' style="border-left:1px solid #000000;overflow:hidden;padding:0px 3px 0px 3px;vertical-align:bottom;">Heatstop PC</td> <td data-sheets-value='{"1":2,"2":"DW"}' style="overflow:hidden;padding:0px 3px 0px 3px;vertical-align:bottom;">DW</td> <td data-sheets-value='{"1":2,"2":"Clear (T/H)"}' style="overflow:hidden;padding:0px 3px 0px 3px;vertical-align:bottom;">Clear (T/H)</td> <td data-sheets-numberformat='{"1":2,"2":"0.00","3":1}' data-sheets-value='{"1":3,"3":0.98}' style="overflow:hidden;padding:0px 3px 0px 3px;vertical-align:bottom;text-align:center;">0.98</td> <td data-sheets-numberformat='{"1":2,"2":"0","3":1}' data-sheets-value='{"1":3,"3":18.04}' style="overflow:hidden;padding:0px 3px 0px 3px;vertical-align:bottom;text-align:center;">18</td> <td data-sheets-numberformat='{"1":2,"2":"0","3":1}' data-sheets-value='{"1":3,"3":33.660000000000004}' style="overflow:hidden;padding:0px 3px 0px 3px;vertical-align:bottom;text-align:center;">34</td> <td data-sheets-value='{"1":3,"3":26}' style="border-right:1px solid #000000;overflow:hidden;padding:0px 3px 0px 3px;vertical-align:bottom;text-align:center;">26</td> </tr> <tr style="height:20px;"> <td style="border-bottom:1px solid #000000;border-left:1px solid #000000;overflow:hidden;padding:0px 3px 0px 3px;vertical-align:bottom;"></td> <td style="border-bottom:1px solid #000000;overflow:hidden;padding:0px 3px 0px 3px;vertical-align:bottom;"></td> <td data-sheets-value='{"1":2,"2":"Opal (T/O)"}' style="border-bottom:1px solid #000000;overflow:hidden;padding:0px 3px 0px 3px;vertical-align:bottom;">Opal (T/O)</td> <td data-sheets-numberformat='{"1":2,"2":"0.00","3":1}' data-sheets-value='{"1":3,"3":0.98}' style="border-bottom:1px solid #000000;overflow:hidden;padding:0px 3px 0px 3px;vertical-align:bottom;text-align:center;">0.98</td> <td data-sheets-numberformat='{"1":2,"2":"0","3":1}' data-sheets-value='{"1":3,"3":16.81}' style="border-bottom:1px solid #000000;overflow:hidden;padding:0px 3px 0px 3px;vertical-align:bottom;text-align:center;">17</td> <td data-sheets-numberformat='{"1":2,"2":"0","3":1}' data-sheets-value='{"1":3,"3":29.700000000000003}' style="border-bottom:1px solid #000000;overflow:hidden;padding:0px 3px 0px 3px;vertical-align:bottom;text-align:center;">30</td> <td data-sheets-value='{"1":3,"3":26}' style="border-right:1px solid #000000;border-bottom:1px solid #000000;overflow:hidden;padding:0px 3px 0px 3px;vertical-align:bottom;text-align:center;">26</td> </tr> </tbody></table> | skylux-160-ce-met-koepel-en-pvc-opstand-16-00-met-lm-motor-en-pvc-raam-type-ep25-1550-x-1550-mm | 8586025369933 | 46872335581517
Smoke and heat exhaust (SHEV) | SHE system | Skylux | Skylux 160° CE with skylight and PVC curb 16/00 with LM-actuator and PVC frame type EP25 1600 x 1600 mm |  | 50307 | 5412970503071 | 5994.35 | Yes | 30-45 | 98.37 | 1600 x 1600 mm | 1600 | 1600 |  | PVC 16/00 (16 cm high & roof opening = daylight size) | Square | 1.19 W/m²K - 0.98 W/m²K | 57% - 30% | 37% - 17% | 24dB - 26dB | 160° CE (for industry) | PVC frame EP25 | without spoiler | E | Single actuator | Maximum double-walled skylight possible for this product | Ut-value LT-value g-value Rw-value EN 1873 : 2014 EN ISO 13468 EN 16153 EN 410 EN 410 EN ISO 140-3 Material Walls Shells (W/m²K) (%) (%) (dB) Acrylic EW Clear (H) 1.19 37 57 24 PMMA Opal (O) 1.19 34 50 24 DW Clear (H/H) 0.98 33 50 26 Opal (O/O) 0.98 28 38 26 Polycarbonate EW Clear (A) 1.19 36 55 24 PC Opal (D) 1.19 24 40 24 DW Clear (A/H) 0.98 32 48 26 Clear (A/A) 0.98 32 46 26 Opal (A/O) 0.98 30 42 26 Opal (A/D) 0.98 21 33 26 Polycarbonate EW Heatstop Opal (T) 1.19 20 39 24 Heatstop PC DW Clear (T/H) 0.98 18 34 26 Opal (T/O) 0.98 17 30 26 | https://skylux.eu/en/products/skylux-160-ce-met-koepel-en-pvc-opstand-16-00-met-lm-motor-en-pvc-raam-type-ep25-1600-x-1600-mm | https://skylux.eu/cdn/shop/files/Skylux-160deg-CE-met-koepel-en-pvc-opstand-1600-met-LM-motor-en-pvc-raam-type-EP25-1600-x-1600-mm-RWA-systeem.jpg?v=1702979785&width=1600 | https://skylux.eu/cdn/shop/files/e5a82811-1bb0-48e4-a776-cacb59c7c092_dba05e29-350a-4c82-8e7c-33d4e0489611.jpg?v=1688550977&width=1600 | //skylux.eu/cdn/shop/files/E_MH_Mounting_instructions_Skylux_160_CE_LM.pdf?v=12406716259046007223 | //skylux.eu/cdn/shop/files/E_TD_Technical_File_Skylux_Skylux_160_CE_Electric.pdf?v=3667116872303399239 | <style type="text/css" id="isPasted"><!--td {border: 1px solid #cccccc;}br {mso-data-placement:same-cell;}--></style><table border="1" cellpadding="0" cellspacing="0" dir="ltr" style="table-layout:fixed;font-size:10pt;font-family:Arial;border-collapse:collapse;border:none;"><tbody> <tr style="height:20px;"> <td style="overflow:hidden;padding:0px 3px 0px 3px;vertical-align:bottom;"></td> <td style="overflow:hidden;padding:0px 3px 0px 3px;vertical-align:bottom;"></td> <td style="overflow:hidden;padding:0px 3px 0px 3px;vertical-align:bottom;"></td> <td data-sheets-value='{"1":2,"2":"Ut-value"}' style="overflow:hidden;padding:0px 3px 0px 3px;vertical-align:bottom;font-weight:bold;text-align:center;">Ut-value</td> <td data-sheets-value='{"1":2,"2":"LT-value"}' style="overflow:hidden;padding:0px 3px 0px 3px;vertical-align:bottom;font-weight:bold;text-align:center;">LT-value</td> <td data-sheets-value='{"1":2,"2":"g-value"}' style="overflow:hidden;padding:0px 3px 0px 3px;vertical-align:bottom;font-weight:bold;text-align:center;">g-value</td> <td data-sheets-value='{"1":2,"2":"Rw-value "}' style="overflow:hidden;padding:0px 3px 0px 3px;vertical-align:bottom;font-weight:bold;text-align:center;">Rw-value </td> </tr> <tr style="height:20px;"> <td style="overflow:hidden;padding:0px 3px 0px 3px;vertical-align:bottom;"></td> <td style="overflow:hidden;padding:0px 3px 0px 3px;vertical-align:bottom;"></td> <td style="overflow:hidden;padding:0px 3px 0px 3px;vertical-align:bottom;"></td> <td data-sheets-numberformat='{"1":2,"2":"0.00","3":1}' data-sheets-value='{"1":2,"2":"EN 1873 : 2014"}' style="overflow:hidden;padding:0px 3px 0px 3px;vertical-align:bottom;text-align:center;">EN 1873 : 2014</td> <td data-sheets-numberformat='{"1":2,"2":"0","3":1}' data-sheets-value='{"1":2,"2":"EN ISO 13468 EN 16153 EN 410"}' style="overflow:hidden;padding:0px 3px 0px 3px;vertical-align:bottom;text-align:center;">EN ISO 13468 EN 16153 EN 410</td> <td data-sheets-numberformat='{"1":2,"2":"0","3":1}' data-sheets-value='{"1":2,"2":"EN 410"}' style="overflow:hidden;padding:0px 3px 0px 3px;vertical-align:bottom;text-align:center;">EN 410</td> <td data-sheets-value='{"1":2,"2":"EN ISO 140-3\t\t"}' style="overflow:hidden;padding:0px 3px 0px 3px;vertical-align:bottom;text-align:center;">EN ISO 140-3 </td> </tr> <tr style="height:20px;"> <td data-sheets-value='{"1":2,"2":"Material"}' style="border-bottom:1px solid #000000;overflow:hidden;padding:0px 3px 0px 3px;vertical-align:bottom;background-color:#000000;font-weight:bold;color:#ffffff;">Material</td> <td data-sheets-value='{"1":2,"2":"Walls"}' style="border-bottom:1px solid #000000;overflow:hidden;padding:0px 3px 0px 3px;vertical-align:bottom;background-color:#000000;font-weight:bold;color:#ffffff;">Walls</td> <td data-sheets-value='{"1":2,"2":"Shells"}' style="border-bottom:1px solid #000000;overflow:hidden;padding:0px 3px 0px 3px;vertical-align:bottom;background-color:#000000;font-weight:bold;color:#ffffff;">Shells</td> <td data-sheets-numberformat='{"1":2,"2":"0.00","3":1}' data-sheets-value='{"1":2,"2":"(W/m²K)\t"}' style="border-bottom:1px solid #000000;overflow:hidden;padding:0px 3px 0px 3px;vertical-align:bottom;background-color:#000000;font-weight:bold;color:#ffffff;text-align:center;">(W/m²K) </td> <td data-sheets-numberformat='{"1":2,"2":"0","3":1}' data-sheets-value='{"1":2,"2":"(%)"}' style="border-bottom:1px solid #000000;overflow:hidden;padding:0px 3px 0px 3px;vertical-align:bottom;background-color:#000000;font-weight:bold;color:#ffffff;text-align:center;">(%)</td> <td data-sheets-numberformat='{"1":2,"2":"0","3":1}' data-sheets-value='{"1":2,"2":"(%)"}' style="border-bottom:1px solid #000000;overflow:hidden;padding:0px 3px 0px 3px;vertical-align:bottom;background-color:#000000;font-weight:bold;color:#ffffff;text-align:center;">(%)</td> <td data-sheets-value='{"1":2,"2":"(dB)"}' style="border-bottom:1px solid #000000;overflow:hidden;padding:0px 3px 0px 3px;vertical-align:bottom;background-color:#000000;font-weight:bold;color:#ffffff;text-align:center;">(dB)</td> </tr> <tr style="height:20px;"> <td data-sheets-value='{"1":2,"2":"Acrylic"}' style="border-left:1px solid #000000;overflow:hidden;padding:0px 3px 0px 3px;vertical-align:bottom;">Acrylic</td> <td data-sheets-value='{"1":2,"2":"EW"}' style="overflow:hidden;padding:0px 3px 0px 3px;vertical-align:bottom;">EW</td> <td data-sheets-value='{"1":2,"2":"Clear (H)"}' style="overflow:hidden;padding:0px 3px 0px 3px;vertical-align:bottom;">Clear (H)</td> <td data-sheets-numberformat='{"1":2,"2":"0.00","3":1}' data-sheets-value='{"1":3,"3":1.19}' style="overflow:hidden;padding:0px 3px 0px 3px;vertical-align:bottom;text-align:center;">1.19</td> <td data-sheets-numberformat='{"1":2,"2":"0","3":1}' data-sheets-value='{"1":3,"3":36.9}' style="overflow:hidden;padding:0px 3px 0px 3px;vertical-align:bottom;text-align:center;">37</td> <td data-sheets-numberformat='{"1":2,"2":"0","3":1}' data-sheets-value='{"1":3,"3":57.42}' style="overflow:hidden;padding:0px 3px 0px 3px;vertical-align:bottom;text-align:center;">57</td> <td data-sheets-value='{"1":3,"3":24}' style="border-right:1px solid #000000;overflow:hidden;padding:0px 3px 0px 3px;vertical-align:bottom;text-align:center;">24</td> </tr> <tr style="height:20px;"> <td data-sheets-value='{"1":2,"2":"PMMA"}' style="border-left:1px solid #000000;overflow:hidden;padding:0px 3px 0px 3px;vertical-align:bottom;">PMMA</td> <td style="overflow:hidden;padding:0px 3px 0px 3px;vertical-align:bottom;"></td> <td data-sheets-value='{"1":2,"2":"Opal (O)"}' style="overflow:hidden;padding:0px 3px 0px 3px;vertical-align:bottom;">Opal (O)</td> <td data-sheets-numberformat='{"1":2,"2":"0.00","3":1}' data-sheets-value='{"1":3,"3":1.19}' style="overflow:hidden;padding:0px 3px 0px 3px;vertical-align:bottom;text-align:center;">1.19</td> <td data-sheets-numberformat='{"1":2,"2":"0","3":1}' data-sheets-value='{"1":3,"3":34.03}' style="overflow:hidden;padding:0px 3px 0px 3px;vertical-align:bottom;text-align:center;">34</td> <td data-sheets-numberformat='{"1":2,"2":"0","3":1}' data-sheets-value='{"1":3,"3":50.160000000000004}' style="overflow:hidden;padding:0px 3px 0px 3px;vertical-align:bottom;text-align:center;">50</td> <td data-sheets-value='{"1":3,"3":24}' style="border-right:1px solid #000000;overflow:hidden;padding:0px 3px 0px 3px;vertical-align:bottom;text-align:center;">24</td> </tr> <tr style="height:20px;"> <td style="border-left:1px solid #000000;overflow:hidden;padding:0px 3px 0px 3px;vertical-align:bottom;"></td> <td data-sheets-value='{"1":2,"2":"DW"}' style="overflow:hidden;padding:0px 3px 0px 3px;vertical-align:bottom;">DW</td> <td data-sheets-value='{"1":2,"2":"Clear (H/H)"}' style="overflow:hidden;padding:0px 3px 0px 3px;vertical-align:bottom;">Clear (H/H)</td> <td data-sheets-numberformat='{"1":2,"2":"0.00","3":1}' data-sheets-value='{"1":3,"3":0.98}' style="overflow:hidden;padding:0px 3px 0px 3px;vertical-align:bottom;text-align:center;">0.98</td> <td data-sheets-numberformat='{"1":2,"2":"0","3":1}' data-sheets-value='{"1":3,"3":33.21}' style="overflow:hidden;padding:0px 3px 0px 3px;vertical-align:bottom;text-align:center;">33</td> <td data-sheets-numberformat='{"1":2,"2":"0","3":1}' data-sheets-value='{"1":3,"3":49.5}' style="overflow:hidden;padding:0px 3px 0px 3px;vertical-align:bottom;text-align:center;">50</td> <td data-sheets-value='{"1":3,"3":26}' style="border-right:1px solid #000000;overflow:hidden;padding:0px 3px 0px 3px;vertical-align:bottom;text-align:center;">26</td> </tr> <tr style="height:20px;"> <td style="border-bottom:1px solid #000000;border-left:1px solid #000000;overflow:hidden;padding:0px 3px 0px 3px;vertical-align:bottom;"></td> <td style="border-bottom:1px solid #000000;overflow:hidden;padding:0px 3px 0px 3px;vertical-align:bottom;"></td> <td data-sheets-value='{"1":2,"2":"Opal (O/O)"}' style="border-bottom:1px solid #000000;overflow:hidden;padding:0px 3px 0px 3px;vertical-align:bottom;">Opal (O/O)</td> <td data-sheets-numberformat='{"1":2,"2":"0.00","3":1}' data-sheets-value='{"1":3,"3":0.98}' style="border-bottom:1px solid #000000;overflow:hidden;padding:0px 3px 0px 3px;vertical-align:bottom;text-align:center;">0.98</td> <td data-sheets-numberformat='{"1":2,"2":"0","3":1}' data-sheets-value='{"1":3,"3":28.29}' style="border-bottom:1px solid #000000;overflow:hidden;padding:0px 3px 0px 3px;vertical-align:bottom;text-align:center;">28</td> <td data-sheets-numberformat='{"1":2,"2":"0","3":1}' data-sheets-value='{"1":3,"3":38.28}' style="border-bottom:1px solid #000000;overflow:hidden;padding:0px 3px 0px 3px;vertical-align:bottom;text-align:center;">38</td> <td data-sheets-value='{"1":3,"3":26}' style="border-right:1px solid #000000;border-bottom:1px solid #000000;overflow:hidden;padding:0px 3px 0px 3px;vertical-align:bottom;text-align:center;">26</td> </tr> <tr style="height:20px;"> <td data-sheets-value='{"1":2,"2":"Polycarbonate "}' style="border-left:1px solid #000000;overflow:hidden;padding:0px 3px 0px 3px;vertical-align:bottom;">Polycarbonate </td> <td data-sheets-value='{"1":2,"2":"EW"}' style="overflow:hidden;padding:0px 3px 0px 3px;vertical-align:bottom;">EW</td> <td data-sheets-value='{"1":2,"2":"Clear (A)"}' style="overflow:hidden;padding:0px 3px 0px 3px;vertical-align:bottom;">Clear (A)</td> <td data-sheets-numberformat='{"1":2,"2":"0.00","3":1}' data-sheets-value='{"1":3,"3":1.19}' style="overflow:hidden;padding:0px 3px 0px 3px;vertical-align:bottom;text-align:center;">1.19</td> <td data-sheets-numberformat='{"1":2,"2":"0","3":1}' data-sheets-value='{"1":3,"3":36.08}' style="overflow:hidden;padding:0px 3px 0px 3px;vertical-align:bottom;text-align:center;">36</td> <td data-sheets-numberformat='{"1":2,"2":"0","3":1}' data-sheets-value='{"1":3,"3":54.78}' style="overflow:hidden;padding:0px 3px 0px 3px;vertical-align:bottom;text-align:center;">55</td> <td data-sheets-value='{"1":3,"3":24}' style="border-right:1px solid #000000;overflow:hidden;padding:0px 3px 0px 3px;vertical-align:bottom;text-align:center;">24</td> </tr> <tr style="height:20px;"> <td data-sheets-value='{"1":2,"2":"PC"}' style="border-left:1px solid #000000;overflow:hidden;padding:0px 3px 0px 3px;vertical-align:bottom;">PC</td> <td style="overflow:hidden;padding:0px 3px 0px 3px;vertical-align:bottom;"></td> <td data-sheets-value='{"1":2,"2":"Opal (D)"}' style="overflow:hidden;padding:0px 3px 0px 3px;vertical-align:bottom;">Opal (D)</td> <td data-sheets-numberformat='{"1":2,"2":"0.00","3":1}' data-sheets-value='{"1":3,"3":1.19}' style="overflow:hidden;padding:0px 3px 0px 3px;vertical-align:bottom;text-align:center;">1.19</td> <td data-sheets-numberformat='{"1":2,"2":"0","3":1}' data-sheets-value='{"1":3,"3":23.779999999999998}' style="overflow:hidden;padding:0px 3px 0px 3px;vertical-align:bottom;text-align:center;">24</td> <td data-sheets-numberformat='{"1":2,"2":"0","3":1}' data-sheets-value='{"1":3,"3":39.6}' style="overflow:hidden;padding:0px 3px 0px 3px;vertical-align:bottom;text-align:center;">40</td> <td data-sheets-value='{"1":3,"3":24}' style="border-right:1px solid #000000;overflow:hidden;padding:0px 3px 0px 3px;vertical-align:bottom;text-align:center;">24</td> </tr> <tr style="height:20px;"> <td style="border-left:1px solid #000000;overflow:hidden;padding:0px 3px 0px 3px;vertical-align:bottom;"></td> <td data-sheets-value='{"1":2,"2":"DW"}' style="overflow:hidden;padding:0px 3px 0px 3px;vertical-align:bottom;">DW</td> <td data-sheets-value='{"1":2,"2":"Clear (A/H)"}' style="overflow:hidden;padding:0px 3px 0px 3px;vertical-align:bottom;">Clear (A/H)</td> <td data-sheets-numberformat='{"1":2,"2":"0.00","3":1}' data-sheets-value='{"1":3,"3":0.98}' style="overflow:hidden;padding:0px 3px 0px 3px;vertical-align:bottom;text-align:center;">0.98</td> <td data-sheets-numberformat='{"1":2,"2":"0","3":1}' data-sheets-value='{"1":3,"3":32.39}' style="overflow:hidden;padding:0px 3px 0px 3px;vertical-align:bottom;text-align:center;">32</td> <td data-sheets-numberformat='{"1":2,"2":"0","3":1}' data-sheets-value='{"1":3,"3":47.52}' style="overflow:hidden;padding:0px 3px 0px 3px;vertical-align:bottom;text-align:center;">48</td> <td data-sheets-value='{"1":3,"3":26}' style="border-right:1px solid #000000;overflow:hidden;padding:0px 3px 0px 3px;vertical-align:bottom;text-align:center;">26</td> </tr> <tr style="height:20px;"> <td style="border-left:1px solid #000000;overflow:hidden;padding:0px 3px 0px 3px;vertical-align:bottom;"></td> <td style="overflow:hidden;padding:0px 3px 0px 3px;vertical-align:bottom;"></td> <td data-sheets-value='{"1":2,"2":"Clear (A/A)"}' style="overflow:hidden;padding:0px 3px 0px 3px;vertical-align:bottom;">Clear (A/A)</td> <td data-sheets-numberformat='{"1":2,"2":"0.00","3":1}' data-sheets-value='{"1":3,"3":0.98}' style="overflow:hidden;padding:0px 3px 0px 3px;vertical-align:bottom;text-align:center;">0.98</td> <td data-sheets-numberformat='{"1":2,"2":"0","3":1}' data-sheets-value='{"1":3,"3":31.569999999999997}' style="overflow:hidden;padding:0px 3px 0px 3px;vertical-align:bottom;text-align:center;">32</td> <td data-sheets-numberformat='{"1":2,"2":"0","3":1}' data-sheets-value='{"1":3,"3":45.54}' style="overflow:hidden;padding:0px 3px 0px 3px;vertical-align:bottom;text-align:center;">46</td> <td data-sheets-value='{"1":3,"3":26}' style="border-right:1px solid #000000;overflow:hidden;padding:0px 3px 0px 3px;vertical-align:bottom;text-align:center;">26</td> </tr> <tr style="height:20px;"> <td style="border-left:1px solid #000000;overflow:hidden;padding:0px 3px 0px 3px;vertical-align:bottom;"></td> <td style="overflow:hidden;padding:0px 3px 0px 3px;vertical-align:bottom;"></td> <td data-sheets-value='{"1":2,"2":"Opal (A/O)"}' style="overflow:hidden;padding:0px 3px 0px 3px;vertical-align:bottom;">Opal (A/O)</td> <td data-sheets-numberformat='{"1":2,"2":"0.00","3":1}' data-sheets-value='{"1":3,"3":0.98}' style="overflow:hidden;padding:0px 3px 0px 3px;vertical-align:bottom;text-align:center;">0.98</td> <td data-sheets-numberformat='{"1":2,"2":"0","3":1}' data-sheets-value='{"1":3,"3":29.93}' style="overflow:hidden;padding:0px 3px 0px 3px;vertical-align:bottom;text-align:center;">30</td> <td data-sheets-numberformat='{"1":2,"2":"0","3":1}' data-sheets-value='{"1":3,"3":41.580000000000005}' style="overflow:hidden;padding:0px 3px 0px 3px;vertical-align:bottom;text-align:center;">42</td> <td data-sheets-value='{"1":3,"3":26}' style="border-right:1px solid #000000;overflow:hidden;padding:0px 3px 0px 3px;vertical-align:bottom;text-align:center;">26</td> </tr> <tr style="height:20px;"> <td style="border-bottom:1px solid #000000;border-left:1px solid #000000;overflow:hidden;padding:0px 3px 0px 3px;vertical-align:bottom;"></td> <td style="border-bottom:1px solid #000000;overflow:hidden;padding:0px 3px 0px 3px;vertical-align:bottom;"></td> <td data-sheets-value='{"1":2,"2":"Opal (A/D)"}' style="border-bottom:1px solid #000000;overflow:hidden;padding:0px 3px 0px 3px;vertical-align:bottom;">Opal (A/D)</td> <td data-sheets-numberformat='{"1":2,"2":"0.00","3":1}' data-sheets-value='{"1":3,"3":0.98}' style="border-bottom:1px solid #000000;overflow:hidden;padding:0px 3px 0px 3px;vertical-align:bottom;text-align:center;">0.98</td> <td data-sheets-numberformat='{"1":2,"2":"0","3":1}' data-sheets-value='{"1":3,"3":20.91}' style="border-bottom:1px solid #000000;overflow:hidden;padding:0px 3px 0px 3px;vertical-align:bottom;text-align:center;">21</td> <td data-sheets-numberformat='{"1":2,"2":"0","3":1}' data-sheets-value='{"1":3,"3":33}' style="border-bottom:1px solid #000000;overflow:hidden;padding:0px 3px 0px 3px;vertical-align:bottom;text-align:center;">33</td> <td data-sheets-value='{"1":3,"3":26}' style="border-right:1px solid #000000;border-bottom:1px solid #000000;overflow:hidden;padding:0px 3px 0px 3px;vertical-align:bottom;text-align:center;">26</td> </tr> <tr style="height:20px;"> <td data-sheets-value='{"1":2,"2":"Polycarbonate"}' style="border-left:1px solid #000000;overflow:hidden;padding:0px 3px 0px 3px;vertical-align:bottom;">Polycarbonate</td> <td data-sheets-value='{"1":2,"2":"EW"}' style="overflow:hidden;padding:0px 3px 0px 3px;vertical-align:bottom;">EW</td> <td data-sheets-value='{"1":2,"2":"Heatstop Opal (T)"}' style="overflow:hidden;padding:0px 3px 0px 3px;vertical-align:bottom;">Heatstop Opal (T)</td> <td data-sheets-numberformat='{"1":2,"2":"0.00","3":1}' data-sheets-value='{"1":3,"3":1.19}' style="overflow:hidden;padding:0px 3px 0px 3px;vertical-align:bottom;text-align:center;">1.19</td> <td data-sheets-numberformat='{"1":2,"2":"0","3":1}' data-sheets-value='{"1":3,"3":20.09}' style="overflow:hidden;padding:0px 3px 0px 3px;vertical-align:bottom;text-align:center;">20</td> <td data-sheets-numberformat='{"1":2,"2":"0","3":1}' data-sheets-value='{"1":3,"3":38.940000000000005}' style="overflow:hidden;padding:0px 3px 0px 3px;vertical-align:bottom;text-align:center;">39</td> <td data-sheets-value='{"1":3,"3":24}' style="border-right:1px solid #000000;overflow:hidden;padding:0px 3px 0px 3px;vertical-align:bottom;text-align:center;">24</td> </tr> <tr style="height:20px;"> <td data-sheets-value='{"1":2,"2":"Heatstop PC"}' style="border-left:1px solid #000000;overflow:hidden;padding:0px 3px 0px 3px;vertical-align:bottom;">Heatstop PC</td> <td data-sheets-value='{"1":2,"2":"DW"}' style="overflow:hidden;padding:0px 3px 0px 3px;vertical-align:bottom;">DW</td> <td data-sheets-value='{"1":2,"2":"Clear (T/H)"}' style="overflow:hidden;padding:0px 3px 0px 3px;vertical-align:bottom;">Clear (T/H)</td> <td data-sheets-numberformat='{"1":2,"2":"0.00","3":1}' data-sheets-value='{"1":3,"3":0.98}' style="overflow:hidden;padding:0px 3px 0px 3px;vertical-align:bottom;text-align:center;">0.98</td> <td data-sheets-numberformat='{"1":2,"2":"0","3":1}' data-sheets-value='{"1":3,"3":18.04}' style="overflow:hidden;padding:0px 3px 0px 3px;vertical-align:bottom;text-align:center;">18</td> <td data-sheets-numberformat='{"1":2,"2":"0","3":1}' data-sheets-value='{"1":3,"3":33.660000000000004}' style="overflow:hidden;padding:0px 3px 0px 3px;vertical-align:bottom;text-align:center;">34</td> <td data-sheets-value='{"1":3,"3":26}' style="border-right:1px solid #000000;overflow:hidden;padding:0px 3px 0px 3px;vertical-align:bottom;text-align:center;">26</td> </tr> <tr style="height:20px;"> <td style="border-bottom:1px solid #000000;border-left:1px solid #000000;overflow:hidden;padding:0px 3px 0px 3px;vertical-align:bottom;"></td> <td style="border-bottom:1px solid #000000;overflow:hidden;padding:0px 3px 0px 3px;vertical-align:bottom;"></td> <td data-sheets-value='{"1":2,"2":"Opal (T/O)"}' style="border-bottom:1px solid #000000;overflow:hidden;padding:0px 3px 0px 3px;vertical-align:bottom;">Opal (T/O)</td> <td data-sheets-numberformat='{"1":2,"2":"0.00","3":1}' data-sheets-value='{"1":3,"3":0.98}' style="border-bottom:1px solid #000000;overflow:hidden;padding:0px 3px 0px 3px;vertical-align:bottom;text-align:center;">0.98</td> <td data-sheets-numberformat='{"1":2,"2":"0","3":1}' data-sheets-value='{"1":3,"3":16.81}' style="border-bottom:1px solid #000000;overflow:hidden;padding:0px 3px 0px 3px;vertical-align:bottom;text-align:center;">17</td> <td data-sheets-numberformat='{"1":2,"2":"0","3":1}' data-sheets-value='{"1":3,"3":29.700000000000003}' style="border-bottom:1px solid #000000;overflow:hidden;padding:0px 3px 0px 3px;vertical-align:bottom;text-align:center;">30</td> <td data-sheets-value='{"1":3,"3":26}' style="border-right:1px solid #000000;border-bottom:1px solid #000000;overflow:hidden;padding:0px 3px 0px 3px;vertical-align:bottom;text-align:center;">26</td> </tr> </tbody></table> | skylux-160-ce-met-koepel-en-pvc-opstand-16-00-met-lm-motor-en-pvc-raam-type-ep25-1600-x-1600-mm | 8586025402701 | 46872335614285
Smoke and heat exhaust (SHEV) | SHE system | Skylux | Skylux 160° CE with skylight and PVC curb 16/00 with LM-actuator and spoiler 0700 x 1000 mm |  | 50364 | 5412970503644 | 3406.15 | Yes | 30-45 | 50.1 | 700 x 1000 mm | 1000 | 700 |  | PVC 16/00 (16 cm high & roof opening = daylight size) | Rectangular | 5.17 W/m²K - 1.28 W/m²K | 87% - 32% | 90% - 32% | 20dB - 23dB | 160° CE (for industry) | skylight | with spoiler | E | Single actuator | Maximum four-walled skylight possible for this product | Ut-value LT-value g-value Rw-value EN 1873 : 2014 EN ISO 13468 EN 16153 EN 410 EN 410 EN ISO 140-3 Material Walls Shells (W/m²K) (%) (%) (dB) Acrylic Single-walled Clear (H) 5.17 90 87 - PMMA Single-walled Opal (O) 5.17 83 76 - Double-walled Clear (H/H) 2.90 81 75 20 Double-walled Opal (O/O) 2.90 69 58 20 Triple-walled Clear (H/H/H) 1.70 73 65 22 Triple-walled Opal (O/H/O) 1.70 62 51 22 Four-walled Clear (H/H/H/H) 1.28 64 54 23 Four-walled Opal (H/H/O/H) 1.28 59 48 23 Polycarbonate Single-walled Clear (A) 5.17 88 83 - PC Single-walled Opal (D) 5.17 58 60 - Double-walled Clear (A/H) 2.90 79 72 20 Double-walled Clear (A/A) 2.90 77 69 20 Double-walled Opal (A/O) 2.90 73 63 20 Double-walled Opal (A/D) 2.90 51 50 20 Triple-walled Clear (A/H/H) 1.70 71 63 22 Triple-walled Opal (A/O/O) 1.70 61 48 22 Four-walled Clear (A/H/H/H) 1.28 64 52 23 Four-walled Opal (A/H/O/H) 1.28 59 46 23 Polycarbonate Single-walled Heatstop Opal (T) 5.17 49 59 - Heatstop PC Double-walled Clear (T/H) 2.90 44 51 20 Double-walled Opal (T/O) 2.90 41 45 20 Triple-walled Clear (T/H/H) 1.70 40 <td data-sheets-numberformat='{"1":2,"2":"0","3":1}' data-sheets-value='{"1":3,"3":44}' style="overflow:hidden;paddin | https://skylux.eu/en/products/skylux-160-ce-met-koepel-en-pvc-opstand-16-00-met-lm-motor-en-windvang-0700-x-1000-mm | https://skylux.eu/cdn/shop/files/Skylux-160deg-CE-met-koepel-en-pvc-opstand-1600-met-LM-motor-en-windvang-0700-x-1000-mm-RWA-systeem.jpg?v=1702980089&width=1600 | https://skylux.eu/cdn/shop/files/e5a82811-1bb0-48e4-a776-cacb59c7c092_75f5034d-2f67-4bf1-b305-c41dc44864f2.jpg?v=1688551051&width=1600 | //skylux.eu/cdn/shop/files/E_MH_Mounting_instructions_Skylux_160_CE_LM.pdf?v=12406716259046007223 | //skylux.eu/cdn/shop/files/E_TD_Technical_File_Skylux_Skylux_160_CE_Electric.pdf?v=3667116872303399239 | <style type="text/css" id="isPasted"> <!--td { border: 1px solid #cccccc; } br { mso-data-placement: same-cell; } --> </style> <table border="1" cellpadding="0" cellspacing="0" dir="ltr" style="table-layout:fixed;font-size:10pt;font-family:Arial;border-collapse:collapse;border:none;"><tbody> <tr style="height:20px;"> <td style="overflow:hidden;padding:0px 3px 0px 3px;vertical-align:bottom;"></td> <td style="overflow:hidden;padding:0px 3px 0px 3px;vertical-align:bottom;"></td> <td style="overflow:hidden;padding:0px 3px 0px 3px;vertical-align:bottom;"></td> <td data-sheets-value='{"1":2,"2":"Ut-value"}' style="overflow:hidden;padding:0px 3px 0px 3px;vertical-align:bottom;font-weight:bold;text-align:center;">Ut-value</td> <td data-sheets-value='{"1":2,"2":"LT-value"}' style="overflow:hidden;padding:0px 3px 0px 3px;vertical-align:bottom;font-weight:bold;text-align:center;">LT-value</td> <td data-sheets-value='{"1":2,"2":"g-value"}' style="overflow:hidden;padding:0px 3px 0px 3px;vertical-align:bottom;font-weight:bold;text-align:center;">g-value</td> <td data-sheets-value='{"1":2,"2":"Rw-value "}' style="overflow:hidden;padding:0px 3px 0px 3px;vertical-align:bottom;font-weight:bold;text-align:center;">Rw-value </td> </tr> <tr style="height:20px;"> <td style="overflow:hidden;padding:0px 3px 0px 3px;vertical-align:bottom;"></td> <td style="overflow:hidden;padding:0px 3px 0px 3px;vertical-align:bottom;"></td> <td style="overflow:hidden;padding:0px 3px 0px 3px;vertical-align:bottom;"></td> <td data-sheets-numberformat='{"1":2,"2":"0.00","3":1}' data-sheets-value='{"1":2,"2":"EN 1873 : 2014"}' style="overflow:hidden;padding:0px 3px 0px 3px;vertical-align:bottom;text-align:center;">EN 1873 : 2014</td> <td data-sheets-numberformat='{"1":2,"2":"0","3":1}' data-sheets-value='{"1":2,"2":"EN ISO 13468 EN 16153 EN 410"}' style="overflow:hidden;padding:0px 3px 0px 3px;vertical-align:bottom;text-align:center;">EN ISO 13468 EN 16153 EN 410</td> <td data-sheets-numberformat='{"1":2,"2":"0","3":1}' data-sheets-value='{"1":2,"2":"EN 410"}' style="overflow:hidden;padding:0px 3px 0px 3px;vertical-align:bottom;text-align:center;">EN 410</td> <td data-sheets-value='{"1":2,"2":"EN ISO 140-3\t\t"}' style="overflow:hidden;padding:0px 3px 0px 3px;vertical-align:bottom;text-align:center;">EN ISO 140-3 </td> </tr> <tr style="height:20px;"> <td data-sheets-value='{"1":2,"2":"Material"}' style="border-bottom:1px solid #000000;overflow:hidden;padding:0px 3px 0px 3px;vertical-align:bottom;background-color:#000000;font-weight:bold;color:#ffffff;">Material</td> <td data-sheets-value='{"1":2,"2":"Walls"}' style="border-bottom:1px solid #000000;overflow:hidden;padding:0px 3px 0px 3px;vertical-align:bottom;background-color:#000000;font-weight:bold;color:#ffffff;">Walls</td> <td data-sheets-value='{"1":2,"2":"Shells"}' style="border-bottom:1px solid #000000;overflow:hidden;padding:0px 3px 0px 3px;vertical-align:bottom;background-color:#000000;font-weight:bold;color:#ffffff;">Shells</td> <td data-sheets-numberformat='{"1":2,"2":"0.00","3":1}' data-sheets-value='{"1":2,"2":"(W/m²K)\t"}' style="border-bottom:1px solid #000000;overflow:hidden;padding:0px 3px 0px 3px;vertical-align:bottom;background-color:#000000;font-weight:bold;color:#ffffff;text-align:center;">(W/m²K) </td> <td data-sheets-numberformat='{"1":2,"2":"0","3":1}' data-sheets-value='{"1":2,"2":"(%)"}' style="border-bottom:1px solid #000000;overflow:hidden;padding:0px 3px 0px 3px;vertical-align:bottom;background-color:#000000;font-weight:bold;color:#ffffff;text-align:center;">(%)</td> <td data-sheets-numberformat='{"1":2,"2":"0","3":1}' data-sheets-value='{"1":2,"2":"(%)"}' style="border-bottom:1px solid #000000;overflow:hidden;padding:0px 3px 0px 3px;vertical-align:bottom;background-color:#000000;font-weight:bold;color:#ffffff;text-align:center;">(%)</td> <td data-sheets-value='{"1":2,"2":"(dB)"}' style="border-bottom:1px solid #000000;overflow:hidden;padding:0px 3px 0px 3px;vertical-align:bottom;background-color:#000000;font-weight:bold;color:#ffffff;text-align:center;">(dB)</td> </tr> <tr style="height:20px;"> <td data-sheets-value='{"1":2,"2":"Acrylic"}' style="border-left:1px solid #000000;overflow:hidden;padding:0px 3px 0px 3px;vertical-align:bottom;font-weight:bold;">Acrylic</td> <td data-sheets-value='{"1":2,"2":"Single-walled"}' style="overflow:hidden;padding:0px 3px 0px 3px;vertical-align:bottom;font-weight:bold;">Single-walled</td> <td data-sheets-value='{"1":2,"2":"Clear (H)"}' style="border-right:1px solid #000000;overflow:hidden;padding:0px 3px 0px 3px;vertical-align:bottom;font-weight:bold;">Clear (H)</td> <td data-sheets-numberformat='{"1":2,"2":"0.00","3":1}' data-sheets-value='{"1":3,"3":5.17}' style="overflow:hidden;padding:0px 3px 0px 3px;vertical-align:bottom;text-align:center;">5.17</td> <td data-sheets-numberformat='{"1":2,"2":"0","3":1}' data-sheets-value='{"1":3,"3":90}' style="overflow:hidden;padding:0px 3px 0px 3px;vertical-align:bottom;text-align:center;">90</td> <td data-sheets-numberformat='{"1":2,"2":"0","3":1}' data-sheets-value='{"1":3,"3":87}' style="overflow:hidden;padding:0px 3px 0px 3px;vertical-align:bottom;text-align:center;">87</td> <td data-sheets-numberformat='{"1":2,"2":"0","3":1}' data-sheets-value='{"1":2,"2":"-"}' style="border-right:1px solid #000000;overflow:hidden;padding:0px 3px 0px 3px;vertical-align:bottom;text-align:center;">-</td> </tr> <tr style="height:20px;"> <td data-sheets-value='{"1":2,"2":"PMMA"}' style="border-left:1px solid #000000;overflow:hidden;padding:0px 3px 0px 3px;vertical-align:bottom;font-weight:bold;">PMMA</td> <td data-sheets-value='{"1":2,"2":"Single-walled"}' style="overflow:hidden;padding:0px 3px 0px 3px;vertical-align:bottom;font-weight:bold;">Single-walled</td> <td data-sheets-value='{"1":2,"2":"Opal (O)"}' style="border-right:1px solid #000000;overflow:hidden;padding:0px 3px 0px 3px;vertical-align:bottom;font-weight:bold;">Opal (O)</td> <td data-sheets-numberformat='{"1":2,"2":"0.00","3":1}' data-sheets-value='{"1":3,"3":5.17}' style="overflow:hidden;padding:0px 3px 0px 3px;vertical-align:bottom;text-align:center;">5.17</td> <td data-sheets-numberformat='{"1":2,"2":"0","3":1}' data-sheets-value='{"1":3,"3":83}' style="overflow:hidden;padding:0px 3px 0px 3px;vertical-align:bottom;text-align:center;">83</td> <td data-sheets-numberformat='{"1":2,"2":"0","3":1}' data-sheets-value='{"1":3,"3":76}' style="overflow:hidden;padding:0px 3px 0px 3px;vertical-align:bottom;text-align:center;">76</td> <td data-sheets-numberformat='{"1":2,"2":"0","3":1}' data-sheets-value='{"1":2,"2":"-"}' style="border-right:1px solid #000000;overflow:hidden;padding:0px 3px 0px 3px;vertical-align:bottom;text-align:center;">-</td> </tr> <tr style="height:20px;"> <td style="border-left:1px solid #000000;overflow:hidden;padding:0px 3px 0px 3px;vertical-align:bottom;font-weight:bold;"></td> <td data-sheets-value='{"1":2,"2":"Double-walled"}' style="overflow:hidden;padding:0px 3px 0px 3px;vertical-align:bottom;font-weight:bold;">Double-walled</td> <td data-sheets-value='{"1":2,"2":"Clear (H/H)"}' style="border-right:1px solid #000000;overflow:hidden;padding:0px 3px 0px 3px;vertical-align:bottom;font-weight:bold;">Clear (H/H)</td> <td data-sheets-numberformat='{"1":2,"2":"0.00","3":1}' data-sheets-value='{"1":3,"3":2.9}' style="overflow:hidden;padding:0px 3px 0px 3px;vertical-align:bottom;text-align:center;">2.90</td> <td data-sheets-numberformat='{"1":2,"2":"0","3":1}' data-sheets-value='{"1":3,"3":81}' style="overflow:hidden;padding:0px 3px 0px 3px;vertical-align:bottom;text-align:center;">81</td> <td data-sheets-numberformat='{"1":2,"2":"0","3":1}' data-sheets-value='{"1":3,"3":75}' style="overflow:hidden;padding:0px 3px 0px 3px;vertical-align:bottom;text-align:center;">75</td> <td data-sheets-numberformat='{"1":2,"2":"0","3":1}' data-sheets-value='{"1":3,"3":20}' style="border-right:1px solid #000000;overflow:hidden;padding:0px 3px 0px 3px;vertical-align:bottom;text-align:center;">20</td> </tr> <tr style="height:20px;"> <td style="border-left:1px solid #000000;overflow:hidden;padding:0px 3px 0px 3px;vertical-align:bottom;font-weight:bold;"></td> <td data-sheets-value='{"1":2,"2":"Double-walled"}' style="overflow:hidden;padding:0px 3px 0px 3px;vertical-align:bottom;font-weight:bold;">Double-walled</td> <td data-sheets-value='{"1":2,"2":"Opal (O/O)"}' style="border-right:1px solid #000000;overflow:hidden;padding:0px 3px 0px 3px;vertical-align:bottom;font-weight:bold;">Opal (O/O)</td> <td data-sheets-numberformat='{"1":2,"2":"0.00","3":1}' data-sheets-value='{"1":3,"3":2.9}' style="overflow:hidden;padding:0px 3px 0px 3px;vertical-align:bottom;text-align:center;">2.90</td> <td data-sheets-numberformat='{"1":2,"2":"0","3":1}' data-sheets-value='{"1":3,"3":69}' style="overflow:hidden;padding:0px 3px 0px 3px;vertical-align:bottom;text-align:center;">69</td> <td data-sheets-numberformat='{"1":2,"2":"0","3":1}' data-sheets-value='{"1":3,"3":58}' style="overflow:hidden;padding:0px 3px 0px 3px;vertical-align:bottom;text-align:center;">58</td> <td data-sheets-numberformat='{"1":2,"2":"0","3":1}' data-sheets-value='{"1":3,"3":20}' style="border-right:1px solid #000000;overflow:hidden;padding:0px 3px 0px 3px;vertical-align:bottom;text-align:center;">20</td> </tr> <tr style="height:20px;"> <td style="border-left:1px solid #000000;overflow:hidden;padding:0px 3px 0px 3px;vertical-align:bottom;font-weight:bold;"></td> <td data-sheets-value='{"1":2,"2":"Triple-walled"}' style="overflow:hidden;padding:0px 3px 0px 3px;vertical-align:bottom;font-weight:bold;">Triple-walled</td> <td data-sheets-value='{"1":2,"2":"Clear (H/H/H)"}' style="border-right:1px solid #000000;overflow:hidden;padding:0px 3px 0px 3px;vertical-align:bottom;font-weight:bold;">Clear (H/H/H)</td> <td data-sheets-numberformat='{"1":2,"2":"0.00","3":1}' data-sheets-value='{"1":3,"3":1.7}' style="overflow:hidden;padding:0px 3px 0px 3px;vertical-align:bottom;text-align:center;">1.70</td> <td data-sheets-numberformat='{"1":2,"2":"0","3":1}' data-sheets-value='{"1":3,"3":73}' style="overflow:hidden;padding:0px 3px 0px 3px;vertical-align:bottom;text-align:center;">73</td> <td data-sheets-numberformat='{"1":2,"2":"0","3":1}' data-sheets-value='{"1":3,"3":65}' style="overflow:hidden;padding:0px 3px 0px 3px;vertical-align:bottom;text-align:center;">65</td> <td data-sheets-numberformat='{"1":2,"2":"0","3":1}' data-sheets-value='{"1":3,"3":22}' style="border-right:1px solid #000000;overflow:hidden;padding:0px 3px 0px 3px;vertical-align:bottom;text-align:center;">22</td> </tr> <tr style="height:20px;"> <td style="border-left:1px solid #000000;overflow:hidden;padding:0px 3px 0px 3px;vertical-align:bottom;font-weight:bold;"></td> <td data-sheets-value='{"1":2,"2":"Triple-walled"}' style="overflow:hidden;padding:0px 3px 0px 3px;vertical-align:bottom;font-weight:bold;">Triple-walled</td> <td data-sheets-value='{"1":2,"2":"Opal (O/H/O)"}' style="border-right:1px solid #000000;overflow:hidden;padding:0px 3px 0px 3px;vertical-align:bottom;font-weight:bold;">Opal (O/H/O)</td> <td data-sheets-numberformat='{"1":2,"2":"0.00","3":1}' data-sheets-value='{"1":3,"3":1.7}' style="overflow:hidden;padding:0px 3px 0px 3px;vertical-align:bottom;text-align:center;">1.70</td> <td data-sheets-numberformat='{"1":2,"2":"0","3":1}' data-sheets-value='{"1":3,"3":62}' style="overflow:hidden;padding:0px 3px 0px 3px;vertical-align:bottom;text-align:center;">62</td> <td data-sheets-numberformat='{"1":2,"2":"0","3":1}' data-sheets-value='{"1":3,"3":51}' style="overflow:hidden;padding:0px 3px 0px 3px;vertical-align:bottom;text-align:center;">51</td> <td data-sheets-numberformat='{"1":2,"2":"0","3":1}' data-sheets-value='{"1":3,"3":22}' style="border-right:1px solid #000000;overflow:hidden;padding:0px 3px 0px 3px;vertical-align:bottom;text-align:center;">22</td> </tr> <tr style="height:20px;"> <td style="border-left:1px solid #000000;overflow:hidden;padding:0px 3px 0px 3px;vertical-align:bottom;font-weight:bold;"></td> <td data-sheets-value='{"1":2,"2":"Four-walled"}' style="overflow:hidden;padding:0px 3px 0px 3px;vertical-align:bottom;font-weight:bold;">Four-walled</td> <td data-sheets-value='{"1":2,"2":"Clear (H/H/H/H)"}' style="border-right:1px solid #000000;overflow:hidden;padding:0px 3px 0px 3px;vertical-align:bottom;font-weight:bold;">Clear (H/H/H/H)</td> <td data-sheets-numberformat='{"1":2,"2":"0.00","3":1}' data-sheets-value='{"1":3,"3":1.28}' style="overflow:hidden;padding:0px 3px 0px 3px;vertical-align:bottom;text-align:center;">1.28</td> <td data-sheets-numberformat='{"1":2,"2":"0","3":1}' data-sheets-value='{"1":3,"3":64}' style="overflow:hidden;padding:0px 3px 0px 3px;vertical-align:bottom;text-align:center;">64</td> <td data-sheets-numberformat='{"1":2,"2":"0","3":1}' data-sheets-value='{"1":3,"3":54}' style="overflow:hidden;padding:0px 3px 0px 3px;vertical-align:bottom;text-align:center;">54</td> <td data-sheets-numberformat='{"1":2,"2":"0","3":1}' data-sheets-value='{"1":3,"3":23}' style="border-right:1px solid #000000;overflow:hidden;padding:0px 3px 0px 3px;vertical-align:bottom;text-align:center;">23</td> </tr> <tr style="height:20px;"> <td style="border-bottom:1px solid #000000;border-left:1px solid #000000;overflow:hidden;padding:0px 3px 0px 3px;vertical-align:bottom;"></td> <td data-sheets-value='{"1":2,"2":"Four-walled"}' style="border-bottom:1px solid #000000;overflow:hidden;padding:0px 3px 0px 3px;vertical-align:bottom;font-weight:bold;">Four-walled</td> <td data-sheets-value='{"1":2,"2":"Opal (H/H/O/H)"}' style="border-right:1px solid #000000;border-bottom:1px solid #000000;overflow:hidden;padding:0px 3px 0px 3px;vertical-align:bottom;font-weight:bold;">Opal (H/H/O/H)</td> <td data-sheets-numberformat='{"1":2,"2":"0.00","3":1}' data-sheets-value='{"1":3,"3":1.28}' style="border-bottom:1px solid #000000;overflow:hidden;padding:0px 3px 0px 3px;vertical-align:bottom;text-align:center;">1.28</td> <td data-sheets-numberformat='{"1":2,"2":"0","3":1}' data-sheets-value='{"1":3,"3":59}' style="border-bottom:1px solid #000000;overflow:hidden;padding:0px 3px 0px 3px;vertical-align:bottom;text-align:center;">59</td> <td data-sheets-numberformat='{"1":2,"2":"0","3":1}' data-sheets-value='{"1":3,"3":48}' style="border-bottom:1px solid #000000;overflow:hidden;padding:0px 3px 0px 3px;vertical-align:bottom;text-align:center;">48</td> <td data-sheets-numberformat='{"1":2,"2":"0","3":1}' data-sheets-value='{"1":3,"3":23}' style="border-right:1px solid #000000;border-bottom:1px solid #000000;overflow:hidden;padding:0px 3px 0px 3px;vertical-align:bottom;text-align:center;">23</td> </tr> <tr style="height:20px;"> <td data-sheets-value='{"1":2,"2":"Polycarbonate "}' style="border-left:1px solid #000000;overflow:hidden;padding:0px 3px 0px 3px;vertical-align:bottom;font-weight:bold;">Polycarbonate </td> <td data-sheets-value='{"1":2,"2":"Single-walled"}' style="overflow:hidden;padding:0px 3px 0px 3px;vertical-align:bottom;font-weight:bold;">Single-walled</td> <td data-sheets-value='{"1":2,"2":"Clear (A)"}' style="border-right:1px solid #000000;overflow:hidden;padding:0px 3px 0px 3px;vertical-align:bottom;font-weight:bold;">Clear (A)</td> <td data-sheets-numberformat='{"1":2,"2":"0.00","3":1}' data-sheets-value='{"1":3,"3":5.17}' style="overflow:hidden;padding:0px 3px 0px 3px;vertical-align:bottom;text-align:center;">5.17</td> <td data-sheets-numberformat='{"1":2,"2":"0","3":1}' data-sheets-value='{"1":3,"3":88}' style="overflow:hidden;padding:0px 3px 0px 3px;vertical-align:bottom;text-align:center;">88</td> <td data-sheets-numberformat='{"1":2,"2":"0","3":1}' data-sheets-value='{"1":3,"3":83}' style="overflow:hidden;padding:0px 3px 0px 3px;vertical-align:bottom;text-align:center;">83</td> <td data-sheets-numberformat='{"1":2,"2":"0","3":1}' data-sheets-value='{"1":2,"2":"-"}' style="border-right:1px solid #000000;overflow:hidden;padding:0px 3px 0px 3px;vertical-align:bottom;text-align:center;">-</td> </tr> <tr style="height:20px;"> <td data-sheets-value='{"1":2,"2":"PC"}' style="border-left:1px solid #000000;overflow:hidden;padding:0px 3px 0px 3px;vertical-align:bottom;font-weight:bold;">PC</td> <td data-sheets-value='{"1":2,"2":"Single-walled"}' style="overflow:hidden;padding:0px 3px 0px 3px;vertical-align:bottom;font-weight:bold;">Single-walled</td> <td data-sheets-value='{"1":2,"2":"Opal (D)"}' style="border-right:1px solid #000000;overflow:hidden;padding:0px 3px 0px 3px;vertical-align:bottom;font-weight:bold;">Opal (D)</td> <td data-sheets-numberformat='{"1":2,"2":"0.00","3":1}' data-sheets-value='{"1":3,"3":5.17}' style="overflow:hidden;padding:0px 3px 0px 3px;vertical-align:bottom;text-align:center;">5.17</td> <td data-sheets-numberformat='{"1":2,"2":"0","3":1}' data-sheets-value='{"1":3,"3":58}' style="overflow:hidden;padding:0px 3px 0px 3px;vertical-align:bottom;text-align:center;">58</td> <td data-sheets-numberformat='{"1":2,"2":"0","3":1}' data-sheets-value='{"1":3,"3":60}' style="overflow:hidden;padding:0px 3px 0px 3px;vertical-align:bottom;text-align:center;">60</td> <td data-sheets-numberformat='{"1":2,"2":"0","3":1}' data-sheets-value='{"1":2,"2":"-"}' style="border-right:1px solid #000000;overflow:hidden;padding:0px 3px 0px 3px;vertical-align:bottom;text-align:center;">-</td> </tr> <tr style="height:20px;"> <td style="border-left:1px solid #000000;overflow:hidden;padding:0px 3px 0px 3px;vertical-align:bottom;font-weight:bold;"></td> <td data-sheets-value='{"1":2,"2":"Double-walled"}' style="overflow:hidden;padding:0px 3px 0px 3px;vertical-align:bottom;font-weight:bold;">Double-walled</td> <td data-sheets-value='{"1":2,"2":"Clear (A/H)"}' style="border-right:1px solid #000000;overflow:hidden;padding:0px 3px 0px 3px;vertical-align:bottom;font-weight:bold;">Clear (A/H)</td> <td data-sheets-numberformat='{"1":2,"2":"0.00","3":1}' data-sheets-value='{"1":3,"3":2.9}' style="overflow:hidden;padding:0px 3px 0px 3px;vertical-align:bottom;text-align:center;">2.90</td> <td data-sheets-numberformat='{"1":2,"2":"0","3":1}' data-sheets-value='{"1":3,"3":79}' style="overflow:hidden;padding:0px 3px 0px 3px;vertical-align:bottom;text-align:center;">79</td> <td data-sheets-numberformat='{"1":2,"2":"0","3":1}' data-sheets-value='{"1":3,"3":72}' style="overflow:hidden;padding:0px 3px 0px 3px;vertical-align:bottom;text-align:center;">72</td> <td data-sheets-numberformat='{"1":2,"2":"0","3":1}' data-sheets-value='{"1":3,"3":20}' style="border-right:1px solid #000000;overflow:hidden;padding:0px 3px 0px 3px;vertical-align:bottom;text-align:center;">20</td> </tr> <tr style="height:20px;"> <td style="border-left:1px solid #000000;overflow:hidden;padding:0px 3px 0px 3px;vertical-align:bottom;font-weight:bold;"></td> <td data-sheets-value='{"1":2,"2":"Double-walled"}' style="overflow:hidden;padding:0px 3px 0px 3px;vertical-align:bottom;font-weight:bold;">Double-walled</td> <td data-sheets-value='{"1":2,"2":"Clear (A/A)"}' style="border-right:1px solid #000000;overflow:hidden;padding:0px 3px 0px 3px;vertical-align:bottom;font-weight:bold;">Clear (A/A)</td> <td data-sheets-numberformat='{"1":2,"2":"0.00","3":1}' data-sheets-value='{"1":3,"3":2.9}' style="overflow:hidden;padding:0px 3px 0px 3px;vertical-align:bottom;text-align:center;">2.90</td> <td data-sheets-numberformat='{"1":2,"2":"0","3":1}' data-sheets-value='{"1":3,"3":77}' style="overflow:hidden;padding:0px 3px 0px 3px;vertical-align:bottom;text-align:center;">77</td> <td data-sheets-numberformat='{"1":2,"2":"0","3":1}' data-sheets-value='{"1":3,"3":69}' style="overflow:hidden;padding:0px 3px 0px 3px;vertical-align:bottom;text-align:center;">69</td> <td data-sheets-numberformat='{"1":2,"2":"0","3":1}' data-sheets-value='{"1":3,"3":20}' style="border-right:1px solid #000000;overflow:hidden;padding:0px 3px 0px 3px;vertical-align:bottom;text-align:center;">20</td> </tr> <tr style="height:20px;"> <td style="border-left:1px solid #000000;overflow:hidden;padding:0px 3px 0px 3px;vertical-align:bottom;font-weight:bold;"></td> <td data-sheets-value='{"1":2,"2":"Double-walled"}' style="overflow:hidden;padding:0px 3px 0px 3px;vertical-align:bottom;font-weight:bold;">Double-walled</td> <td data-sheets-value='{"1":2,"2":"Opal (A/O)"}' style="border-right:1px solid #000000;overflow:hidden;padding:0px 3px 0px 3px;vertical-align:bottom;font-weight:bold;">Opal (A/O)</td> <td data-sheets-numberformat='{"1":2,"2":"0.00","3":1}' data-sheets-value='{"1":3,"3":2.9}' style="overflow:hidden;padding:0px 3px 0px 3px;vertical-align:bottom;text-align:center;">2.90</td> <td data-sheets-numberformat='{"1":2,"2":"0","3":1}' data-sheets-value='{"1":3,"3":73}' style="overflow:hidden;padding:0px 3px 0px 3px;vertical-align:bottom;text-align:center;">73</td> <td data-sheets-numberformat='{"1":2,"2":"0","3":1}' data-sheets-value='{"1":3,"3":63}' style="overflow:hidden;padding:0px 3px 0px 3px;vertical-align:bottom;text-align:center;">63</td> <td data-sheets-numberformat='{"1":2,"2":"0","3":1}' data-sheets-value='{"1":3,"3":20}' style="border-right:1px solid #000000;overflow:hidden;padding:0px 3px 0px 3px;vertical-align:bottom;text-align:center;">20</td> </tr> <tr style="height:20px;"> <td style="border-left:1px solid #000000;overflow:hidden;padding:0px 3px 0px 3px;vertical-align:bottom;font-weight:bold;"></td> <td data-sheets-value='{"1":2,"2":"Double-walled"}' style="overflow:hidden;padding:0px 3px 0px 3px;vertical-align:bottom;font-weight:bold;">Double-walled</td> <td data-sheets-value='{"1":2,"2":"Opal (A/D)"}' style="border-right:1px solid #000000;overflow:hidden;padding:0px 3px 0px 3px;vertical-align:bottom;font-weight:bold;">Opal (A/D)</td> <td data-sheets-numberformat='{"1":2,"2":"0.00","3":1}' data-sheets-value='{"1":3,"3":2.9}' style="overflow:hidden;padding:0px 3px 0px 3px;vertical-align:bottom;text-align:center;">2.90</td> <td data-sheets-numberformat='{"1":2,"2":"0","3":1}' data-sheets-value='{"1":3,"3":51}' style="overflow:hidden;padding:0px 3px 0px 3px;vertical-align:bottom;text-align:center;">51</td> <td data-sheets-numberformat='{"1":2,"2":"0","3":1}' data-sheets-value='{"1":3,"3":50}' style="overflow:hidden;padding:0px 3px 0px 3px;vertical-align:bottom;text-align:center;">50</td> <td data-sheets-numberformat='{"1":2,"2":"0","3":1}' data-sheets-value='{"1":3,"3":20}' style="border-right:1px solid #000000;overflow:hidden;padding:0px 3px 0px 3px;vertical-align:bottom;text-align:center;">20</td> </tr> <tr style="height:20px;"> <td style="border-left:1px solid #000000;overflow:hidden;padding:0px 3px 0px 3px;vertical-align:bottom;font-weight:bold;"></td> <td data-sheets-value='{"1":2,"2":"Triple-walled"}' style="overflow:hidden;padding:0px 3px 0px 3px;vertical-align:bottom;font-weight:bold;">Triple-walled</td> <td data-sheets-value='{"1":2,"2":"Clear (A/H/H)"}' style="border-right:1px solid #000000;overflow:hidden;padding:0px 3px 0px 3px;vertical-align:bottom;font-weight:bold;">Clear (A/H/H)</td> <td data-sheets-numberformat='{"1":2,"2":"0.00","3":1}' data-sheets-value='{"1":3,"3":1.7}' style="overflow:hidden;padding:0px 3px 0px 3px;vertical-align:bottom;text-align:center;">1.70</td> <td data-sheets-numberformat='{"1":2,"2":"0","3":1}' data-sheets-value='{"1":3,"3":71}' style="overflow:hidden;padding:0px 3px 0px 3px;vertical-align:bottom;text-align:center;">71</td> <td data-sheets-numberformat='{"1":2,"2":"0","3":1}' data-sheets-value='{"1":3,"3":63}' style="overflow:hidden;padding:0px 3px 0px 3px;vertical-align:bottom;text-align:center;">63</td> <td data-sheets-numberformat='{"1":2,"2":"0","3":1}' data-sheets-value='{"1":3,"3":22}' style="border-right:1px solid #000000;overflow:hidden;padding:0px 3px 0px 3px;vertical-align:bottom;text-align:center;">22</td> </tr> <tr style="height:20px;"> <td style="border-left:1px solid #000000;overflow:hidden;padding:0px 3px 0px 3px;vertical-align:bottom;font-weight:bold;"></td> <td data-sheets-value='{"1":2,"2":"Triple-walled"}' style="overflow:hidden;padding:0px 3px 0px 3px;vertical-align:bottom;font-weight:bold;">Triple-walled</td> <td data-sheets-value='{"1":2,"2":"Opal (A/O/O)"}' style="border-right:1px solid #000000;overflow:hidden;padding:0px 3px 0px 3px;vertical-align:bottom;font-weight:bold;">Opal (A/O/O)</td> <td data-sheets-numberformat='{"1":2,"2":"0.00","3":1}' data-sheets-value='{"1":3,"3":1.7}' style="overflow:hidden;padding:0px 3px 0px 3px;vertical-align:bottom;text-align:center;">1.70</td> <td data-sheets-numberformat='{"1":2,"2":"0","3":1}' data-sheets-value='{"1":3,"3":61}' style="overflow:hidden;padding:0px 3px 0px 3px;vertical-align:bottom;text-align:center;">61</td> <td data-sheets-numberformat='{"1":2,"2":"0","3":1}' data-sheets-value='{"1":3,"3":48}' style="overflow:hidden;padding:0px 3px 0px 3px;vertical-align:bottom;text-align:center;">48</td> <td data-sheets-numberformat='{"1":2,"2":"0","3":1}' data-sheets-value='{"1":3,"3":22}' style="border-right:1px solid #000000;overflow:hidden;padding:0px 3px 0px 3px;vertical-align:bottom;text-align:center;">22</td> </tr> <tr style="height:20px;"> <td style="border-left:1px solid #000000;overflow:hidden;padding:0px 3px 0px 3px;vertical-align:bottom;font-weight:bold;"></td> <td data-sheets-value='{"1":2,"2":"Four-walled"}' style="overflow:hidden;padding:0px 3px 0px 3px;vertical-align:bottom;font-weight:bold;">Four-walled</td> <td data-sheets-value='{"1":2,"2":"Clear (A/H/H/H)"}' style="border-right:1px solid #000000;overflow:hidden;padding:0px 3px 0px 3px;vertical-align:bottom;font-weight:bold;">Clear (A/H/H/H)</td> <td data-sheets-numberformat='{"1":2,"2":"0.00","3":1}' data-sheets-value='{"1":3,"3":1.28}' style="overflow:hidden;padding:0px 3px 0px 3px;vertical-align:bottom;text-align:center;">1.28</td> <td data-sheets-numberformat='{"1":2,"2":"0","3":1}' data-sheets-value='{"1":3,"3":64}' style="overflow:hidden;padding:0px 3px 0px 3px;vertical-align:bottom;text-align:center;">64</td> <td data-sheets-numberformat='{"1":2,"2":"0","3":1}' data-sheets-value='{"1":3,"3":52}' style="overflow:hidden;padding:0px 3px 0px 3px;vertical-align:bottom;text-align:center;">52</td> <td data-sheets-numberformat='{"1":2,"2":"0","3":1}' data-sheets-value='{"1":3,"3":23}' style="border-right:1px solid #000000;overflow:hidden;padding:0px 3px 0px 3px;vertical-align:bottom;text-align:center;">23</td> </tr> <tr style="height:20px;"> <td style="border-bottom:1px solid #000000;border-left:1px solid #000000;overflow:hidden;padding:0px 3px 0px 3px;vertical-align:bottom;"></td> <td data-sheets-value='{"1":2,"2":"Four-walled"}' style="border-bottom:1px solid #000000;overflow:hidden;padding:0px 3px 0px 3px;vertical-align:bottom;font-weight:bold;">Four-walled</td> <td data-sheets-value='{"1":2,"2":"Opal (A/H/O/H)"}' style="border-right:1px solid #000000;border-bottom:1px solid #000000;overflow:hidden;padding:0px 3px 0px 3px;vertical-align:bottom;font-weight:bold;">Opal (A/H/O/H)</td> <td data-sheets-numberformat='{"1":2,"2":"0.00","3":1}' data-sheets-value='{"1":3,"3":1.28}' style="border-bottom:1px solid #000000;overflow:hidden;padding:0px 3px 0px 3px;vertical-align:bottom;text-align:center;">1.28</td> <td data-sheets-numberformat='{"1":2,"2":"0","3":1}' data-sheets-value='{"1":3,"3":59}' style="border-bottom:1px solid #000000;overflow:hidden;padding:0px 3px 0px 3px;vertical-align:bottom;text-align:center;">59</td> <td data-sheets-numberformat='{"1":2,"2":"0","3":1}' data-sheets-value='{"1":3,"3":46}' style="border-bottom:1px solid #000000;overflow:hidden;padding:0px 3px 0px 3px;vertical-align:bottom;text-align:center;">46</td> <td data-sheets-numberformat='{"1":2,"2":"0","3":1}' data-sheets-value='{"1":3,"3":23}' style="border-right:1px solid #000000;border-bottom:1px solid #000000;overflow:hidden;padding:0px 3px 0px 3px;vertical-align:bottom;text-align:center;">23</td> </tr> <tr style="height:20px;"> <td data-sheets-value='{"1":2,"2":"Polycarbonate"}' style="border-left:1px solid #000000;overflow:hidden;padding:0px 3px 0px 3px;vertical-align:bottom;font-weight:bold;">Polycarbonate</td> <td data-sheets-value='{"1":2,"2":"Single-walled"}' style="overflow:hidden;padding:0px 3px 0px 3px;vertical-align:bottom;font-weight:bold;">Single-walled</td> <td data-sheets-value='{"1":2,"2":"Heatstop Opal (T)"}' style="border-right:1px solid #000000;overflow:hidden;padding:0px 3px 0px 3px;vertical-align:bottom;font-weight:bold;">Heatstop Opal (T)</td> <td data-sheets-numberformat='{"1":2,"2":"0.00","3":1}' data-sheets-value='{"1":3,"3":5.17}' style="overflow:hidden;padding:0px 3px 0px 3px;vertical-align:bottom;text-align:center;">5.17</td> <td data-sheets-numberformat='{"1":2,"2":"0","3":1}' data-sheets-value='{"1":3,"3":49}' style="overflow:hidden;padding:0px 3px 0px 3px;vertical-align:bottom;text-align:center;">49</td> <td data-sheets-numberformat='{"1":2,"2":"0","3":1}' data-sheets-value='{"1":3,"3":59}' style="overflow:hidden;padding:0px 3px 0px 3px;vertical-align:bottom;text-align:center;">59</td> <td data-sheets-numberformat='{"1":2,"2":"0","3":1}' data-sheets-value='{"1":2,"2":"-"}' style="border-right:1px solid #000000;overflow:hidden;padding:0px 3px 0px 3px;vertical-align:bottom;text-align:center;">-</td> </tr> <tr style="height:20px;"> <td data-sheets-value='{"1":2,"2":"Heatstop PC"}' style="border-left:1px solid #000000;overflow:hidden;padding:0px 3px 0px 3px;vertical-align:bottom;font-weight:bold;">Heatstop PC</td> <td data-sheets-value='{"1":2,"2":"Double-walled"}' style="overflow:hidden;padding:0px 3px 0px 3px;vertical-align:bottom;font-weight:bold;">Double-walled</td> <td data-sheets-value='{"1":2,"2":"Clear (T/H)"}' style="border-right:1px solid #000000;overflow:hidden;padding:0px 3px 0px 3px;vertical-align:bottom;font-weight:bold;">Clear (T/H)</td> <td data-sheets-numberformat='{"1":2,"2":"0.00","3":1}' data-sheets-value='{"1":3,"3":2.9}' style="overflow:hidden;padding:0px 3px 0px 3px;vertical-align:bottom;text-align:center;">2.90</td> <td data-sheets-numberformat='{"1":2,"2":"0","3":1}' data-sheets-value='{"1":3,"3":44}' style="overflow:hidden;padding:0px 3px 0px 3px;vertical-align:bottom;text-align:center;">44</td> <td data-sheets-numberformat='{"1":2,"2":"0","3":1}' data-sheets-value='{"1":3,"3":51}' style="overflow:hidden;padding:0px 3px 0px 3px;vertical-align:bottom;text-align:center;">51</td> <td data-sheets-numberformat='{"1":2,"2":"0","3":1}' data-sheets-value='{"1":3,"3":20}' style="border-right:1px solid #000000;overflow:hidden;padding:0px 3px 0px 3px;vertical-align:bottom;text-align:center;">20</td> </tr> <tr style="height:20px;"> <td style="border-left:1px solid #000000;overflow:hidden;padding:0px 3px 0px 3px;vertical-align:bottom;font-weight:bold;"></td> <td data-sheets-value='{"1":2,"2":"Double-walled"}' style="overflow:hidden;padding:0px 3px 0px 3px;vertical-align:bottom;font-weight:bold;">Double-walled</td> <td data-sheets-value='{"1":2,"2":"Opal (T/O)"}' style="border-right:1px solid #000000;overflow:hidden;padding:0px 3px 0px 3px;vertical-align:bottom;font-weight:bold;">Opal (T/O)</td> <td data-sheets-numberformat='{"1":2,"2":"0.00","3":1}' data-sheets-value='{"1":3,"3":2.9}' style="overflow:hidden;padding:0px 3px 0px 3px;vertical-align:bottom;text-align:center;">2.90</td> <td data-sheets-numberformat='{"1":2,"2":"0","3":1}' data-sheets-value='{"1":3,"3":41}' style="overflow:hidden;padding:0px 3px 0px 3px;vertical-align:bottom;text-align:center;">41</td> <td data-sheets-numberformat='{"1":2,"2":"0","3":1}' data-sheets-value='{"1":3,"3":45}' style="overflow:hidden;padding:0px 3px 0px 3px;vertical-align:bottom;text-align:center;">45</td> <td data-sheets-numberformat='{"1":2,"2":"0","3":1}' data-sheets-value='{"1":3,"3":20}' style="border-right:1px solid #000000;overflow:hidden;padding:0px 3px 0px 3px;vertical-align:bottom;text-align:center;">20</td> </tr> <tr style="height:20px;"> <td style="border-left:1px solid #000000;overflow:hidden;padding:0px 3px 0px 3px;vertical-align:bottom;font-weight:bold;"></td> <td data-sheets-value='{"1":2,"2":"Triple-walled"}' style="overflow:hidden; | skylux-160-ce-met-koepel-en-pvc-opstand-16-00-met-lm-motor-en-windvang-0700-x-1000-mm | 8586027893069 | 46872339906893
Smoke and heat exhaust (SHEV) | SHE system | Skylux | Skylux 160° CE with skylight and PVC curb 16/00 with LM-actuator and spoiler 0700 x 1300 mm |  | 50365 | 5412970503651 | 3651.8 | Yes | 30-45 | 53.94 | 700 x 1300 mm | 1300 | 700 |  | PVC 16/00 (16 cm high & roof opening = daylight size) | Rectangular | 5.17 W/m²K - 1.28 W/m²K | 87% - 32% | 90% - 32% | 20dB - 23dB | 160° CE (for industry) | skylight | with spoiler | E | Single actuator | Maximum four-walled skylight possible for this product | Ut-value LT-value g-value Rw-value EN 1873 : 2014 EN ISO 13468 EN 16153 EN 410 EN 410 EN ISO 140-3 Material Walls Shells (W/m²K) (%) (%) (dB) Acrylic Single-walled Clear (H) 5.17 90 87 - PMMA Single-walled Opal (O) 5.17 83 76 - Double-walled Clear (H/H) 2.90 81 75 20 Double-walled Opal (O/O) 2.90 69 58 20 Triple-walled Clear (H/H/H) 1.70 73 65 22 Triple-walled Opal (O/H/O) 1.70 62 51 22 Four-walled Clear (H/H/H/H) 1.28 64 54 23 Four-walled Opal (H/H/O/H) 1.28 59 48 23 Polycarbonate Single-walled Clear (A) 5.17 88 83 - PC Single-walled Opal (D) 5.17 58 60 - Double-walled Clear (A/H) 2.90 79 72 20 Double-walled Clear (A/A) 2.90 77 69 20 Double-walled Opal (A/O) 2.90 73 63 20 Double-walled Opal (A/D) 2.90 51 50 20 Triple-walled Clear (A/H/H) 1.70 71 63 22 Triple-walled Opal (A/O/O) 1.70 61 48 22 Four-walled Clear (A/H/H/H) 1.28 64 52 23 Four-walled Opal (A/H/O/H) 1.28 59 46 23 Polycarbonate Single-walled Heatstop Opal (T) 5.17 49 59 - Heatstop PC Double-walled Clear (T/H) 2.90 44 51 20 Double-walled Opal (T/O) 2.90 41 45 20 Triple-walled Clear (T/H/H) 1.70 40 <td data-sheets-numberformat='{"1":2,"2":"0","3":1}' data-sheets-value='{"1":3,"3":44}' style="overflow:hidden;paddin | https://skylux.eu/en/products/skylux-160-ce-met-koepel-en-pvc-opstand-16-00-met-lm-motor-en-windvang-0700-x-1300-mm | https://skylux.eu/cdn/shop/files/Skylux-160deg-CE-met-koepel-en-pvc-opstand-1600-met-LM-motor-en-windvang-0700-x-1300-mm-RWA-systeem.jpg?v=1702980094&width=1600 | https://skylux.eu/cdn/shop/files/e5a82811-1bb0-48e4-a776-cacb59c7c092_65bb2679-44e3-48c9-9d30-1af30e1c5d67.jpg?v=1688551052&width=1600 | //skylux.eu/cdn/shop/files/E_MH_Mounting_instructions_Skylux_160_CE_LM.pdf?v=12406716259046007223 | //skylux.eu/cdn/shop/files/E_TD_Technical_File_Skylux_Skylux_160_CE_Electric.pdf?v=3667116872303399239 | <style type="text/css" id="isPasted"> <!--td { border: 1px solid #cccccc; } br { mso-data-placement: same-cell; } --> </style> <table border="1" cellpadding="0" cellspacing="0" dir="ltr" style="table-layout:fixed;font-size:10pt;font-family:Arial;border-collapse:collapse;border:none;"><tbody> <tr style="height:20px;"> <td style="overflow:hidden;padding:0px 3px 0px 3px;vertical-align:bottom;"></td> <td style="overflow:hidden;padding:0px 3px 0px 3px;vertical-align:bottom;"></td> <td style="overflow:hidden;padding:0px 3px 0px 3px;vertical-align:bottom;"></td> <td data-sheets-value='{"1":2,"2":"Ut-value"}' style="overflow:hidden;padding:0px 3px 0px 3px;vertical-align:bottom;font-weight:bold;text-align:center;">Ut-value</td> <td data-sheets-value='{"1":2,"2":"LT-value"}' style="overflow:hidden;padding:0px 3px 0px 3px;vertical-align:bottom;font-weight:bold;text-align:center;">LT-value</td> <td data-sheets-value='{"1":2,"2":"g-value"}' style="overflow:hidden;padding:0px 3px 0px 3px;vertical-align:bottom;font-weight:bold;text-align:center;">g-value</td> <td data-sheets-value='{"1":2,"2":"Rw-value "}' style="overflow:hidden;padding:0px 3px 0px 3px;vertical-align:bottom;font-weight:bold;text-align:center;">Rw-value </td> </tr> <tr style="height:20px;"> <td style="overflow:hidden;padding:0px 3px 0px 3px;vertical-align:bottom;"></td> <td style="overflow:hidden;padding:0px 3px 0px 3px;vertical-align:bottom;"></td> <td style="overflow:hidden;padding:0px 3px 0px 3px;vertical-align:bottom;"></td> <td data-sheets-numberformat='{"1":2,"2":"0.00","3":1}' data-sheets-value='{"1":2,"2":"EN 1873 : 2014"}' style="overflow:hidden;padding:0px 3px 0px 3px;vertical-align:bottom;text-align:center;">EN 1873 : 2014</td> <td data-sheets-numberformat='{"1":2,"2":"0","3":1}' data-sheets-value='{"1":2,"2":"EN ISO 13468 EN 16153 EN 410"}' style="overflow:hidden;padding:0px 3px 0px 3px;vertical-align:bottom;text-align:center;">EN ISO 13468 EN 16153 EN 410</td> <td data-sheets-numberformat='{"1":2,"2":"0","3":1}' data-sheets-value='{"1":2,"2":"EN 410"}' style="overflow:hidden;padding:0px 3px 0px 3px;vertical-align:bottom;text-align:center;">EN 410</td> <td data-sheets-value='{"1":2,"2":"EN ISO 140-3\t\t"}' style="overflow:hidden;padding:0px 3px 0px 3px;vertical-align:bottom;text-align:center;">EN ISO 140-3 </td> </tr> <tr style="height:20px;"> <td data-sheets-value='{"1":2,"2":"Material"}' style="border-bottom:1px solid #000000;overflow:hidden;padding:0px 3px 0px 3px;vertical-align:bottom;background-color:#000000;font-weight:bold;color:#ffffff;">Material</td> <td data-sheets-value='{"1":2,"2":"Walls"}' style="border-bottom:1px solid #000000;overflow:hidden;padding:0px 3px 0px 3px;vertical-align:bottom;background-color:#000000;font-weight:bold;color:#ffffff;">Walls</td> <td data-sheets-value='{"1":2,"2":"Shells"}' style="border-bottom:1px solid #000000;overflow:hidden;padding:0px 3px 0px 3px;vertical-align:bottom;background-color:#000000;font-weight:bold;color:#ffffff;">Shells</td> <td data-sheets-numberformat='{"1":2,"2":"0.00","3":1}' data-sheets-value='{"1":2,"2":"(W/m²K)\t"}' style="border-bottom:1px solid #000000;overflow:hidden;padding:0px 3px 0px 3px;vertical-align:bottom;background-color:#000000;font-weight:bold;color:#ffffff;text-align:center;">(W/m²K) </td> <td data-sheets-numberformat='{"1":2,"2":"0","3":1}' data-sheets-value='{"1":2,"2":"(%)"}' style="border-bottom:1px solid #000000;overflow:hidden;padding:0px 3px 0px 3px;vertical-align:bottom;background-color:#000000;font-weight:bold;color:#ffffff;text-align:center;">(%)</td> <td data-sheets-numberformat='{"1":2,"2":"0","3":1}' data-sheets-value='{"1":2,"2":"(%)"}' style="border-bottom:1px solid #000000;overflow:hidden;padding:0px 3px 0px 3px;vertical-align:bottom;background-color:#000000;font-weight:bold;color:#ffffff;text-align:center;">(%)</td> <td data-sheets-value='{"1":2,"2":"(dB)"}' style="border-bottom:1px solid #000000;overflow:hidden;padding:0px 3px 0px 3px;vertical-align:bottom;background-color:#000000;font-weight:bold;color:#ffffff;text-align:center;">(dB)</td> </tr> <tr style="height:20px;"> <td data-sheets-value='{"1":2,"2":"Acrylic"}' style="border-left:1px solid #000000;overflow:hidden;padding:0px 3px 0px 3px;vertical-align:bottom;font-weight:bold;">Acrylic</td> <td data-sheets-value='{"1":2,"2":"Single-walled"}' style="overflow:hidden;padding:0px 3px 0px 3px;vertical-align:bottom;font-weight:bold;">Single-walled</td> <td data-sheets-value='{"1":2,"2":"Clear (H)"}' style="border-right:1px solid #000000;overflow:hidden;padding:0px 3px 0px 3px;vertical-align:bottom;font-weight:bold;">Clear (H)</td> <td data-sheets-numberformat='{"1":2,"2":"0.00","3":1}' data-sheets-value='{"1":3,"3":5.17}' style="overflow:hidden;padding:0px 3px 0px 3px;vertical-align:bottom;text-align:center;">5.17</td> <td data-sheets-numberformat='{"1":2,"2":"0","3":1}' data-sheets-value='{"1":3,"3":90}' style="overflow:hidden;padding:0px 3px 0px 3px;vertical-align:bottom;text-align:center;">90</td> <td data-sheets-numberformat='{"1":2,"2":"0","3":1}' data-sheets-value='{"1":3,"3":87}' style="overflow:hidden;padding:0px 3px 0px 3px;vertical-align:bottom;text-align:center;">87</td> <td data-sheets-numberformat='{"1":2,"2":"0","3":1}' data-sheets-value='{"1":2,"2":"-"}' style="border-right:1px solid #000000;overflow:hidden;padding:0px 3px 0px 3px;vertical-align:bottom;text-align:center;">-</td> </tr> <tr style="height:20px;"> <td data-sheets-value='{"1":2,"2":"PMMA"}' style="border-left:1px solid #000000;overflow:hidden;padding:0px 3px 0px 3px;vertical-align:bottom;font-weight:bold;">PMMA</td> <td data-sheets-value='{"1":2,"2":"Single-walled"}' style="overflow:hidden;padding:0px 3px 0px 3px;vertical-align:bottom;font-weight:bold;">Single-walled</td> <td data-sheets-value='{"1":2,"2":"Opal (O)"}' style="border-right:1px solid #000000;overflow:hidden;padding:0px 3px 0px 3px;vertical-align:bottom;font-weight:bold;">Opal (O)</td> <td data-sheets-numberformat='{"1":2,"2":"0.00","3":1}' data-sheets-value='{"1":3,"3":5.17}' style="overflow:hidden;padding:0px 3px 0px 3px;vertical-align:bottom;text-align:center;">5.17</td> <td data-sheets-numberformat='{"1":2,"2":"0","3":1}' data-sheets-value='{"1":3,"3":83}' style="overflow:hidden;padding:0px 3px 0px 3px;vertical-align:bottom;text-align:center;">83</td> <td data-sheets-numberformat='{"1":2,"2":"0","3":1}' data-sheets-value='{"1":3,"3":76}' style="overflow:hidden;padding:0px 3px 0px 3px;vertical-align:bottom;text-align:center;">76</td> <td data-sheets-numberformat='{"1":2,"2":"0","3":1}' data-sheets-value='{"1":2,"2":"-"}' style="border-right:1px solid #000000;overflow:hidden;padding:0px 3px 0px 3px;vertical-align:bottom;text-align:center;">-</td> </tr> <tr style="height:20px;"> <td style="border-left:1px solid #000000;overflow:hidden;padding:0px 3px 0px 3px;vertical-align:bottom;font-weight:bold;"></td> <td data-sheets-value='{"1":2,"2":"Double-walled"}' style="overflow:hidden;padding:0px 3px 0px 3px;vertical-align:bottom;font-weight:bold;">Double-walled</td> <td data-sheets-value='{"1":2,"2":"Clear (H/H)"}' style="border-right:1px solid #000000;overflow:hidden;padding:0px 3px 0px 3px;vertical-align:bottom;font-weight:bold;">Clear (H/H)</td> <td data-sheets-numberformat='{"1":2,"2":"0.00","3":1}' data-sheets-value='{"1":3,"3":2.9}' style="overflow:hidden;padding:0px 3px 0px 3px;vertical-align:bottom;text-align:center;">2.90</td> <td data-sheets-numberformat='{"1":2,"2":"0","3":1}' data-sheets-value='{"1":3,"3":81}' style="overflow:hidden;padding:0px 3px 0px 3px;vertical-align:bottom;text-align:center;">81</td> <td data-sheets-numberformat='{"1":2,"2":"0","3":1}' data-sheets-value='{"1":3,"3":75}' style="overflow:hidden;padding:0px 3px 0px 3px;vertical-align:bottom;text-align:center;">75</td> <td data-sheets-numberformat='{"1":2,"2":"0","3":1}' data-sheets-value='{"1":3,"3":20}' style="border-right:1px solid #000000;overflow:hidden;padding:0px 3px 0px 3px;vertical-align:bottom;text-align:center;">20</td> </tr> <tr style="height:20px;"> <td style="border-left:1px solid #000000;overflow:hidden;padding:0px 3px 0px 3px;vertical-align:bottom;font-weight:bold;"></td> <td data-sheets-value='{"1":2,"2":"Double-walled"}' style="overflow:hidden;padding:0px 3px 0px 3px;vertical-align:bottom;font-weight:bold;">Double-walled</td> <td data-sheets-value='{"1":2,"2":"Opal (O/O)"}' style="border-right:1px solid #000000;overflow:hidden;padding:0px 3px 0px 3px;vertical-align:bottom;font-weight:bold;">Opal (O/O)</td> <td data-sheets-numberformat='{"1":2,"2":"0.00","3":1}' data-sheets-value='{"1":3,"3":2.9}' style="overflow:hidden;padding:0px 3px 0px 3px;vertical-align:bottom;text-align:center;">2.90</td> <td data-sheets-numberformat='{"1":2,"2":"0","3":1}' data-sheets-value='{"1":3,"3":69}' style="overflow:hidden;padding:0px 3px 0px 3px;vertical-align:bottom;text-align:center;">69</td> <td data-sheets-numberformat='{"1":2,"2":"0","3":1}' data-sheets-value='{"1":3,"3":58}' style="overflow:hidden;padding:0px 3px 0px 3px;vertical-align:bottom;text-align:center;">58</td> <td data-sheets-numberformat='{"1":2,"2":"0","3":1}' data-sheets-value='{"1":3,"3":20}' style="border-right:1px solid #000000;overflow:hidden;padding:0px 3px 0px 3px;vertical-align:bottom;text-align:center;">20</td> </tr> <tr style="height:20px;"> <td style="border-left:1px solid #000000;overflow:hidden;padding:0px 3px 0px 3px;vertical-align:bottom;font-weight:bold;"></td> <td data-sheets-value='{"1":2,"2":"Triple-walled"}' style="overflow:hidden;padding:0px 3px 0px 3px;vertical-align:bottom;font-weight:bold;">Triple-walled</td> <td data-sheets-value='{"1":2,"2":"Clear (H/H/H)"}' style="border-right:1px solid #000000;overflow:hidden;padding:0px 3px 0px 3px;vertical-align:bottom;font-weight:bold;">Clear (H/H/H)</td> <td data-sheets-numberformat='{"1":2,"2":"0.00","3":1}' data-sheets-value='{"1":3,"3":1.7}' style="overflow:hidden;padding:0px 3px 0px 3px;vertical-align:bottom;text-align:center;">1.70</td> <td data-sheets-numberformat='{"1":2,"2":"0","3":1}' data-sheets-value='{"1":3,"3":73}' style="overflow:hidden;padding:0px 3px 0px 3px;vertical-align:bottom;text-align:center;">73</td> <td data-sheets-numberformat='{"1":2,"2":"0","3":1}' data-sheets-value='{"1":3,"3":65}' style="overflow:hidden;padding:0px 3px 0px 3px;vertical-align:bottom;text-align:center;">65</td> <td data-sheets-numberformat='{"1":2,"2":"0","3":1}' data-sheets-value='{"1":3,"3":22}' style="border-right:1px solid #000000;overflow:hidden;padding:0px 3px 0px 3px;vertical-align:bottom;text-align:center;">22</td> </tr> <tr style="height:20px;"> <td style="border-left:1px solid #000000;overflow:hidden;padding:0px 3px 0px 3px;vertical-align:bottom;font-weight:bold;"></td> <td data-sheets-value='{"1":2,"2":"Triple-walled"}' style="overflow:hidden;padding:0px 3px 0px 3px;vertical-align:bottom;font-weight:bold;">Triple-walled</td> <td data-sheets-value='{"1":2,"2":"Opal (O/H/O)"}' style="border-right:1px solid #000000;overflow:hidden;padding:0px 3px 0px 3px;vertical-align:bottom;font-weight:bold;">Opal (O/H/O)</td> <td data-sheets-numberformat='{"1":2,"2":"0.00","3":1}' data-sheets-value='{"1":3,"3":1.7}' style="overflow:hidden;padding:0px 3px 0px 3px;vertical-align:bottom;text-align:center;">1.70</td> <td data-sheets-numberformat='{"1":2,"2":"0","3":1}' data-sheets-value='{"1":3,"3":62}' style="overflow:hidden;padding:0px 3px 0px 3px;vertical-align:bottom;text-align:center;">62</td> <td data-sheets-numberformat='{"1":2,"2":"0","3":1}' data-sheets-value='{"1":3,"3":51}' style="overflow:hidden;padding:0px 3px 0px 3px;vertical-align:bottom;text-align:center;">51</td> <td data-sheets-numberformat='{"1":2,"2":"0","3":1}' data-sheets-value='{"1":3,"3":22}' style="border-right:1px solid #000000;overflow:hidden;padding:0px 3px 0px 3px;vertical-align:bottom;text-align:center;">22</td> </tr> <tr style="height:20px;"> <td style="border-left:1px solid #000000;overflow:hidden;padding:0px 3px 0px 3px;vertical-align:bottom;font-weight:bold;"></td> <td data-sheets-value='{"1":2,"2":"Four-walled"}' style="overflow:hidden;padding:0px 3px 0px 3px;vertical-align:bottom;font-weight:bold;">Four-walled</td> <td data-sheets-value='{"1":2,"2":"Clear (H/H/H/H)"}' style="border-right:1px solid #000000;overflow:hidden;padding:0px 3px 0px 3px;vertical-align:bottom;font-weight:bold;">Clear (H/H/H/H)</td> <td data-sheets-numberformat='{"1":2,"2":"0.00","3":1}' data-sheets-value='{"1":3,"3":1.28}' style="overflow:hidden;padding:0px 3px 0px 3px;vertical-align:bottom;text-align:center;">1.28</td> <td data-sheets-numberformat='{"1":2,"2":"0","3":1}' data-sheets-value='{"1":3,"3":64}' style="overflow:hidden;padding:0px 3px 0px 3px;vertical-align:bottom;text-align:center;">64</td> <td data-sheets-numberformat='{"1":2,"2":"0","3":1}' data-sheets-value='{"1":3,"3":54}' style="overflow:hidden;padding:0px 3px 0px 3px;vertical-align:bottom;text-align:center;">54</td> <td data-sheets-numberformat='{"1":2,"2":"0","3":1}' data-sheets-value='{"1":3,"3":23}' style="border-right:1px solid #000000;overflow:hidden;padding:0px 3px 0px 3px;vertical-align:bottom;text-align:center;">23</td> </tr> <tr style="height:20px;"> <td style="border-bottom:1px solid #000000;border-left:1px solid #000000;overflow:hidden;padding:0px 3px 0px 3px;vertical-align:bottom;"></td> <td data-sheets-value='{"1":2,"2":"Four-walled"}' style="border-bottom:1px solid #000000;overflow:hidden;padding:0px 3px 0px 3px;vertical-align:bottom;font-weight:bold;">Four-walled</td> <td data-sheets-value='{"1":2,"2":"Opal (H/H/O/H)"}' style="border-right:1px solid #000000;border-bottom:1px solid #000000;overflow:hidden;padding:0px 3px 0px 3px;vertical-align:bottom;font-weight:bold;">Opal (H/H/O/H)</td> <td data-sheets-numberformat='{"1":2,"2":"0.00","3":1}' data-sheets-value='{"1":3,"3":1.28}' style="border-bottom:1px solid #000000;overflow:hidden;padding:0px 3px 0px 3px;vertical-align:bottom;text-align:center;">1.28</td> <td data-sheets-numberformat='{"1":2,"2":"0","3":1}' data-sheets-value='{"1":3,"3":59}' style="border-bottom:1px solid #000000;overflow:hidden;padding:0px 3px 0px 3px;vertical-align:bottom;text-align:center;">59</td> <td data-sheets-numberformat='{"1":2,"2":"0","3":1}' data-sheets-value='{"1":3,"3":48}' style="border-bottom:1px solid #000000;overflow:hidden;padding:0px 3px 0px 3px;vertical-align:bottom;text-align:center;">48</td> <td data-sheets-numberformat='{"1":2,"2":"0","3":1}' data-sheets-value='{"1":3,"3":23}' style="border-right:1px solid #000000;border-bottom:1px solid #000000;overflow:hidden;padding:0px 3px 0px 3px;vertical-align:bottom;text-align:center;">23</td> </tr> <tr style="height:20px;"> <td data-sheets-value='{"1":2,"2":"Polycarbonate "}' style="border-left:1px solid #000000;overflow:hidden;padding:0px 3px 0px 3px;vertical-align:bottom;font-weight:bold;">Polycarbonate </td> <td data-sheets-value='{"1":2,"2":"Single-walled"}' style="overflow:hidden;padding:0px 3px 0px 3px;vertical-align:bottom;font-weight:bold;">Single-walled</td> <td data-sheets-value='{"1":2,"2":"Clear (A)"}' style="border-right:1px solid #000000;overflow:hidden;padding:0px 3px 0px 3px;vertical-align:bottom;font-weight:bold;">Clear (A)</td> <td data-sheets-numberformat='{"1":2,"2":"0.00","3":1}' data-sheets-value='{"1":3,"3":5.17}' style="overflow:hidden;padding:0px 3px 0px 3px;vertical-align:bottom;text-align:center;">5.17</td> <td data-sheets-numberformat='{"1":2,"2":"0","3":1}' data-sheets-value='{"1":3,"3":88}' style="overflow:hidden;padding:0px 3px 0px 3px;vertical-align:bottom;text-align:center;">88</td> <td data-sheets-numberformat='{"1":2,"2":"0","3":1}' data-sheets-value='{"1":3,"3":83}' style="overflow:hidden;padding:0px 3px 0px 3px;vertical-align:bottom;text-align:center;">83</td> <td data-sheets-numberformat='{"1":2,"2":"0","3":1}' data-sheets-value='{"1":2,"2":"-"}' style="border-right:1px solid #000000;overflow:hidden;padding:0px 3px 0px 3px;vertical-align:bottom;text-align:center;">-</td> </tr> <tr style="height:20px;"> <td data-sheets-value='{"1":2,"2":"PC"}' style="border-left:1px solid #000000;overflow:hidden;padding:0px 3px 0px 3px;vertical-align:bottom;font-weight:bold;">PC</td> <td data-sheets-value='{"1":2,"2":"Single-walled"}' style="overflow:hidden;padding:0px 3px 0px 3px;vertical-align:bottom;font-weight:bold;">Single-walled</td> <td data-sheets-value='{"1":2,"2":"Opal (D)"}' style="border-right:1px solid #000000;overflow:hidden;padding:0px 3px 0px 3px;vertical-align:bottom;font-weight:bold;">Opal (D)</td> <td data-sheets-numberformat='{"1":2,"2":"0.00","3":1}' data-sheets-value='{"1":3,"3":5.17}' style="overflow:hidden;padding:0px 3px 0px 3px;vertical-align:bottom;text-align:center;">5.17</td> <td data-sheets-numberformat='{"1":2,"2":"0","3":1}' data-sheets-value='{"1":3,"3":58}' style="overflow:hidden;padding:0px 3px 0px 3px;vertical-align:bottom;text-align:center;">58</td> <td data-sheets-numberformat='{"1":2,"2":"0","3":1}' data-sheets-value='{"1":3,"3":60}' style="overflow:hidden;padding:0px 3px 0px 3px;vertical-align:bottom;text-align:center;">60</td> <td data-sheets-numberformat='{"1":2,"2":"0","3":1}' data-sheets-value='{"1":2,"2":"-"}' style="border-right:1px solid #000000;overflow:hidden;padding:0px 3px 0px 3px;vertical-align:bottom;text-align:center;">-</td> </tr> <tr style="height:20px;"> <td style="border-left:1px solid #000000;overflow:hidden;padding:0px 3px 0px 3px;vertical-align:bottom;font-weight:bold;"></td> <td data-sheets-value='{"1":2,"2":"Double-walled"}' style="overflow:hidden;padding:0px 3px 0px 3px;vertical-align:bottom;font-weight:bold;">Double-walled</td> <td data-sheets-value='{"1":2,"2":"Clear (A/H)"}' style="border-right:1px solid #000000;overflow:hidden;padding:0px 3px 0px 3px;vertical-align:bottom;font-weight:bold;">Clear (A/H)</td> <td data-sheets-numberformat='{"1":2,"2":"0.00","3":1}' data-sheets-value='{"1":3,"3":2.9}' style="overflow:hidden;padding:0px 3px 0px 3px;vertical-align:bottom;text-align:center;">2.90</td> <td data-sheets-numberformat='{"1":2,"2":"0","3":1}' data-sheets-value='{"1":3,"3":79}' style="overflow:hidden;padding:0px 3px 0px 3px;vertical-align:bottom;text-align:center;">79</td> <td data-sheets-numberformat='{"1":2,"2":"0","3":1}' data-sheets-value='{"1":3,"3":72}' style="overflow:hidden;padding:0px 3px 0px 3px;vertical-align:bottom;text-align:center;">72</td> <td data-sheets-numberformat='{"1":2,"2":"0","3":1}' data-sheets-value='{"1":3,"3":20}' style="border-right:1px solid #000000;overflow:hidden;padding:0px 3px 0px 3px;vertical-align:bottom;text-align:center;">20</td> </tr> <tr style="height:20px;"> <td style="border-left:1px solid #000000;overflow:hidden;padding:0px 3px 0px 3px;vertical-align:bottom;font-weight:bold;"></td> <td data-sheets-value='{"1":2,"2":"Double-walled"}' style="overflow:hidden;padding:0px 3px 0px 3px;vertical-align:bottom;font-weight:bold;">Double-walled</td> <td data-sheets-value='{"1":2,"2":"Clear (A/A)"}' style="border-right:1px solid #000000;overflow:hidden;padding:0px 3px 0px 3px;vertical-align:bottom;font-weight:bold;">Clear (A/A)</td> <td data-sheets-numberformat='{"1":2,"2":"0.00","3":1}' data-sheets-value='{"1":3,"3":2.9}' style="overflow:hidden;padding:0px 3px 0px 3px;vertical-align:bottom;text-align:center;">2.90</td> <td data-sheets-numberformat='{"1":2,"2":"0","3":1}' data-sheets-value='{"1":3,"3":77}' style="overflow:hidden;padding:0px 3px 0px 3px;vertical-align:bottom;text-align:center;">77</td> <td data-sheets-numberformat='{"1":2,"2":"0","3":1}' data-sheets-value='{"1":3,"3":69}' style="overflow:hidden;padding:0px 3px 0px 3px;vertical-align:bottom;text-align:center;">69</td> <td data-sheets-numberformat='{"1":2,"2":"0","3":1}' data-sheets-value='{"1":3,"3":20}' style="border-right:1px solid #000000;overflow:hidden;padding:0px 3px 0px 3px;vertical-align:bottom;text-align:center;">20</td> </tr> <tr style="height:20px;"> <td style="border-left:1px solid #000000;overflow:hidden;padding:0px 3px 0px 3px;vertical-align:bottom;font-weight:bold;"></td> <td data-sheets-value='{"1":2,"2":"Double-walled"}' style="overflow:hidden;padding:0px 3px 0px 3px;vertical-align:bottom;font-weight:bold;">Double-walled</td> <td data-sheets-value='{"1":2,"2":"Opal (A/O)"}' style="border-right:1px solid #000000;overflow:hidden;padding:0px 3px 0px 3px;vertical-align:bottom;font-weight:bold;">Opal (A/O)</td> <td data-sheets-numberformat='{"1":2,"2":"0.00","3":1}' data-sheets-value='{"1":3,"3":2.9}' style="overflow:hidden;padding:0px 3px 0px 3px;vertical-align:bottom;text-align:center;">2.90</td> <td data-sheets-numberformat='{"1":2,"2":"0","3":1}' data-sheets-value='{"1":3,"3":73}' style="overflow:hidden;padding:0px 3px 0px 3px;vertical-align:bottom;text-align:center;">73</td> <td data-sheets-numberformat='{"1":2,"2":"0","3":1}' data-sheets-value='{"1":3,"3":63}' style="overflow:hidden;padding:0px 3px 0px 3px;vertical-align:bottom;text-align:center;">63</td> <td data-sheets-numberformat='{"1":2,"2":"0","3":1}' data-sheets-value='{"1":3,"3":20}' style="border-right:1px solid #000000;overflow:hidden;padding:0px 3px 0px 3px;vertical-align:bottom;text-align:center;">20</td> </tr> <tr style="height:20px;"> <td style="border-left:1px solid #000000;overflow:hidden;padding:0px 3px 0px 3px;vertical-align:bottom;font-weight:bold;"></td> <td data-sheets-value='{"1":2,"2":"Double-walled"}' style="overflow:hidden;padding:0px 3px 0px 3px;vertical-align:bottom;font-weight:bold;">Double-walled</td> <td data-sheets-value='{"1":2,"2":"Opal (A/D)"}' style="border-right:1px solid #000000;overflow:hidden;padding:0px 3px 0px 3px;vertical-align:bottom;font-weight:bold;">Opal (A/D)</td> <td data-sheets-numberformat='{"1":2,"2":"0.00","3":1}' data-sheets-value='{"1":3,"3":2.9}' style="overflow:hidden;padding:0px 3px 0px 3px;vertical-align:bottom;text-align:center;">2.90</td> <td data-sheets-numberformat='{"1":2,"2":"0","3":1}' data-sheets-value='{"1":3,"3":51}' style="overflow:hidden;padding:0px 3px 0px 3px;vertical-align:bottom;text-align:center;">51</td> <td data-sheets-numberformat='{"1":2,"2":"0","3":1}' data-sheets-value='{"1":3,"3":50}' style="overflow:hidden;padding:0px 3px 0px 3px;vertical-align:bottom;text-align:center;">50</td> <td data-sheets-numberformat='{"1":2,"2":"0","3":1}' data-sheets-value='{"1":3,"3":20}' style="border-right:1px solid #000000;overflow:hidden;padding:0px 3px 0px 3px;vertical-align:bottom;text-align:center;">20</td> </tr> <tr style="height:20px;"> <td style="border-left:1px solid #000000;overflow:hidden;padding:0px 3px 0px 3px;vertical-align:bottom;font-weight:bold;"></td> <td data-sheets-value='{"1":2,"2":"Triple-walled"}' style="overflow:hidden;padding:0px 3px 0px 3px;vertical-align:bottom;font-weight:bold;">Triple-walled</td> <td data-sheets-value='{"1":2,"2":"Clear (A/H/H)"}' style="border-right:1px solid #000000;overflow:hidden;padding:0px 3px 0px 3px;vertical-align:bottom;font-weight:bold;">Clear (A/H/H)</td> <td data-sheets-numberformat='{"1":2,"2":"0.00","3":1}' data-sheets-value='{"1":3,"3":1.7}' style="overflow:hidden;padding:0px 3px 0px 3px;vertical-align:bottom;text-align:center;">1.70</td> <td data-sheets-numberformat='{"1":2,"2":"0","3":1}' data-sheets-value='{"1":3,"3":71}' style="overflow:hidden;padding:0px 3px 0px 3px;vertical-align:bottom;text-align:center;">71</td> <td data-sheets-numberformat='{"1":2,"2":"0","3":1}' data-sheets-value='{"1":3,"3":63}' style="overflow:hidden;padding:0px 3px 0px 3px;vertical-align:bottom;text-align:center;">63</td> <td data-sheets-numberformat='{"1":2,"2":"0","3":1}' data-sheets-value='{"1":3,"3":22}' style="border-right:1px solid #000000;overflow:hidden;padding:0px 3px 0px 3px;vertical-align:bottom;text-align:center;">22</td> </tr> <tr style="height:20px;"> <td style="border-left:1px solid #000000;overflow:hidden;padding:0px 3px 0px 3px;vertical-align:bottom;font-weight:bold;"></td> <td data-sheets-value='{"1":2,"2":"Triple-walled"}' style="overflow:hidden;padding:0px 3px 0px 3px;vertical-align:bottom;font-weight:bold;">Triple-walled</td> <td data-sheets-value='{"1":2,"2":"Opal (A/O/O)"}' style="border-right:1px solid #000000;overflow:hidden;padding:0px 3px 0px 3px;vertical-align:bottom;font-weight:bold;">Opal (A/O/O)</td> <td data-sheets-numberformat='{"1":2,"2":"0.00","3":1}' data-sheets-value='{"1":3,"3":1.7}' style="overflow:hidden;padding:0px 3px 0px 3px;vertical-align:bottom;text-align:center;">1.70</td> <td data-sheets-numberformat='{"1":2,"2":"0","3":1}' data-sheets-value='{"1":3,"3":61}' style="overflow:hidden;padding:0px 3px 0px 3px;vertical-align:bottom;text-align:center;">61</td> <td data-sheets-numberformat='{"1":2,"2":"0","3":1}' data-sheets-value='{"1":3,"3":48}' style="overflow:hidden;padding:0px 3px 0px 3px;vertical-align:bottom;text-align:center;">48</td> <td data-sheets-numberformat='{"1":2,"2":"0","3":1}' data-sheets-value='{"1":3,"3":22}' style="border-right:1px solid #000000;overflow:hidden;padding:0px 3px 0px 3px;vertical-align:bottom;text-align:center;">22</td> </tr> <tr style="height:20px;"> <td style="border-left:1px solid #000000;overflow:hidden;padding:0px 3px 0px 3px;vertical-align:bottom;font-weight:bold;"></td> <td data-sheets-value='{"1":2,"2":"Four-walled"}' style="overflow:hidden;padding:0px 3px 0px 3px;vertical-align:bottom;font-weight:bold;">Four-walled</td> <td data-sheets-value='{"1":2,"2":"Clear (A/H/H/H)"}' style="border-right:1px solid #000000;overflow:hidden;padding:0px 3px 0px 3px;vertical-align:bottom;font-weight:bold;">Clear (A/H/H/H)</td> <td data-sheets-numberformat='{"1":2,"2":"0.00","3":1}' data-sheets-value='{"1":3,"3":1.28}' style="overflow:hidden;padding:0px 3px 0px 3px;vertical-align:bottom;text-align:center;">1.28</td> <td data-sheets-numberformat='{"1":2,"2":"0","3":1}' data-sheets-value='{"1":3,"3":64}' style="overflow:hidden;padding:0px 3px 0px 3px;vertical-align:bottom;text-align:center;">64</td> <td data-sheets-numberformat='{"1":2,"2":"0","3":1}' data-sheets-value='{"1":3,"3":52}' style="overflow:hidden;padding:0px 3px 0px 3px;vertical-align:bottom;text-align:center;">52</td> <td data-sheets-numberformat='{"1":2,"2":"0","3":1}' data-sheets-value='{"1":3,"3":23}' style="border-right:1px solid #000000;overflow:hidden;padding:0px 3px 0px 3px;vertical-align:bottom;text-align:center;">23</td> </tr> <tr style="height:20px;"> <td style="border-bottom:1px solid #000000;border-left:1px solid #000000;overflow:hidden;padding:0px 3px 0px 3px;vertical-align:bottom;"></td> <td data-sheets-value='{"1":2,"2":"Four-walled"}' style="border-bottom:1px solid #000000;overflow:hidden;padding:0px 3px 0px 3px;vertical-align:bottom;font-weight:bold;">Four-walled</td> <td data-sheets-value='{"1":2,"2":"Opal (A/H/O/H)"}' style="border-right:1px solid #000000;border-bottom:1px solid #000000;overflow:hidden;padding:0px 3px 0px 3px;vertical-align:bottom;font-weight:bold;">Opal (A/H/O/H)</td> <td data-sheets-numberformat='{"1":2,"2":"0.00","3":1}' data-sheets-value='{"1":3,"3":1.28}' style="border-bottom:1px solid #000000;overflow:hidden;padding:0px 3px 0px 3px;vertical-align:bottom;text-align:center;">1.28</td> <td data-sheets-numberformat='{"1":2,"2":"0","3":1}' data-sheets-value='{"1":3,"3":59}' style="border-bottom:1px solid #000000;overflow:hidden;padding:0px 3px 0px 3px;vertical-align:bottom;text-align:center;">59</td> <td data-sheets-numberformat='{"1":2,"2":"0","3":1}' data-sheets-value='{"1":3,"3":46}' style="border-bottom:1px solid #000000;overflow:hidden;padding:0px 3px 0px 3px;vertical-align:bottom;text-align:center;">46</td> <td data-sheets-numberformat='{"1":2,"2":"0","3":1}' data-sheets-value='{"1":3,"3":23}' style="border-right:1px solid #000000;border-bottom:1px solid #000000;overflow:hidden;padding:0px 3px 0px 3px;vertical-align:bottom;text-align:center;">23</td> </tr> <tr style="height:20px;"> <td data-sheets-value='{"1":2,"2":"Polycarbonate"}' style="border-left:1px solid #000000;overflow:hidden;padding:0px 3px 0px 3px;vertical-align:bottom;font-weight:bold;">Polycarbonate</td> <td data-sheets-value='{"1":2,"2":"Single-walled"}' style="overflow:hidden;padding:0px 3px 0px 3px;vertical-align:bottom;font-weight:bold;">Single-walled</td> <td data-sheets-value='{"1":2,"2":"Heatstop Opal (T)"}' style="border-right:1px solid #000000;overflow:hidden;padding:0px 3px 0px 3px;vertical-align:bottom;font-weight:bold;">Heatstop Opal (T)</td> <td data-sheets-numberformat='{"1":2,"2":"0.00","3":1}' data-sheets-value='{"1":3,"3":5.17}' style="overflow:hidden;padding:0px 3px 0px 3px;vertical-align:bottom;text-align:center;">5.17</td> <td data-sheets-numberformat='{"1":2,"2":"0","3":1}' data-sheets-value='{"1":3,"3":49}' style="overflow:hidden;padding:0px 3px 0px 3px;vertical-align:bottom;text-align:center;">49</td> <td data-sheets-numberformat='{"1":2,"2":"0","3":1}' data-sheets-value='{"1":3,"3":59}' style="overflow:hidden;padding:0px 3px 0px 3px;vertical-align:bottom;text-align:center;">59</td> <td data-sheets-numberformat='{"1":2,"2":"0","3":1}' data-sheets-value='{"1":2,"2":"-"}' style="border-right:1px solid #000000;overflow:hidden;padding:0px 3px 0px 3px;vertical-align:bottom;text-align:center;">-</td> </tr> <tr style="height:20px;"> <td data-sheets-value='{"1":2,"2":"Heatstop PC"}' style="border-left:1px solid #000000;overflow:hidden;padding:0px 3px 0px 3px;vertical-align:bottom;font-weight:bold;">Heatstop PC</td> <td data-sheets-value='{"1":2,"2":"Double-walled"}' style="overflow:hidden;padding:0px 3px 0px 3px;vertical-align:bottom;font-weight:bold;">Double-walled</td> <td data-sheets-value='{"1":2,"2":"Clear (T/H)"}' style="border-right:1px solid #000000;overflow:hidden;padding:0px 3px 0px 3px;vertical-align:bottom;font-weight:bold;">Clear (T/H)</td> <td data-sheets-numberformat='{"1":2,"2":"0.00","3":1}' data-sheets-value='{"1":3,"3":2.9}' style="overflow:hidden;padding:0px 3px 0px 3px;vertical-align:bottom;text-align:center;">2.90</td> <td data-sheets-numberformat='{"1":2,"2":"0","3":1}' data-sheets-value='{"1":3,"3":44}' style="overflow:hidden;padding:0px 3px 0px 3px;vertical-align:bottom;text-align:center;">44</td> <td data-sheets-numberformat='{"1":2,"2":"0","3":1}' data-sheets-value='{"1":3,"3":51}' style="overflow:hidden;padding:0px 3px 0px 3px;vertical-align:bottom;text-align:center;">51</td> <td data-sheets-numberformat='{"1":2,"2":"0","3":1}' data-sheets-value='{"1":3,"3":20}' style="border-right:1px solid #000000;overflow:hidden;padding:0px 3px 0px 3px;vertical-align:bottom;text-align:center;">20</td> </tr> <tr style="height:20px;"> <td style="border-left:1px solid #000000;overflow:hidden;padding:0px 3px 0px 3px;vertical-align:bottom;font-weight:bold;"></td> <td data-sheets-value='{"1":2,"2":"Double-walled"}' style="overflow:hidden;padding:0px 3px 0px 3px;vertical-align:bottom;font-weight:bold;">Double-walled</td> <td data-sheets-value='{"1":2,"2":"Opal (T/O)"}' style="border-right:1px solid #000000;overflow:hidden;padding:0px 3px 0px 3px;vertical-align:bottom;font-weight:bold;">Opal (T/O)</td> <td data-sheets-numberformat='{"1":2,"2":"0.00","3":1}' data-sheets-value='{"1":3,"3":2.9}' style="overflow:hidden;padding:0px 3px 0px 3px;vertical-align:bottom;text-align:center;">2.90</td> <td data-sheets-numberformat='{"1":2,"2":"0","3":1}' data-sheets-value='{"1":3,"3":41}' style="overflow:hidden;padding:0px 3px 0px 3px;vertical-align:bottom;text-align:center;">41</td> <td data-sheets-numberformat='{"1":2,"2":"0","3":1}' data-sheets-value='{"1":3,"3":45}' style="overflow:hidden;padding:0px 3px 0px 3px;vertical-align:bottom;text-align:center;">45</td> <td data-sheets-numberformat='{"1":2,"2":"0","3":1}' data-sheets-value='{"1":3,"3":20}' style="border-right:1px solid #000000;overflow:hidden;padding:0px 3px 0px 3px;vertical-align:bottom;text-align:center;">20</td> </tr> <tr style="height:20px;"> <td style="border-left:1px solid #000000;overflow:hidden;padding:0px 3px 0px 3px;vertical-align:bottom;font-weight:bold;"></td> <td data-sheets-value='{"1":2,"2":"Triple-walled"}' style="overflow:hidden; | skylux-160-ce-met-koepel-en-pvc-opstand-16-00-met-lm-motor-en-windvang-0700-x-1300-mm | 8586027925837 | 46872339972429
Smoke and heat exhaust (SHEV) | SHE system | Skylux | Skylux 160° CE with skylight and PVC curb 16/00 with LM-actuator and spoiler 0700 x 1500 mm |  | 50366 | 5412970503668 | 3722 | Yes | 30-45 | 57.16 | 700 x 1500 mm | 1500 | 700 |  | PVC 16/00 (16 cm high & roof opening = daylight size) | Rectangular | 5.17 W/m²K - 1.28 W/m²K | 87% - 32% | 90% - 32% | 20dB - 23dB | 160° CE (for industry) | skylight | with spoiler | E | Single actuator | Maximum four-walled skylight possible for this product | Ut-value LT-value g-value Rw-value EN 1873 : 2014 EN ISO 13468 EN 16153 EN 410 EN 410 EN ISO 140-3 Material Walls Shells (W/m²K) (%) (%) (dB) Acrylic Single-walled Clear (H) 5.17 90 87 - PMMA Single-walled Opal (O) 5.17 83 76 - Double-walled Clear (H/H) 2.90 81 75 20 Double-walled Opal (O/O) 2.90 69 58 20 Triple-walled Clear (H/H/H) 1.70 73 65 22 Triple-walled Opal (O/H/O) 1.70 62 51 22 Four-walled Clear (H/H/H/H) 1.28 64 54 23 Four-walled Opal (H/H/O/H) 1.28 59 48 23 Polycarbonate Single-walled Clear (A) 5.17 88 83 - PC Single-walled Opal (D) 5.17 58 60 - Double-walled Clear (A/H) 2.90 79 72 20 Double-walled Clear (A/A) 2.90 77 69 20 Double-walled Opal (A/O) 2.90 73 63 20 Double-walled Opal (A/D) 2.90 51 50 20 Triple-walled Clear (A/H/H) 1.70 71 63 22 Triple-walled Opal (A/O/O) 1.70 61 48 22 Four-walled Clear (A/H/H/H) 1.28 64 52 23 Four-walled Opal (A/H/O/H) 1.28 59 46 23 Polycarbonate Single-walled Heatstop Opal (T) 5.17 49 59 - Heatstop PC Double-walled Clear (T/H) 2.90 44 51 20 Double-walled Opal (T/O) 2.90 41 45 20 Triple-walled Clear (T/H/H) 1.70 40 <td data-sheets-numberformat='{"1":2,"2":"0","3":1}' data-sheets-value='{"1":3,"3":44}' style="overflow:hidden;paddin | https://skylux.eu/en/products/skylux-160-ce-met-koepel-en-pvc-opstand-16-00-met-lm-motor-en-windvang-0700-x-1500-mm | https://skylux.eu/cdn/shop/files/Skylux-160deg-CE-met-koepel-en-pvc-opstand-1600-met-LM-motor-en-windvang-0700-x-1500-mm-RWA-systeem.jpg?v=1702980099&width=1600 | https://skylux.eu/cdn/shop/files/e5a82811-1bb0-48e4-a776-cacb59c7c092_09b688db-6297-4b8f-a5aa-c441b79b7038.jpg?v=1688551053&width=1600 | //skylux.eu/cdn/shop/files/E_MH_Mounting_instructions_Skylux_160_CE_LM.pdf?v=12406716259046007223 | //skylux.eu/cdn/shop/files/E_TD_Technical_File_Skylux_Skylux_160_CE_Electric.pdf?v=3667116872303399239 | <style type="text/css" id="isPasted"> <!--td { border: 1px solid #cccccc; } br { mso-data-placement: same-cell; } --> </style> <table border="1" cellpadding="0" cellspacing="0" dir="ltr" style="table-layout:fixed;font-size:10pt;font-family:Arial;border-collapse:collapse;border:none;"><tbody> <tr style="height:20px;"> <td style="overflow:hidden;padding:0px 3px 0px 3px;vertical-align:bottom;"></td> <td style="overflow:hidden;padding:0px 3px 0px 3px;vertical-align:bottom;"></td> <td style="overflow:hidden;padding:0px 3px 0px 3px;vertical-align:bottom;"></td> <td data-sheets-value='{"1":2,"2":"Ut-value"}' style="overflow:hidden;padding:0px 3px 0px 3px;vertical-align:bottom;font-weight:bold;text-align:center;">Ut-value</td> <td data-sheets-value='{"1":2,"2":"LT-value"}' style="overflow:hidden;padding:0px 3px 0px 3px;vertical-align:bottom;font-weight:bold;text-align:center;">LT-value</td> <td data-sheets-value='{"1":2,"2":"g-value"}' style="overflow:hidden;padding:0px 3px 0px 3px;vertical-align:bottom;font-weight:bold;text-align:center;">g-value</td> <td data-sheets-value='{"1":2,"2":"Rw-value "}' style="overflow:hidden;padding:0px 3px 0px 3px;vertical-align:bottom;font-weight:bold;text-align:center;">Rw-value </td> </tr> <tr style="height:20px;"> <td style="overflow:hidden;padding:0px 3px 0px 3px;vertical-align:bottom;"></td> <td style="overflow:hidden;padding:0px 3px 0px 3px;vertical-align:bottom;"></td> <td style="overflow:hidden;padding:0px 3px 0px 3px;vertical-align:bottom;"></td> <td data-sheets-numberformat='{"1":2,"2":"0.00","3":1}' data-sheets-value='{"1":2,"2":"EN 1873 : 2014"}' style="overflow:hidden;padding:0px 3px 0px 3px;vertical-align:bottom;text-align:center;">EN 1873 : 2014</td> <td data-sheets-numberformat='{"1":2,"2":"0","3":1}' data-sheets-value='{"1":2,"2":"EN ISO 13468 EN 16153 EN 410"}' style="overflow:hidden;padding:0px 3px 0px 3px;vertical-align:bottom;text-align:center;">EN ISO 13468 EN 16153 EN 410</td> <td data-sheets-numberformat='{"1":2,"2":"0","3":1}' data-sheets-value='{"1":2,"2":"EN 410"}' style="overflow:hidden;padding:0px 3px 0px 3px;vertical-align:bottom;text-align:center;">EN 410</td> <td data-sheets-value='{"1":2,"2":"EN ISO 140-3\t\t"}' style="overflow:hidden;padding:0px 3px 0px 3px;vertical-align:bottom;text-align:center;">EN ISO 140-3 </td> </tr> <tr style="height:20px;"> <td data-sheets-value='{"1":2,"2":"Material"}' style="border-bottom:1px solid #000000;overflow:hidden;padding:0px 3px 0px 3px;vertical-align:bottom;background-color:#000000;font-weight:bold;color:#ffffff;">Material</td> <td data-sheets-value='{"1":2,"2":"Walls"}' style="border-bottom:1px solid #000000;overflow:hidden;padding:0px 3px 0px 3px;vertical-align:bottom;background-color:#000000;font-weight:bold;color:#ffffff;">Walls</td> <td data-sheets-value='{"1":2,"2":"Shells"}' style="border-bottom:1px solid #000000;overflow:hidden;padding:0px 3px 0px 3px;vertical-align:bottom;background-color:#000000;font-weight:bold;color:#ffffff;">Shells</td> <td data-sheets-numberformat='{"1":2,"2":"0.00","3":1}' data-sheets-value='{"1":2,"2":"(W/m²K)\t"}' style="border-bottom:1px solid #000000;overflow:hidden;padding:0px 3px 0px 3px;vertical-align:bottom;background-color:#000000;font-weight:bold;color:#ffffff;text-align:center;">(W/m²K) </td> <td data-sheets-numberformat='{"1":2,"2":"0","3":1}' data-sheets-value='{"1":2,"2":"(%)"}' style="border-bottom:1px solid #000000;overflow:hidden;padding:0px 3px 0px 3px;vertical-align:bottom;background-color:#000000;font-weight:bold;color:#ffffff;text-align:center;">(%)</td> <td data-sheets-numberformat='{"1":2,"2":"0","3":1}' data-sheets-value='{"1":2,"2":"(%)"}' style="border-bottom:1px solid #000000;overflow:hidden;padding:0px 3px 0px 3px;vertical-align:bottom;background-color:#000000;font-weight:bold;color:#ffffff;text-align:center;">(%)</td> <td data-sheets-value='{"1":2,"2":"(dB)"}' style="border-bottom:1px solid #000000;overflow:hidden;padding:0px 3px 0px 3px;vertical-align:bottom;background-color:#000000;font-weight:bold;color:#ffffff;text-align:center;">(dB)</td> </tr> <tr style="height:20px;"> <td data-sheets-value='{"1":2,"2":"Acrylic"}' style="border-left:1px solid #000000;overflow:hidden;padding:0px 3px 0px 3px;vertical-align:bottom;font-weight:bold;">Acrylic</td> <td data-sheets-value='{"1":2,"2":"Single-walled"}' style="overflow:hidden;padding:0px 3px 0px 3px;vertical-align:bottom;font-weight:bold;">Single-walled</td> <td data-sheets-value='{"1":2,"2":"Clear (H)"}' style="border-right:1px solid #000000;overflow:hidden;padding:0px 3px 0px 3px;vertical-align:bottom;font-weight:bold;">Clear (H)</td> <td data-sheets-numberformat='{"1":2,"2":"0.00","3":1}' data-sheets-value='{"1":3,"3":5.17}' style="overflow:hidden;padding:0px 3px 0px 3px;vertical-align:bottom;text-align:center;">5.17</td> <td data-sheets-numberformat='{"1":2,"2":"0","3":1}' data-sheets-value='{"1":3,"3":90}' style="overflow:hidden;padding:0px 3px 0px 3px;vertical-align:bottom;text-align:center;">90</td> <td data-sheets-numberformat='{"1":2,"2":"0","3":1}' data-sheets-value='{"1":3,"3":87}' style="overflow:hidden;padding:0px 3px 0px 3px;vertical-align:bottom;text-align:center;">87</td> <td data-sheets-numberformat='{"1":2,"2":"0","3":1}' data-sheets-value='{"1":2,"2":"-"}' style="border-right:1px solid #000000;overflow:hidden;padding:0px 3px 0px 3px;vertical-align:bottom;text-align:center;">-</td> </tr> <tr style="height:20px;"> <td data-sheets-value='{"1":2,"2":"PMMA"}' style="border-left:1px solid #000000;overflow:hidden;padding:0px 3px 0px 3px;vertical-align:bottom;font-weight:bold;">PMMA</td> <td data-sheets-value='{"1":2,"2":"Single-walled"}' style="overflow:hidden;padding:0px 3px 0px 3px;vertical-align:bottom;font-weight:bold;">Single-walled</td> <td data-sheets-value='{"1":2,"2":"Opal (O)"}' style="border-right:1px solid #000000;overflow:hidden;padding:0px 3px 0px 3px;vertical-align:bottom;font-weight:bold;">Opal (O)</td> <td data-sheets-numberformat='{"1":2,"2":"0.00","3":1}' data-sheets-value='{"1":3,"3":5.17}' style="overflow:hidden;padding:0px 3px 0px 3px;vertical-align:bottom;text-align:center;">5.17</td> <td data-sheets-numberformat='{"1":2,"2":"0","3":1}' data-sheets-value='{"1":3,"3":83}' style="overflow:hidden;padding:0px 3px 0px 3px;vertical-align:bottom;text-align:center;">83</td> <td data-sheets-numberformat='{"1":2,"2":"0","3":1}' data-sheets-value='{"1":3,"3":76}' style="overflow:hidden;padding:0px 3px 0px 3px;vertical-align:bottom;text-align:center;">76</td> <td data-sheets-numberformat='{"1":2,"2":"0","3":1}' data-sheets-value='{"1":2,"2":"-"}' style="border-right:1px solid #000000;overflow:hidden;padding:0px 3px 0px 3px;vertical-align:bottom;text-align:center;">-</td> </tr> <tr style="height:20px;"> <td style="border-left:1px solid #000000;overflow:hidden;padding:0px 3px 0px 3px;vertical-align:bottom;font-weight:bold;"></td> <td data-sheets-value='{"1":2,"2":"Double-walled"}' style="overflow:hidden;padding:0px 3px 0px 3px;vertical-align:bottom;font-weight:bold;">Double-walled</td> <td data-sheets-value='{"1":2,"2":"Clear (H/H)"}' style="border-right:1px solid #000000;overflow:hidden;padding:0px 3px 0px 3px;vertical-align:bottom;font-weight:bold;">Clear (H/H)</td> <td data-sheets-numberformat='{"1":2,"2":"0.00","3":1}' data-sheets-value='{"1":3,"3":2.9}' style="overflow:hidden;padding:0px 3px 0px 3px;vertical-align:bottom;text-align:center;">2.90</td> <td data-sheets-numberformat='{"1":2,"2":"0","3":1}' data-sheets-value='{"1":3,"3":81}' style="overflow:hidden;padding:0px 3px 0px 3px;vertical-align:bottom;text-align:center;">81</td> <td data-sheets-numberformat='{"1":2,"2":"0","3":1}' data-sheets-value='{"1":3,"3":75}' style="overflow:hidden;padding:0px 3px 0px 3px;vertical-align:bottom;text-align:center;">75</td> <td data-sheets-numberformat='{"1":2,"2":"0","3":1}' data-sheets-value='{"1":3,"3":20}' style="border-right:1px solid #000000;overflow:hidden;padding:0px 3px 0px 3px;vertical-align:bottom;text-align:center;">20</td> </tr> <tr style="height:20px;"> <td style="border-left:1px solid #000000;overflow:hidden;padding:0px 3px 0px 3px;vertical-align:bottom;font-weight:bold;"></td> <td data-sheets-value='{"1":2,"2":"Double-walled"}' style="overflow:hidden;padding:0px 3px 0px 3px;vertical-align:bottom;font-weight:bold;">Double-walled</td> <td data-sheets-value='{"1":2,"2":"Opal (O/O)"}' style="border-right:1px solid #000000;overflow:hidden;padding:0px 3px 0px 3px;vertical-align:bottom;font-weight:bold;">Opal (O/O)</td> <td data-sheets-numberformat='{"1":2,"2":"0.00","3":1}' data-sheets-value='{"1":3,"3":2.9}' style="overflow:hidden;padding:0px 3px 0px 3px;vertical-align:bottom;text-align:center;">2.90</td> <td data-sheets-numberformat='{"1":2,"2":"0","3":1}' data-sheets-value='{"1":3,"3":69}' style="overflow:hidden;padding:0px 3px 0px 3px;vertical-align:bottom;text-align:center;">69</td> <td data-sheets-numberformat='{"1":2,"2":"0","3":1}' data-sheets-value='{"1":3,"3":58}' style="overflow:hidden;padding:0px 3px 0px 3px;vertical-align:bottom;text-align:center;">58</td> <td data-sheets-numberformat='{"1":2,"2":"0","3":1}' data-sheets-value='{"1":3,"3":20}' style="border-right:1px solid #000000;overflow:hidden;padding:0px 3px 0px 3px;vertical-align:bottom;text-align:center;">20</td> </tr> <tr style="height:20px;"> <td style="border-left:1px solid #000000;overflow:hidden;padding:0px 3px 0px 3px;vertical-align:bottom;font-weight:bold;"></td> <td data-sheets-value='{"1":2,"2":"Triple-walled"}' style="overflow:hidden;padding:0px 3px 0px 3px;vertical-align:bottom;font-weight:bold;">Triple-walled</td> <td data-sheets-value='{"1":2,"2":"Clear (H/H/H)"}' style="border-right:1px solid #000000;overflow:hidden;padding:0px 3px 0px 3px;vertical-align:bottom;font-weight:bold;">Clear (H/H/H)</td> <td data-sheets-numberformat='{"1":2,"2":"0.00","3":1}' data-sheets-value='{"1":3,"3":1.7}' style="overflow:hidden;padding:0px 3px 0px 3px;vertical-align:bottom;text-align:center;">1.70</td> <td data-sheets-numberformat='{"1":2,"2":"0","3":1}' data-sheets-value='{"1":3,"3":73}' style="overflow:hidden;padding:0px 3px 0px 3px;vertical-align:bottom;text-align:center;">73</td> <td data-sheets-numberformat='{"1":2,"2":"0","3":1}' data-sheets-value='{"1":3,"3":65}' style="overflow:hidden;padding:0px 3px 0px 3px;vertical-align:bottom;text-align:center;">65</td> <td data-sheets-numberformat='{"1":2,"2":"0","3":1}' data-sheets-value='{"1":3,"3":22}' style="border-right:1px solid #000000;overflow:hidden;padding:0px 3px 0px 3px;vertical-align:bottom;text-align:center;">22</td> </tr> <tr style="height:20px;"> <td style="border-left:1px solid #000000;overflow:hidden;padding:0px 3px 0px 3px;vertical-align:bottom;font-weight:bold;"></td> <td data-sheets-value='{"1":2,"2":"Triple-walled"}' style="overflow:hidden;padding:0px 3px 0px 3px;vertical-align:bottom;font-weight:bold;">Triple-walled</td> <td data-sheets-value='{"1":2,"2":"Opal (O/H/O)"}' style="border-right:1px solid #000000;overflow:hidden;padding:0px 3px 0px 3px;vertical-align:bottom;font-weight:bold;">Opal (O/H/O)</td> <td data-sheets-numberformat='{"1":2,"2":"0.00","3":1}' data-sheets-value='{"1":3,"3":1.7}' style="overflow:hidden;padding:0px 3px 0px 3px;vertical-align:bottom;text-align:center;">1.70</td> <td data-sheets-numberformat='{"1":2,"2":"0","3":1}' data-sheets-value='{"1":3,"3":62}' style="overflow:hidden;padding:0px 3px 0px 3px;vertical-align:bottom;text-align:center;">62</td> <td data-sheets-numberformat='{"1":2,"2":"0","3":1}' data-sheets-value='{"1":3,"3":51}' style="overflow:hidden;padding:0px 3px 0px 3px;vertical-align:bottom;text-align:center;">51</td> <td data-sheets-numberformat='{"1":2,"2":"0","3":1}' data-sheets-value='{"1":3,"3":22}' style="border-right:1px solid #000000;overflow:hidden;padding:0px 3px 0px 3px;vertical-align:bottom;text-align:center;">22</td> </tr> <tr style="height:20px;"> <td style="border-left:1px solid #000000;overflow:hidden;padding:0px 3px 0px 3px;vertical-align:bottom;font-weight:bold;"></td> <td data-sheets-value='{"1":2,"2":"Four-walled"}' style="overflow:hidden;padding:0px 3px 0px 3px;vertical-align:bottom;font-weight:bold;">Four-walled</td> <td data-sheets-value='{"1":2,"2":"Clear (H/H/H/H)"}' style="border-right:1px solid #000000;overflow:hidden;padding:0px 3px 0px 3px;vertical-align:bottom;font-weight:bold;">Clear (H/H/H/H)</td> <td data-sheets-numberformat='{"1":2,"2":"0.00","3":1}' data-sheets-value='{"1":3,"3":1.28}' style="overflow:hidden;padding:0px 3px 0px 3px;vertical-align:bottom;text-align:center;">1.28</td> <td data-sheets-numberformat='{"1":2,"2":"0","3":1}' data-sheets-value='{"1":3,"3":64}' style="overflow:hidden;padding:0px 3px 0px 3px;vertical-align:bottom;text-align:center;">64</td> <td data-sheets-numberformat='{"1":2,"2":"0","3":1}' data-sheets-value='{"1":3,"3":54}' style="overflow:hidden;padding:0px 3px 0px 3px;vertical-align:bottom;text-align:center;">54</td> <td data-sheets-numberformat='{"1":2,"2":"0","3":1}' data-sheets-value='{"1":3,"3":23}' style="border-right:1px solid #000000;overflow:hidden;padding:0px 3px 0px 3px;vertical-align:bottom;text-align:center;">23</td> </tr> <tr style="height:20px;"> <td style="border-bottom:1px solid #000000;border-left:1px solid #000000;overflow:hidden;padding:0px 3px 0px 3px;vertical-align:bottom;"></td> <td data-sheets-value='{"1":2,"2":"Four-walled"}' style="border-bottom:1px solid #000000;overflow:hidden;padding:0px 3px 0px 3px;vertical-align:bottom;font-weight:bold;">Four-walled</td> <td data-sheets-value='{"1":2,"2":"Opal (H/H/O/H)"}' style="border-right:1px solid #000000;border-bottom:1px solid #000000;overflow:hidden;padding:0px 3px 0px 3px;vertical-align:bottom;font-weight:bold;">Opal (H/H/O/H)</td> <td data-sheets-numberformat='{"1":2,"2":"0.00","3":1}' data-sheets-value='{"1":3,"3":1.28}' style="border-bottom:1px solid #000000;overflow:hidden;padding:0px 3px 0px 3px;vertical-align:bottom;text-align:center;">1.28</td> <td data-sheets-numberformat='{"1":2,"2":"0","3":1}' data-sheets-value='{"1":3,"3":59}' style="border-bottom:1px solid #000000;overflow:hidden;padding:0px 3px 0px 3px;vertical-align:bottom;text-align:center;">59</td> <td data-sheets-numberformat='{"1":2,"2":"0","3":1}' data-sheets-value='{"1":3,"3":48}' style="border-bottom:1px solid #000000;overflow:hidden;padding:0px 3px 0px 3px;vertical-align:bottom;text-align:center;">48</td> <td data-sheets-numberformat='{"1":2,"2":"0","3":1}' data-sheets-value='{"1":3,"3":23}' style="border-right:1px solid #000000;border-bottom:1px solid #000000;overflow:hidden;padding:0px 3px 0px 3px;vertical-align:bottom;text-align:center;">23</td> </tr> <tr style="height:20px;"> <td data-sheets-value='{"1":2,"2":"Polycarbonate "}' style="border-left:1px solid #000000;overflow:hidden;padding:0px 3px 0px 3px;vertical-align:bottom;font-weight:bold;">Polycarbonate </td> <td data-sheets-value='{"1":2,"2":"Single-walled"}' style="overflow:hidden;padding:0px 3px 0px 3px;vertical-align:bottom;font-weight:bold;">Single-walled</td> <td data-sheets-value='{"1":2,"2":"Clear (A)"}' style="border-right:1px solid #000000;overflow:hidden;padding:0px 3px 0px 3px;vertical-align:bottom;font-weight:bold;">Clear (A)</td> <td data-sheets-numberformat='{"1":2,"2":"0.00","3":1}' data-sheets-value='{"1":3,"3":5.17}' style="overflow:hidden;padding:0px 3px 0px 3px;vertical-align:bottom;text-align:center;">5.17</td> <td data-sheets-numberformat='{"1":2,"2":"0","3":1}' data-sheets-value='{"1":3,"3":88}' style="overflow:hidden;padding:0px 3px 0px 3px;vertical-align:bottom;text-align:center;">88</td> <td data-sheets-numberformat='{"1":2,"2":"0","3":1}' data-sheets-value='{"1":3,"3":83}' style="overflow:hidden;padding:0px 3px 0px 3px;vertical-align:bottom;text-align:center;">83</td> <td data-sheets-numberformat='{"1":2,"2":"0","3":1}' data-sheets-value='{"1":2,"2":"-"}' style="border-right:1px solid #000000;overflow:hidden;padding:0px 3px 0px 3px;vertical-align:bottom;text-align:center;">-</td> </tr> <tr style="height:20px;"> <td data-sheets-value='{"1":2,"2":"PC"}' style="border-left:1px solid #000000;overflow:hidden;padding:0px 3px 0px 3px;vertical-align:bottom;font-weight:bold;">PC</td> <td data-sheets-value='{"1":2,"2":"Single-walled"}' style="overflow:hidden;padding:0px 3px 0px 3px;vertical-align:bottom;font-weight:bold;">Single-walled</td> <td data-sheets-value='{"1":2,"2":"Opal (D)"}' style="border-right:1px solid #000000;overflow:hidden;padding:0px 3px 0px 3px;vertical-align:bottom;font-weight:bold;">Opal (D)</td> <td data-sheets-numberformat='{"1":2,"2":"0.00","3":1}' data-sheets-value='{"1":3,"3":5.17}' style="overflow:hidden;padding:0px 3px 0px 3px;vertical-align:bottom;text-align:center;">5.17</td> <td data-sheets-numberformat='{"1":2,"2":"0","3":1}' data-sheets-value='{"1":3,"3":58}' style="overflow:hidden;padding:0px 3px 0px 3px;vertical-align:bottom;text-align:center;">58</td> <td data-sheets-numberformat='{"1":2,"2":"0","3":1}' data-sheets-value='{"1":3,"3":60}' style="overflow:hidden;padding:0px 3px 0px 3px;vertical-align:bottom;text-align:center;">60</td> <td data-sheets-numberformat='{"1":2,"2":"0","3":1}' data-sheets-value='{"1":2,"2":"-"}' style="border-right:1px solid #000000;overflow:hidden;padding:0px 3px 0px 3px;vertical-align:bottom;text-align:center;">-</td> </tr> <tr style="height:20px;"> <td style="border-left:1px solid #000000;overflow:hidden;padding:0px 3px 0px 3px;vertical-align:bottom;font-weight:bold;"></td> <td data-sheets-value='{"1":2,"2":"Double-walled"}' style="overflow:hidden;padding:0px 3px 0px 3px;vertical-align:bottom;font-weight:bold;">Double-walled</td> <td data-sheets-value='{"1":2,"2":"Clear (A/H)"}' style="border-right:1px solid #000000;overflow:hidden;padding:0px 3px 0px 3px;vertical-align:bottom;font-weight:bold;">Clear (A/H)</td> <td data-sheets-numberformat='{"1":2,"2":"0.00","3":1}' data-sheets-value='{"1":3,"3":2.9}' style="overflow:hidden;padding:0px 3px 0px 3px;vertical-align:bottom;text-align:center;">2.90</td> <td data-sheets-numberformat='{"1":2,"2":"0","3":1}' data-sheets-value='{"1":3,"3":79}' style="overflow:hidden;padding:0px 3px 0px 3px;vertical-align:bottom;text-align:center;">79</td> <td data-sheets-numberformat='{"1":2,"2":"0","3":1}' data-sheets-value='{"1":3,"3":72}' style="overflow:hidden;padding:0px 3px 0px 3px;vertical-align:bottom;text-align:center;">72</td> <td data-sheets-numberformat='{"1":2,"2":"0","3":1}' data-sheets-value='{"1":3,"3":20}' style="border-right:1px solid #000000;overflow:hidden;padding:0px 3px 0px 3px;vertical-align:bottom;text-align:center;">20</td> </tr> <tr style="height:20px;"> <td style="border-left:1px solid #000000;overflow:hidden;padding:0px 3px 0px 3px;vertical-align:bottom;font-weight:bold;"></td> <td data-sheets-value='{"1":2,"2":"Double-walled"}' style="overflow:hidden;padding:0px 3px 0px 3px;vertical-align:bottom;font-weight:bold;">Double-walled</td> <td data-sheets-value='{"1":2,"2":"Clear (A/A)"}' style="border-right:1px solid #000000;overflow:hidden;padding:0px 3px 0px 3px;vertical-align:bottom;font-weight:bold;">Clear (A/A)</td> <td data-sheets-numberformat='{"1":2,"2":"0.00","3":1}' data-sheets-value='{"1":3,"3":2.9}' style="overflow:hidden;padding:0px 3px 0px 3px;vertical-align:bottom;text-align:center;">2.90</td> <td data-sheets-numberformat='{"1":2,"2":"0","3":1}' data-sheets-value='{"1":3,"3":77}' style="overflow:hidden;padding:0px 3px 0px 3px;vertical-align:bottom;text-align:center;">77</td> <td data-sheets-numberformat='{"1":2,"2":"0","3":1}' data-sheets-value='{"1":3,"3":69}' style="overflow:hidden;padding:0px 3px 0px 3px;vertical-align:bottom;text-align:center;">69</td> <td data-sheets-numberformat='{"1":2,"2":"0","3":1}' data-sheets-value='{"1":3,"3":20}' style="border-right:1px solid #000000;overflow:hidden;padding:0px 3px 0px 3px;vertical-align:bottom;text-align:center;">20</td> </tr> <tr style="height:20px;"> <td style="border-left:1px solid #000000;overflow:hidden;padding:0px 3px 0px 3px;vertical-align:bottom;font-weight:bold;"></td> <td data-sheets-value='{"1":2,"2":"Double-walled"}' style="overflow:hidden;padding:0px 3px 0px 3px;vertical-align:bottom;font-weight:bold;">Double-walled</td> <td data-sheets-value='{"1":2,"2":"Opal (A/O)"}' style="border-right:1px solid #000000;overflow:hidden;padding:0px 3px 0px 3px;vertical-align:bottom;font-weight:bold;">Opal (A/O)</td> <td data-sheets-numberformat='{"1":2,"2":"0.00","3":1}' data-sheets-value='{"1":3,"3":2.9}' style="overflow:hidden;padding:0px 3px 0px 3px;vertical-align:bottom;text-align:center;">2.90</td> <td data-sheets-numberformat='{"1":2,"2":"0","3":1}' data-sheets-value='{"1":3,"3":73}' style="overflow:hidden;padding:0px 3px 0px 3px;vertical-align:bottom;text-align:center;">73</td> <td data-sheets-numberformat='{"1":2,"2":"0","3":1}' data-sheets-value='{"1":3,"3":63}' style="overflow:hidden;padding:0px 3px 0px 3px;vertical-align:bottom;text-align:center;">63</td> <td data-sheets-numberformat='{"1":2,"2":"0","3":1}' data-sheets-value='{"1":3,"3":20}' style="border-right:1px solid #000000;overflow:hidden;padding:0px 3px 0px 3px;vertical-align:bottom;text-align:center;">20</td> </tr> <tr style="height:20px;"> <td style="border-left:1px solid #000000;overflow:hidden;padding:0px 3px 0px 3px;vertical-align:bottom;font-weight:bold;"></td> <td data-sheets-value='{"1":2,"2":"Double-walled"}' style="overflow:hidden;padding:0px 3px 0px 3px;vertical-align:bottom;font-weight:bold;">Double-walled</td> <td data-sheets-value='{"1":2,"2":"Opal (A/D)"}' style="border-right:1px solid #000000;overflow:hidden;padding:0px 3px 0px 3px;vertical-align:bottom;font-weight:bold;">Opal (A/D)</td> <td data-sheets-numberformat='{"1":2,"2":"0.00","3":1}' data-sheets-value='{"1":3,"3":2.9}' style="overflow:hidden;padding:0px 3px 0px 3px;vertical-align:bottom;text-align:center;">2.90</td> <td data-sheets-numberformat='{"1":2,"2":"0","3":1}' data-sheets-value='{"1":3,"3":51}' style="overflow:hidden;padding:0px 3px 0px 3px;vertical-align:bottom;text-align:center;">51</td> <td data-sheets-numberformat='{"1":2,"2":"0","3":1}' data-sheets-value='{"1":3,"3":50}' style="overflow:hidden;padding:0px 3px 0px 3px;vertical-align:bottom;text-align:center;">50</td> <td data-sheets-numberformat='{"1":2,"2":"0","3":1}' data-sheets-value='{"1":3,"3":20}' style="border-right:1px solid #000000;overflow:hidden;padding:0px 3px 0px 3px;vertical-align:bottom;text-align:center;">20</td> </tr> <tr style="height:20px;"> <td style="border-left:1px solid #000000;overflow:hidden;padding:0px 3px 0px 3px;vertical-align:bottom;font-weight:bold;"></td> <td data-sheets-value='{"1":2,"2":"Triple-walled"}' style="overflow:hidden;padding:0px 3px 0px 3px;vertical-align:bottom;font-weight:bold;">Triple-walled</td> <td data-sheets-value='{"1":2,"2":"Clear (A/H/H)"}' style="border-right:1px solid #000000;overflow:hidden;padding:0px 3px 0px 3px;vertical-align:bottom;font-weight:bold;">Clear (A/H/H)</td> <td data-sheets-numberformat='{"1":2,"2":"0.00","3":1}' data-sheets-value='{"1":3,"3":1.7}' style="overflow:hidden;padding:0px 3px 0px 3px;vertical-align:bottom;text-align:center;">1.70</td> <td data-sheets-numberformat='{"1":2,"2":"0","3":1}' data-sheets-value='{"1":3,"3":71}' style="overflow:hidden;padding:0px 3px 0px 3px;vertical-align:bottom;text-align:center;">71</td> <td data-sheets-numberformat='{"1":2,"2":"0","3":1}' data-sheets-value='{"1":3,"3":63}' style="overflow:hidden;padding:0px 3px 0px 3px;vertical-align:bottom;text-align:center;">63</td> <td data-sheets-numberformat='{"1":2,"2":"0","3":1}' data-sheets-value='{"1":3,"3":22}' style="border-right:1px solid #000000;overflow:hidden;padding:0px 3px 0px 3px;vertical-align:bottom;text-align:center;">22</td> </tr> <tr style="height:20px;"> <td style="border-left:1px solid #000000;overflow:hidden;padding:0px 3px 0px 3px;vertical-align:bottom;font-weight:bold;"></td> <td data-sheets-value='{"1":2,"2":"Triple-walled"}' style="overflow:hidden;padding:0px 3px 0px 3px;vertical-align:bottom;font-weight:bold;">Triple-walled</td> <td data-sheets-value='{"1":2,"2":"Opal (A/O/O)"}' style="border-right:1px solid #000000;overflow:hidden;padding:0px 3px 0px 3px;vertical-align:bottom;font-weight:bold;">Opal (A/O/O)</td> <td data-sheets-numberformat='{"1":2,"2":"0.00","3":1}' data-sheets-value='{"1":3,"3":1.7}' style="overflow:hidden;padding:0px 3px 0px 3px;vertical-align:bottom;text-align:center;">1.70</td> <td data-sheets-numberformat='{"1":2,"2":"0","3":1}' data-sheets-value='{"1":3,"3":61}' style="overflow:hidden;padding:0px 3px 0px 3px;vertical-align:bottom;text-align:center;">61</td> <td data-sheets-numberformat='{"1":2,"2":"0","3":1}' data-sheets-value='{"1":3,"3":48}' style="overflow:hidden;padding:0px 3px 0px 3px;vertical-align:bottom;text-align:center;">48</td> <td data-sheets-numberformat='{"1":2,"2":"0","3":1}' data-sheets-value='{"1":3,"3":22}' style="border-right:1px solid #000000;overflow:hidden;padding:0px 3px 0px 3px;vertical-align:bottom;text-align:center;">22</td> </tr> <tr style="height:20px;"> <td style="border-left:1px solid #000000;overflow:hidden;padding:0px 3px 0px 3px;vertical-align:bottom;font-weight:bold;"></td> <td data-sheets-value='{"1":2,"2":"Four-walled"}' style="overflow:hidden;padding:0px 3px 0px 3px;vertical-align:bottom;font-weight:bold;">Four-walled</td> <td data-sheets-value='{"1":2,"2":"Clear (A/H/H/H)"}' style="border-right:1px solid #000000;overflow:hidden;padding:0px 3px 0px 3px;vertical-align:bottom;font-weight:bold;">Clear (A/H/H/H)</td> <td data-sheets-numberformat='{"1":2,"2":"0.00","3":1}' data-sheets-value='{"1":3,"3":1.28}' style="overflow:hidden;padding:0px 3px 0px 3px;vertical-align:bottom;text-align:center;">1.28</td> <td data-sheets-numberformat='{"1":2,"2":"0","3":1}' data-sheets-value='{"1":3,"3":64}' style="overflow:hidden;padding:0px 3px 0px 3px;vertical-align:bottom;text-align:center;">64</td> <td data-sheets-numberformat='{"1":2,"2":"0","3":1}' data-sheets-value='{"1":3,"3":52}' style="overflow:hidden;padding:0px 3px 0px 3px;vertical-align:bottom;text-align:center;">52</td> <td data-sheets-numberformat='{"1":2,"2":"0","3":1}' data-sheets-value='{"1":3,"3":23}' style="border-right:1px solid #000000;overflow:hidden;padding:0px 3px 0px 3px;vertical-align:bottom;text-align:center;">23</td> </tr> <tr style="height:20px;"> <td style="border-bottom:1px solid #000000;border-left:1px solid #000000;overflow:hidden;padding:0px 3px 0px 3px;vertical-align:bottom;"></td> <td data-sheets-value='{"1":2,"2":"Four-walled"}' style="border-bottom:1px solid #000000;overflow:hidden;padding:0px 3px 0px 3px;vertical-align:bottom;font-weight:bold;">Four-walled</td> <td data-sheets-value='{"1":2,"2":"Opal (A/H/O/H)"}' style="border-right:1px solid #000000;border-bottom:1px solid #000000;overflow:hidden;padding:0px 3px 0px 3px;vertical-align:bottom;font-weight:bold;">Opal (A/H/O/H)</td> <td data-sheets-numberformat='{"1":2,"2":"0.00","3":1}' data-sheets-value='{"1":3,"3":1.28}' style="border-bottom:1px solid #000000;overflow:hidden;padding:0px 3px 0px 3px;vertical-align:bottom;text-align:center;">1.28</td> <td data-sheets-numberformat='{"1":2,"2":"0","3":1}' data-sheets-value='{"1":3,"3":59}' style="border-bottom:1px solid #000000;overflow:hidden;padding:0px 3px 0px 3px;vertical-align:bottom;text-align:center;">59</td> <td data-sheets-numberformat='{"1":2,"2":"0","3":1}' data-sheets-value='{"1":3,"3":46}' style="border-bottom:1px solid #000000;overflow:hidden;padding:0px 3px 0px 3px;vertical-align:bottom;text-align:center;">46</td> <td data-sheets-numberformat='{"1":2,"2":"0","3":1}' data-sheets-value='{"1":3,"3":23}' style="border-right:1px solid #000000;border-bottom:1px solid #000000;overflow:hidden;padding:0px 3px 0px 3px;vertical-align:bottom;text-align:center;">23</td> </tr> <tr style="height:20px;"> <td data-sheets-value='{"1":2,"2":"Polycarbonate"}' style="border-left:1px solid #000000;overflow:hidden;padding:0px 3px 0px 3px;vertical-align:bottom;font-weight:bold;">Polycarbonate</td> <td data-sheets-value='{"1":2,"2":"Single-walled"}' style="overflow:hidden;padding:0px 3px 0px 3px;vertical-align:bottom;font-weight:bold;">Single-walled</td> <td data-sheets-value='{"1":2,"2":"Heatstop Opal (T)"}' style="border-right:1px solid #000000;overflow:hidden;padding:0px 3px 0px 3px;vertical-align:bottom;font-weight:bold;">Heatstop Opal (T)</td> <td data-sheets-numberformat='{"1":2,"2":"0.00","3":1}' data-sheets-value='{"1":3,"3":5.17}' style="overflow:hidden;padding:0px 3px 0px 3px;vertical-align:bottom;text-align:center;">5.17</td> <td data-sheets-numberformat='{"1":2,"2":"0","3":1}' data-sheets-value='{"1":3,"3":49}' style="overflow:hidden;padding:0px 3px 0px 3px;vertical-align:bottom;text-align:center;">49</td> <td data-sheets-numberformat='{"1":2,"2":"0","3":1}' data-sheets-value='{"1":3,"3":59}' style="overflow:hidden;padding:0px 3px 0px 3px;vertical-align:bottom;text-align:center;">59</td> <td data-sheets-numberformat='{"1":2,"2":"0","3":1}' data-sheets-value='{"1":2,"2":"-"}' style="border-right:1px solid #000000;overflow:hidden;padding:0px 3px 0px 3px;vertical-align:bottom;text-align:center;">-</td> </tr> <tr style="height:20px;"> <td data-sheets-value='{"1":2,"2":"Heatstop PC"}' style="border-left:1px solid #000000;overflow:hidden;padding:0px 3px 0px 3px;vertical-align:bottom;font-weight:bold;">Heatstop PC</td> <td data-sheets-value='{"1":2,"2":"Double-walled"}' style="overflow:hidden;padding:0px 3px 0px 3px;vertical-align:bottom;font-weight:bold;">Double-walled</td> <td data-sheets-value='{"1":2,"2":"Clear (T/H)"}' style="border-right:1px solid #000000;overflow:hidden;padding:0px 3px 0px 3px;vertical-align:bottom;font-weight:bold;">Clear (T/H)</td> <td data-sheets-numberformat='{"1":2,"2":"0.00","3":1}' data-sheets-value='{"1":3,"3":2.9}' style="overflow:hidden;padding:0px 3px 0px 3px;vertical-align:bottom;text-align:center;">2.90</td> <td data-sheets-numberformat='{"1":2,"2":"0","3":1}' data-sheets-value='{"1":3,"3":44}' style="overflow:hidden;padding:0px 3px 0px 3px;vertical-align:bottom;text-align:center;">44</td> <td data-sheets-numberformat='{"1":2,"2":"0","3":1}' data-sheets-value='{"1":3,"3":51}' style="overflow:hidden;padding:0px 3px 0px 3px;vertical-align:bottom;text-align:center;">51</td> <td data-sheets-numberformat='{"1":2,"2":"0","3":1}' data-sheets-value='{"1":3,"3":20}' style="border-right:1px solid #000000;overflow:hidden;padding:0px 3px 0px 3px;vertical-align:bottom;text-align:center;">20</td> </tr> <tr style="height:20px;"> <td style="border-left:1px solid #000000;overflow:hidden;padding:0px 3px 0px 3px;vertical-align:bottom;font-weight:bold;"></td> <td data-sheets-value='{"1":2,"2":"Double-walled"}' style="overflow:hidden;padding:0px 3px 0px 3px;vertical-align:bottom;font-weight:bold;">Double-walled</td> <td data-sheets-value='{"1":2,"2":"Opal (T/O)"}' style="border-right:1px solid #000000;overflow:hidden;padding:0px 3px 0px 3px;vertical-align:bottom;font-weight:bold;">Opal (T/O)</td> <td data-sheets-numberformat='{"1":2,"2":"0.00","3":1}' data-sheets-value='{"1":3,"3":2.9}' style="overflow:hidden;padding:0px 3px 0px 3px;vertical-align:bottom;text-align:center;">2.90</td> <td data-sheets-numberformat='{"1":2,"2":"0","3":1}' data-sheets-value='{"1":3,"3":41}' style="overflow:hidden;padding:0px 3px 0px 3px;vertical-align:bottom;text-align:center;">41</td> <td data-sheets-numberformat='{"1":2,"2":"0","3":1}' data-sheets-value='{"1":3,"3":45}' style="overflow:hidden;padding:0px 3px 0px 3px;vertical-align:bottom;text-align:center;">45</td> <td data-sheets-numberformat='{"1":2,"2":"0","3":1}' data-sheets-value='{"1":3,"3":20}' style="border-right:1px solid #000000;overflow:hidden;padding:0px 3px 0px 3px;vertical-align:bottom;text-align:center;">20</td> </tr> <tr style="height:20px;"> <td style="border-left:1px solid #000000;overflow:hidden;padding:0px 3px 0px 3px;vertical-align:bottom;font-weight:bold;"></td> <td data-sheets-value='{"1":2,"2":"Triple-walled"}' style="overflow:hidden; | skylux-160-ce-met-koepel-en-pvc-opstand-16-00-met-lm-motor-en-windvang-0700-x-1500-mm | 8586027958605 | 46872340005197
Smoke and heat exhaust (SHEV) | SHE system | Skylux | Skylux 160° CE with skylight and PVC curb 16/00 with LM-actuator and spoiler 0750 x 1050 mm |  | 50367 | 5412970503675 | 3559.85 | Yes | 30-45 | 53.06 | 750 x 1050 mm | 1050 | 750 |  | PVC 16/00 (16 cm high & roof opening = daylight size) | Rectangular | 5.17 W/m²K - 1.28 W/m²K | 87% - 32% | 90% - 32% | 20dB - 23dB | 160° CE (for industry) | skylight | with spoiler | E | Single actuator | Maximum four-walled skylight possible for this product | Ut-value LT-value g-value Rw-value EN 1873 : 2014 EN ISO 13468 EN 16153 EN 410 EN 410 EN ISO 140-3 Material Walls Shells (W/m²K) (%) (%) (dB) Acrylic Single-walled Clear (H) 5.17 90 87 - PMMA Single-walled Opal (O) 5.17 83 76 - Double-walled Clear (H/H) 2.90 81 75 20 Double-walled Opal (O/O) 2.90 69 58 20 Triple-walled Clear (H/H/H) 1.70 73 65 22 Triple-walled Opal (O/H/O) 1.70 62 51 22 Four-walled Clear (H/H/H/H) 1.28 64 54 23 Four-walled Opal (H/H/O/H) 1.28 59 48 23 Polycarbonate Single-walled Clear (A) 5.17 88 83 - PC Single-walled Opal (D) 5.17 58 60 - Double-walled Clear (A/H) 2.90 79 72 20 Double-walled Clear (A/A) 2.90 77 69 20 Double-walled Opal (A/O) 2.90 73 63 20 Double-walled Opal (A/D) 2.90 51 50 20 Triple-walled Clear (A/H/H) 1.70 71 63 22 Triple-walled Opal (A/O/O) 1.70 61 48 22 Four-walled Clear (A/H/H/H) 1.28 64 52 23 Four-walled Opal (A/H/O/H) 1.28 59 46 23 Polycarbonate Single-walled Heatstop Opal (T) 5.17 49 59 - Heatstop PC Double-walled Clear (T/H) 2.90 44 51 20 Double-walled Opal (T/O) 2.90 41 45 20 Triple-walled Clear (T/H/H) 1.70 40 <td data-sheets-numberformat='{"1":2,"2":"0","3":1}' data-sheets-value='{"1":3,"3":44}' style="overflow:hidden;paddin | https://skylux.eu/en/products/skylux-160-ce-met-koepel-en-pvc-opstand-16-00-met-lm-motor-en-windvang-0750-x-1050-mm | https://skylux.eu/cdn/shop/files/Skylux-160deg-CE-met-koepel-en-pvc-opstand-1600-met-LM-motor-en-windvang-0750-x-1050-mm-RWA-systeem.jpg?v=1702980104&width=1600 | https://skylux.eu/cdn/shop/files/e5a82811-1bb0-48e4-a776-cacb59c7c092_eae9e122-39e4-4e0d-aa10-e337fb159f77.jpg?v=1688551054&width=1600 | //skylux.eu/cdn/shop/files/E_MH_Mounting_instructions_Skylux_160_CE_LM.pdf?v=12406716259046007223 | //skylux.eu/cdn/shop/files/E_TD_Technical_File_Skylux_Skylux_160_CE_Electric.pdf?v=3667116872303399239 | <style type="text/css" id="isPasted"> <!--td { border: 1px solid #cccccc; } br { mso-data-placement: same-cell; } --> </style> <table border="1" cellpadding="0" cellspacing="0" dir="ltr" style="table-layout:fixed;font-size:10pt;font-family:Arial;border-collapse:collapse;border:none;"><tbody> <tr style="height:20px;"> <td style="overflow:hidden;padding:0px 3px 0px 3px;vertical-align:bottom;"></td> <td style="overflow:hidden;padding:0px 3px 0px 3px;vertical-align:bottom;"></td> <td style="overflow:hidden;padding:0px 3px 0px 3px;vertical-align:bottom;"></td> <td data-sheets-value='{"1":2,"2":"Ut-value"}' style="overflow:hidden;padding:0px 3px 0px 3px;vertical-align:bottom;font-weight:bold;text-align:center;">Ut-value</td> <td data-sheets-value='{"1":2,"2":"LT-value"}' style="overflow:hidden;padding:0px 3px 0px 3px;vertical-align:bottom;font-weight:bold;text-align:center;">LT-value</td> <td data-sheets-value='{"1":2,"2":"g-value"}' style="overflow:hidden;padding:0px 3px 0px 3px;vertical-align:bottom;font-weight:bold;text-align:center;">g-value</td> <td data-sheets-value='{"1":2,"2":"Rw-value "}' style="overflow:hidden;padding:0px 3px 0px 3px;vertical-align:bottom;font-weight:bold;text-align:center;">Rw-value </td> </tr> <tr style="height:20px;"> <td style="overflow:hidden;padding:0px 3px 0px 3px;vertical-align:bottom;"></td> <td style="overflow:hidden;padding:0px 3px 0px 3px;vertical-align:bottom;"></td> <td style="overflow:hidden;padding:0px 3px 0px 3px;vertical-align:bottom;"></td> <td data-sheets-numberformat='{"1":2,"2":"0.00","3":1}' data-sheets-value='{"1":2,"2":"EN 1873 : 2014"}' style="overflow:hidden;padding:0px 3px 0px 3px;vertical-align:bottom;text-align:center;">EN 1873 : 2014</td> <td data-sheets-numberformat='{"1":2,"2":"0","3":1}' data-sheets-value='{"1":2,"2":"EN ISO 13468 EN 16153 EN 410"}' style="overflow:hidden;padding:0px 3px 0px 3px;vertical-align:bottom;text-align:center;">EN ISO 13468 EN 16153 EN 410</td> <td data-sheets-numberformat='{"1":2,"2":"0","3":1}' data-sheets-value='{"1":2,"2":"EN 410"}' style="overflow:hidden;padding:0px 3px 0px 3px;vertical-align:bottom;text-align:center;">EN 410</td> <td data-sheets-value='{"1":2,"2":"EN ISO 140-3\t\t"}' style="overflow:hidden;padding:0px 3px 0px 3px;vertical-align:bottom;text-align:center;">EN ISO 140-3 </td> </tr> <tr style="height:20px;"> <td data-sheets-value='{"1":2,"2":"Material"}' style="border-bottom:1px solid #000000;overflow:hidden;padding:0px 3px 0px 3px;vertical-align:bottom;background-color:#000000;font-weight:bold;color:#ffffff;">Material</td> <td data-sheets-value='{"1":2,"2":"Walls"}' style="border-bottom:1px solid #000000;overflow:hidden;padding:0px 3px 0px 3px;vertical-align:bottom;background-color:#000000;font-weight:bold;color:#ffffff;">Walls</td> <td data-sheets-value='{"1":2,"2":"Shells"}' style="border-bottom:1px solid #000000;overflow:hidden;padding:0px 3px 0px 3px;vertical-align:bottom;background-color:#000000;font-weight:bold;color:#ffffff;">Shells</td> <td data-sheets-numberformat='{"1":2,"2":"0.00","3":1}' data-sheets-value='{"1":2,"2":"(W/m²K)\t"}' style="border-bottom:1px solid #000000;overflow:hidden;padding:0px 3px 0px 3px;vertical-align:bottom;background-color:#000000;font-weight:bold;color:#ffffff;text-align:center;">(W/m²K) </td> <td data-sheets-numberformat='{"1":2,"2":"0","3":1}' data-sheets-value='{"1":2,"2":"(%)"}' style="border-bottom:1px solid #000000;overflow:hidden;padding:0px 3px 0px 3px;vertical-align:bottom;background-color:#000000;font-weight:bold;color:#ffffff;text-align:center;">(%)</td> <td data-sheets-numberformat='{"1":2,"2":"0","3":1}' data-sheets-value='{"1":2,"2":"(%)"}' style="border-bottom:1px solid #000000;overflow:hidden;padding:0px 3px 0px 3px;vertical-align:bottom;background-color:#000000;font-weight:bold;color:#ffffff;text-align:center;">(%)</td> <td data-sheets-value='{"1":2,"2":"(dB)"}' style="border-bottom:1px solid #000000;overflow:hidden;padding:0px 3px 0px 3px;vertical-align:bottom;background-color:#000000;font-weight:bold;color:#ffffff;text-align:center;">(dB)</td> </tr> <tr style="height:20px;"> <td data-sheets-value='{"1":2,"2":"Acrylic"}' style="border-left:1px solid #000000;overflow:hidden;padding:0px 3px 0px 3px;vertical-align:bottom;font-weight:bold;">Acrylic</td> <td data-sheets-value='{"1":2,"2":"Single-walled"}' style="overflow:hidden;padding:0px 3px 0px 3px;vertical-align:bottom;font-weight:bold;">Single-walled</td> <td data-sheets-value='{"1":2,"2":"Clear (H)"}' style="border-right:1px solid #000000;overflow:hidden;padding:0px 3px 0px 3px;vertical-align:bottom;font-weight:bold;">Clear (H)</td> <td data-sheets-numberformat='{"1":2,"2":"0.00","3":1}' data-sheets-value='{"1":3,"3":5.17}' style="overflow:hidden;padding:0px 3px 0px 3px;vertical-align:bottom;text-align:center;">5.17</td> <td data-sheets-numberformat='{"1":2,"2":"0","3":1}' data-sheets-value='{"1":3,"3":90}' style="overflow:hidden;padding:0px 3px 0px 3px;vertical-align:bottom;text-align:center;">90</td> <td data-sheets-numberformat='{"1":2,"2":"0","3":1}' data-sheets-value='{"1":3,"3":87}' style="overflow:hidden;padding:0px 3px 0px 3px;vertical-align:bottom;text-align:center;">87</td> <td data-sheets-numberformat='{"1":2,"2":"0","3":1}' data-sheets-value='{"1":2,"2":"-"}' style="border-right:1px solid #000000;overflow:hidden;padding:0px 3px 0px 3px;vertical-align:bottom;text-align:center;">-</td> </tr> <tr style="height:20px;"> <td data-sheets-value='{"1":2,"2":"PMMA"}' style="border-left:1px solid #000000;overflow:hidden;padding:0px 3px 0px 3px;vertical-align:bottom;font-weight:bold;">PMMA</td> <td data-sheets-value='{"1":2,"2":"Single-walled"}' style="overflow:hidden;padding:0px 3px 0px 3px;vertical-align:bottom;font-weight:bold;">Single-walled</td> <td data-sheets-value='{"1":2,"2":"Opal (O)"}' style="border-right:1px solid #000000;overflow:hidden;padding:0px 3px 0px 3px;vertical-align:bottom;font-weight:bold;">Opal (O)</td> <td data-sheets-numberformat='{"1":2,"2":"0.00","3":1}' data-sheets-value='{"1":3,"3":5.17}' style="overflow:hidden;padding:0px 3px 0px 3px;vertical-align:bottom;text-align:center;">5.17</td> <td data-sheets-numberformat='{"1":2,"2":"0","3":1}' data-sheets-value='{"1":3,"3":83}' style="overflow:hidden;padding:0px 3px 0px 3px;vertical-align:bottom;text-align:center;">83</td> <td data-sheets-numberformat='{"1":2,"2":"0","3":1}' data-sheets-value='{"1":3,"3":76}' style="overflow:hidden;padding:0px 3px 0px 3px;vertical-align:bottom;text-align:center;">76</td> <td data-sheets-numberformat='{"1":2,"2":"0","3":1}' data-sheets-value='{"1":2,"2":"-"}' style="border-right:1px solid #000000;overflow:hidden;padding:0px 3px 0px 3px;vertical-align:bottom;text-align:center;">-</td> </tr> <tr style="height:20px;"> <td style="border-left:1px solid #000000;overflow:hidden;padding:0px 3px 0px 3px;vertical-align:bottom;font-weight:bold;"></td> <td data-sheets-value='{"1":2,"2":"Double-walled"}' style="overflow:hidden;padding:0px 3px 0px 3px;vertical-align:bottom;font-weight:bold;">Double-walled</td> <td data-sheets-value='{"1":2,"2":"Clear (H/H)"}' style="border-right:1px solid #000000;overflow:hidden;padding:0px 3px 0px 3px;vertical-align:bottom;font-weight:bold;">Clear (H/H)</td> <td data-sheets-numberformat='{"1":2,"2":"0.00","3":1}' data-sheets-value='{"1":3,"3":2.9}' style="overflow:hidden;padding:0px 3px 0px 3px;vertical-align:bottom;text-align:center;">2.90</td> <td data-sheets-numberformat='{"1":2,"2":"0","3":1}' data-sheets-value='{"1":3,"3":81}' style="overflow:hidden;padding:0px 3px 0px 3px;vertical-align:bottom;text-align:center;">81</td> <td data-sheets-numberformat='{"1":2,"2":"0","3":1}' data-sheets-value='{"1":3,"3":75}' style="overflow:hidden;padding:0px 3px 0px 3px;vertical-align:bottom;text-align:center;">75</td> <td data-sheets-numberformat='{"1":2,"2":"0","3":1}' data-sheets-value='{"1":3,"3":20}' style="border-right:1px solid #000000;overflow:hidden;padding:0px 3px 0px 3px;vertical-align:bottom;text-align:center;">20</td> </tr> <tr style="height:20px;"> <td style="border-left:1px solid #000000;overflow:hidden;padding:0px 3px 0px 3px;vertical-align:bottom;font-weight:bold;"></td> <td data-sheets-value='{"1":2,"2":"Double-walled"}' style="overflow:hidden;padding:0px 3px 0px 3px;vertical-align:bottom;font-weight:bold;">Double-walled</td> <td data-sheets-value='{"1":2,"2":"Opal (O/O)"}' style="border-right:1px solid #000000;overflow:hidden;padding:0px 3px 0px 3px;vertical-align:bottom;font-weight:bold;">Opal (O/O)</td> <td data-sheets-numberformat='{"1":2,"2":"0.00","3":1}' data-sheets-value='{"1":3,"3":2.9}' style="overflow:hidden;padding:0px 3px 0px 3px;vertical-align:bottom;text-align:center;">2.90</td> <td data-sheets-numberformat='{"1":2,"2":"0","3":1}' data-sheets-value='{"1":3,"3":69}' style="overflow:hidden;padding:0px 3px 0px 3px;vertical-align:bottom;text-align:center;">69</td> <td data-sheets-numberformat='{"1":2,"2":"0","3":1}' data-sheets-value='{"1":3,"3":58}' style="overflow:hidden;padding:0px 3px 0px 3px;vertical-align:bottom;text-align:center;">58</td> <td data-sheets-numberformat='{"1":2,"2":"0","3":1}' data-sheets-value='{"1":3,"3":20}' style="border-right:1px solid #000000;overflow:hidden;padding:0px 3px 0px 3px;vertical-align:bottom;text-align:center;">20</td> </tr> <tr style="height:20px;"> <td style="border-left:1px solid #000000;overflow:hidden;padding:0px 3px 0px 3px;vertical-align:bottom;font-weight:bold;"></td> <td data-sheets-value='{"1":2,"2":"Triple-walled"}' style="overflow:hidden;padding:0px 3px 0px 3px;vertical-align:bottom;font-weight:bold;">Triple-walled</td> <td data-sheets-value='{"1":2,"2":"Clear (H/H/H)"}' style="border-right:1px solid #000000;overflow:hidden;padding:0px 3px 0px 3px;vertical-align:bottom;font-weight:bold;">Clear (H/H/H)</td> <td data-sheets-numberformat='{"1":2,"2":"0.00","3":1}' data-sheets-value='{"1":3,"3":1.7}' style="overflow:hidden;padding:0px 3px 0px 3px;vertical-align:bottom;text-align:center;">1.70</td> <td data-sheets-numberformat='{"1":2,"2":"0","3":1}' data-sheets-value='{"1":3,"3":73}' style="overflow:hidden;padding:0px 3px 0px 3px;vertical-align:bottom;text-align:center;">73</td> <td data-sheets-numberformat='{"1":2,"2":"0","3":1}' data-sheets-value='{"1":3,"3":65}' style="overflow:hidden;padding:0px 3px 0px 3px;vertical-align:bottom;text-align:center;">65</td> <td data-sheets-numberformat='{"1":2,"2":"0","3":1}' data-sheets-value='{"1":3,"3":22}' style="border-right:1px solid #000000;overflow:hidden;padding:0px 3px 0px 3px;vertical-align:bottom;text-align:center;">22</td> </tr> <tr style="height:20px;"> <td style="border-left:1px solid #000000;overflow:hidden;padding:0px 3px 0px 3px;vertical-align:bottom;font-weight:bold;"></td> <td data-sheets-value='{"1":2,"2":"Triple-walled"}' style="overflow:hidden;padding:0px 3px 0px 3px;vertical-align:bottom;font-weight:bold;">Triple-walled</td> <td data-sheets-value='{"1":2,"2":"Opal (O/H/O)"}' style="border-right:1px solid #000000;overflow:hidden;padding:0px 3px 0px 3px;vertical-align:bottom;font-weight:bold;">Opal (O/H/O)</td> <td data-sheets-numberformat='{"1":2,"2":"0.00","3":1}' data-sheets-value='{"1":3,"3":1.7}' style="overflow:hidden;padding:0px 3px 0px 3px;vertical-align:bottom;text-align:center;">1.70</td> <td data-sheets-numberformat='{"1":2,"2":"0","3":1}' data-sheets-value='{"1":3,"3":62}' style="overflow:hidden;padding:0px 3px 0px 3px;vertical-align:bottom;text-align:center;">62</td> <td data-sheets-numberformat='{"1":2,"2":"0","3":1}' data-sheets-value='{"1":3,"3":51}' style="overflow:hidden;padding:0px 3px 0px 3px;vertical-align:bottom;text-align:center;">51</td> <td data-sheets-numberformat='{"1":2,"2":"0","3":1}' data-sheets-value='{"1":3,"3":22}' style="border-right:1px solid #000000;overflow:hidden;padding:0px 3px 0px 3px;vertical-align:bottom;text-align:center;">22</td> </tr> <tr style="height:20px;"> <td style="border-left:1px solid #000000;overflow:hidden;padding:0px 3px 0px 3px;vertical-align:bottom;font-weight:bold;"></td> <td data-sheets-value='{"1":2,"2":"Four-walled"}' style="overflow:hidden;padding:0px 3px 0px 3px;vertical-align:bottom;font-weight:bold;">Four-walled</td> <td data-sheets-value='{"1":2,"2":"Clear (H/H/H/H)"}' style="border-right:1px solid #000000;overflow:hidden;padding:0px 3px 0px 3px;vertical-align:bottom;font-weight:bold;">Clear (H/H/H/H)</td> <td data-sheets-numberformat='{"1":2,"2":"0.00","3":1}' data-sheets-value='{"1":3,"3":1.28}' style="overflow:hidden;padding:0px 3px 0px 3px;vertical-align:bottom;text-align:center;">1.28</td> <td data-sheets-numberformat='{"1":2,"2":"0","3":1}' data-sheets-value='{"1":3,"3":64}' style="overflow:hidden;padding:0px 3px 0px 3px;vertical-align:bottom;text-align:center;">64</td> <td data-sheets-numberformat='{"1":2,"2":"0","3":1}' data-sheets-value='{"1":3,"3":54}' style="overflow:hidden;padding:0px 3px 0px 3px;vertical-align:bottom;text-align:center;">54</td> <td data-sheets-numberformat='{"1":2,"2":"0","3":1}' data-sheets-value='{"1":3,"3":23}' style="border-right:1px solid #000000;overflow:hidden;padding:0px 3px 0px 3px;vertical-align:bottom;text-align:center;">23</td> </tr> <tr style="height:20px;"> <td style="border-bottom:1px solid #000000;border-left:1px solid #000000;overflow:hidden;padding:0px 3px 0px 3px;vertical-align:bottom;"></td> <td data-sheets-value='{"1":2,"2":"Four-walled"}' style="border-bottom:1px solid #000000;overflow:hidden;padding:0px 3px 0px 3px;vertical-align:bottom;font-weight:bold;">Four-walled</td> <td data-sheets-value='{"1":2,"2":"Opal (H/H/O/H)"}' style="border-right:1px solid #000000;border-bottom:1px solid #000000;overflow:hidden;padding:0px 3px 0px 3px;vertical-align:bottom;font-weight:bold;">Opal (H/H/O/H)</td> <td data-sheets-numberformat='{"1":2,"2":"0.00","3":1}' data-sheets-value='{"1":3,"3":1.28}' style="border-bottom:1px solid #000000;overflow:hidden;padding:0px 3px 0px 3px;vertical-align:bottom;text-align:center;">1.28</td> <td data-sheets-numberformat='{"1":2,"2":"0","3":1}' data-sheets-value='{"1":3,"3":59}' style="border-bottom:1px solid #000000;overflow:hidden;padding:0px 3px 0px 3px;vertical-align:bottom;text-align:center;">59</td> <td data-sheets-numberformat='{"1":2,"2":"0","3":1}' data-sheets-value='{"1":3,"3":48}' style="border-bottom:1px solid #000000;overflow:hidden;padding:0px 3px 0px 3px;vertical-align:bottom;text-align:center;">48</td> <td data-sheets-numberformat='{"1":2,"2":"0","3":1}' data-sheets-value='{"1":3,"3":23}' style="border-right:1px solid #000000;border-bottom:1px solid #000000;overflow:hidden;padding:0px 3px 0px 3px;vertical-align:bottom;text-align:center;">23</td> </tr> <tr style="height:20px;"> <td data-sheets-value='{"1":2,"2":"Polycarbonate "}' style="border-left:1px solid #000000;overflow:hidden;padding:0px 3px 0px 3px;vertical-align:bottom;font-weight:bold;">Polycarbonate </td> <td data-sheets-value='{"1":2,"2":"Single-walled"}' style="overflow:hidden;padding:0px 3px 0px 3px;vertical-align:bottom;font-weight:bold;">Single-walled</td> <td data-sheets-value='{"1":2,"2":"Clear (A)"}' style="border-right:1px solid #000000;overflow:hidden;padding:0px 3px 0px 3px;vertical-align:bottom;font-weight:bold;">Clear (A)</td> <td data-sheets-numberformat='{"1":2,"2":"0.00","3":1}' data-sheets-value='{"1":3,"3":5.17}' style="overflow:hidden;padding:0px 3px 0px 3px;vertical-align:bottom;text-align:center;">5.17</td> <td data-sheets-numberformat='{"1":2,"2":"0","3":1}' data-sheets-value='{"1":3,"3":88}' style="overflow:hidden;padding:0px 3px 0px 3px;vertical-align:bottom;text-align:center;">88</td> <td data-sheets-numberformat='{"1":2,"2":"0","3":1}' data-sheets-value='{"1":3,"3":83}' style="overflow:hidden;padding:0px 3px 0px 3px;vertical-align:bottom;text-align:center;">83</td> <td data-sheets-numberformat='{"1":2,"2":"0","3":1}' data-sheets-value='{"1":2,"2":"-"}' style="border-right:1px solid #000000;overflow:hidden;padding:0px 3px 0px 3px;vertical-align:bottom;text-align:center;">-</td> </tr> <tr style="height:20px;"> <td data-sheets-value='{"1":2,"2":"PC"}' style="border-left:1px solid #000000;overflow:hidden;padding:0px 3px 0px 3px;vertical-align:bottom;font-weight:bold;">PC</td> <td data-sheets-value='{"1":2,"2":"Single-walled"}' style="overflow:hidden;padding:0px 3px 0px 3px;vertical-align:bottom;font-weight:bold;">Single-walled</td> <td data-sheets-value='{"1":2,"2":"Opal (D)"}' style="border-right:1px solid #000000;overflow:hidden;padding:0px 3px 0px 3px;vertical-align:bottom;font-weight:bold;">Opal (D)</td> <td data-sheets-numberformat='{"1":2,"2":"0.00","3":1}' data-sheets-value='{"1":3,"3":5.17}' style="overflow:hidden;padding:0px 3px 0px 3px;vertical-align:bottom;text-align:center;">5.17</td> <td data-sheets-numberformat='{"1":2,"2":"0","3":1}' data-sheets-value='{"1":3,"3":58}' style="overflow:hidden;padding:0px 3px 0px 3px;vertical-align:bottom;text-align:center;">58</td> <td data-sheets-numberformat='{"1":2,"2":"0","3":1}' data-sheets-value='{"1":3,"3":60}' style="overflow:hidden;padding:0px 3px 0px 3px;vertical-align:bottom;text-align:center;">60</td> <td data-sheets-numberformat='{"1":2,"2":"0","3":1}' data-sheets-value='{"1":2,"2":"-"}' style="border-right:1px solid #000000;overflow:hidden;padding:0px 3px 0px 3px;vertical-align:bottom;text-align:center;">-</td> </tr> <tr style="height:20px;"> <td style="border-left:1px solid #000000;overflow:hidden;padding:0px 3px 0px 3px;vertical-align:bottom;font-weight:bold;"></td> <td data-sheets-value='{"1":2,"2":"Double-walled"}' style="overflow:hidden;padding:0px 3px 0px 3px;vertical-align:bottom;font-weight:bold;">Double-walled</td> <td data-sheets-value='{"1":2,"2":"Clear (A/H)"}' style="border-right:1px solid #000000;overflow:hidden;padding:0px 3px 0px 3px;vertical-align:bottom;font-weight:bold;">Clear (A/H)</td> <td data-sheets-numberformat='{"1":2,"2":"0.00","3":1}' data-sheets-value='{"1":3,"3":2.9}' style="overflow:hidden;padding:0px 3px 0px 3px;vertical-align:bottom;text-align:center;">2.90</td> <td data-sheets-numberformat='{"1":2,"2":"0","3":1}' data-sheets-value='{"1":3,"3":79}' style="overflow:hidden;padding:0px 3px 0px 3px;vertical-align:bottom;text-align:center;">79</td> <td data-sheets-numberformat='{"1":2,"2":"0","3":1}' data-sheets-value='{"1":3,"3":72}' style="overflow:hidden;padding:0px 3px 0px 3px;vertical-align:bottom;text-align:center;">72</td> <td data-sheets-numberformat='{"1":2,"2":"0","3":1}' data-sheets-value='{"1":3,"3":20}' style="border-right:1px solid #000000;overflow:hidden;padding:0px 3px 0px 3px;vertical-align:bottom;text-align:center;">20</td> </tr> <tr style="height:20px;"> <td style="border-left:1px solid #000000;overflow:hidden;padding:0px 3px 0px 3px;vertical-align:bottom;font-weight:bold;"></td> <td data-sheets-value='{"1":2,"2":"Double-walled"}' style="overflow:hidden;padding:0px 3px 0px 3px;vertical-align:bottom;font-weight:bold;">Double-walled</td> <td data-sheets-value='{"1":2,"2":"Clear (A/A)"}' style="border-right:1px solid #000000;overflow:hidden;padding:0px 3px 0px 3px;vertical-align:bottom;font-weight:bold;">Clear (A/A)</td> <td data-sheets-numberformat='{"1":2,"2":"0.00","3":1}' data-sheets-value='{"1":3,"3":2.9}' style="overflow:hidden;padding:0px 3px 0px 3px;vertical-align:bottom;text-align:center;">2.90</td> <td data-sheets-numberformat='{"1":2,"2":"0","3":1}' data-sheets-value='{"1":3,"3":77}' style="overflow:hidden;padding:0px 3px 0px 3px;vertical-align:bottom;text-align:center;">77</td> <td data-sheets-numberformat='{"1":2,"2":"0","3":1}' data-sheets-value='{"1":3,"3":69}' style="overflow:hidden;padding:0px 3px 0px 3px;vertical-align:bottom;text-align:center;">69</td> <td data-sheets-numberformat='{"1":2,"2":"0","3":1}' data-sheets-value='{"1":3,"3":20}' style="border-right:1px solid #000000;overflow:hidden;padding:0px 3px 0px 3px;vertical-align:bottom;text-align:center;">20</td> </tr> <tr style="height:20px;"> <td style="border-left:1px solid #000000;overflow:hidden;padding:0px 3px 0px 3px;vertical-align:bottom;font-weight:bold;"></td> <td data-sheets-value='{"1":2,"2":"Double-walled"}' style="overflow:hidden;padding:0px 3px 0px 3px;vertical-align:bottom;font-weight:bold;">Double-walled</td> <td data-sheets-value='{"1":2,"2":"Opal (A/O)"}' style="border-right:1px solid #000000;overflow:hidden;padding:0px 3px 0px 3px;vertical-align:bottom;font-weight:bold;">Opal (A/O)</td> <td data-sheets-numberformat='{"1":2,"2":"0.00","3":1}' data-sheets-value='{"1":3,"3":2.9}' style="overflow:hidden;padding:0px 3px 0px 3px;vertical-align:bottom;text-align:center;">2.90</td> <td data-sheets-numberformat='{"1":2,"2":"0","3":1}' data-sheets-value='{"1":3,"3":73}' style="overflow:hidden;padding:0px 3px 0px 3px;vertical-align:bottom;text-align:center;">73</td> <td data-sheets-numberformat='{"1":2,"2":"0","3":1}' data-sheets-value='{"1":3,"3":63}' style="overflow:hidden;padding:0px 3px 0px 3px;vertical-align:bottom;text-align:center;">63</td> <td data-sheets-numberformat='{"1":2,"2":"0","3":1}' data-sheets-value='{"1":3,"3":20}' style="border-right:1px solid #000000;overflow:hidden;padding:0px 3px 0px 3px;vertical-align:bottom;text-align:center;">20</td> </tr> <tr style="height:20px;"> <td style="border-left:1px solid #000000;overflow:hidden;padding:0px 3px 0px 3px;vertical-align:bottom;font-weight:bold;"></td> <td data-sheets-value='{"1":2,"2":"Double-walled"}' style="overflow:hidden;padding:0px 3px 0px 3px;vertical-align:bottom;font-weight:bold;">Double-walled</td> <td data-sheets-value='{"1":2,"2":"Opal (A/D)"}' style="border-right:1px solid #000000;overflow:hidden;padding:0px 3px 0px 3px;vertical-align:bottom;font-weight:bold;">Opal (A/D)</td> <td data-sheets-numberformat='{"1":2,"2":"0.00","3":1}' data-sheets-value='{"1":3,"3":2.9}' style="overflow:hidden;padding:0px 3px 0px 3px;vertical-align:bottom;text-align:center;">2.90</td> <td data-sheets-numberformat='{"1":2,"2":"0","3":1}' data-sheets-value='{"1":3,"3":51}' style="overflow:hidden;padding:0px 3px 0px 3px;vertical-align:bottom;text-align:center;">51</td> <td data-sheets-numberformat='{"1":2,"2":"0","3":1}' data-sheets-value='{"1":3,"3":50}' style="overflow:hidden;padding:0px 3px 0px 3px;vertical-align:bottom;text-align:center;">50</td> <td data-sheets-numberformat='{"1":2,"2":"0","3":1}' data-sheets-value='{"1":3,"3":20}' style="border-right:1px solid #000000;overflow:hidden;padding:0px 3px 0px 3px;vertical-align:bottom;text-align:center;">20</td> </tr> <tr style="height:20px;"> <td style="border-left:1px solid #000000;overflow:hidden;padding:0px 3px 0px 3px;vertical-align:bottom;font-weight:bold;"></td> <td data-sheets-value='{"1":2,"2":"Triple-walled"}' style="overflow:hidden;padding:0px 3px 0px 3px;vertical-align:bottom;font-weight:bold;">Triple-walled</td> <td data-sheets-value='{"1":2,"2":"Clear (A/H/H)"}' style="border-right:1px solid #000000;overflow:hidden;padding:0px 3px 0px 3px;vertical-align:bottom;font-weight:bold;">Clear (A/H/H)</td> <td data-sheets-numberformat='{"1":2,"2":"0.00","3":1}' data-sheets-value='{"1":3,"3":1.7}' style="overflow:hidden;padding:0px 3px 0px 3px;vertical-align:bottom;text-align:center;">1.70</td> <td data-sheets-numberformat='{"1":2,"2":"0","3":1}' data-sheets-value='{"1":3,"3":71}' style="overflow:hidden;padding:0px 3px 0px 3px;vertical-align:bottom;text-align:center;">71</td> <td data-sheets-numberformat='{"1":2,"2":"0","3":1}' data-sheets-value='{"1":3,"3":63}' style="overflow:hidden;padding:0px 3px 0px 3px;vertical-align:bottom;text-align:center;">63</td> <td data-sheets-numberformat='{"1":2,"2":"0","3":1}' data-sheets-value='{"1":3,"3":22}' style="border-right:1px solid #000000;overflow:hidden;padding:0px 3px 0px 3px;vertical-align:bottom;text-align:center;">22</td> </tr> <tr style="height:20px;"> <td style="border-left:1px solid #000000;overflow:hidden;padding:0px 3px 0px 3px;vertical-align:bottom;font-weight:bold;"></td> <td data-sheets-value='{"1":2,"2":"Triple-walled"}' style="overflow:hidden;padding:0px 3px 0px 3px;vertical-align:bottom;font-weight:bold;">Triple-walled</td> <td data-sheets-value='{"1":2,"2":"Opal (A/O/O)"}' style="border-right:1px solid #000000;overflow:hidden;padding:0px 3px 0px 3px;vertical-align:bottom;font-weight:bold;">Opal (A/O/O)</td> <td data-sheets-numberformat='{"1":2,"2":"0.00","3":1}' data-sheets-value='{"1":3,"3":1.7}' style="overflow:hidden;padding:0px 3px 0px 3px;vertical-align:bottom;text-align:center;">1.70</td> <td data-sheets-numberformat='{"1":2,"2":"0","3":1}' data-sheets-value='{"1":3,"3":61}' style="overflow:hidden;padding:0px 3px 0px 3px;vertical-align:bottom;text-align:center;">61</td> <td data-sheets-numberformat='{"1":2,"2":"0","3":1}' data-sheets-value='{"1":3,"3":48}' style="overflow:hidden;padding:0px 3px 0px 3px;vertical-align:bottom;text-align:center;">48</td> <td data-sheets-numberformat='{"1":2,"2":"0","3":1}' data-sheets-value='{"1":3,"3":22}' style="border-right:1px solid #000000;overflow:hidden;padding:0px 3px 0px 3px;vertical-align:bottom;text-align:center;">22</td> </tr> <tr style="height:20px;"> <td style="border-left:1px solid #000000;overflow:hidden;padding:0px 3px 0px 3px;vertical-align:bottom;font-weight:bold;"></td> <td data-sheets-value='{"1":2,"2":"Four-walled"}' style="overflow:hidden;padding:0px 3px 0px 3px;vertical-align:bottom;font-weight:bold;">Four-walled</td> <td data-sheets-value='{"1":2,"2":"Clear (A/H/H/H)"}' style="border-right:1px solid #000000;overflow:hidden;padding:0px 3px 0px 3px;vertical-align:bottom;font-weight:bold;">Clear (A/H/H/H)</td> <td data-sheets-numberformat='{"1":2,"2":"0.00","3":1}' data-sheets-value='{"1":3,"3":1.28}' style="overflow:hidden;padding:0px 3px 0px 3px;vertical-align:bottom;text-align:center;">1.28</td> <td data-sheets-numberformat='{"1":2,"2":"0","3":1}' data-sheets-value='{"1":3,"3":64}' style="overflow:hidden;padding:0px 3px 0px 3px;vertical-align:bottom;text-align:center;">64</td> <td data-sheets-numberformat='{"1":2,"2":"0","3":1}' data-sheets-value='{"1":3,"3":52}' style="overflow:hidden;padding:0px 3px 0px 3px;vertical-align:bottom;text-align:center;">52</td> <td data-sheets-numberformat='{"1":2,"2":"0","3":1}' data-sheets-value='{"1":3,"3":23}' style="border-right:1px solid #000000;overflow:hidden;padding:0px 3px 0px 3px;vertical-align:bottom;text-align:center;">23</td> </tr> <tr style="height:20px;"> <td style="border-bottom:1px solid #000000;border-left:1px solid #000000;overflow:hidden;padding:0px 3px 0px 3px;vertical-align:bottom;"></td> <td data-sheets-value='{"1":2,"2":"Four-walled"}' style="border-bottom:1px solid #000000;overflow:hidden;padding:0px 3px 0px 3px;vertical-align:bottom;font-weight:bold;">Four-walled</td> <td data-sheets-value='{"1":2,"2":"Opal (A/H/O/H)"}' style="border-right:1px solid #000000;border-bottom:1px solid #000000;overflow:hidden;padding:0px 3px 0px 3px;vertical-align:bottom;font-weight:bold;">Opal (A/H/O/H)</td> <td data-sheets-numberformat='{"1":2,"2":"0.00","3":1}' data-sheets-value='{"1":3,"3":1.28}' style="border-bottom:1px solid #000000;overflow:hidden;padding:0px 3px 0px 3px;vertical-align:bottom;text-align:center;">1.28</td> <td data-sheets-numberformat='{"1":2,"2":"0","3":1}' data-sheets-value='{"1":3,"3":59}' style="border-bottom:1px solid #000000;overflow:hidden;padding:0px 3px 0px 3px;vertical-align:bottom;text-align:center;">59</td> <td data-sheets-numberformat='{"1":2,"2":"0","3":1}' data-sheets-value='{"1":3,"3":46}' style="border-bottom:1px solid #000000;overflow:hidden;padding:0px 3px 0px 3px;vertical-align:bottom;text-align:center;">46</td> <td data-sheets-numberformat='{"1":2,"2":"0","3":1}' data-sheets-value='{"1":3,"3":23}' style="border-right:1px solid #000000;border-bottom:1px solid #000000;overflow:hidden;padding:0px 3px 0px 3px;vertical-align:bottom;text-align:center;">23</td> </tr> <tr style="height:20px;"> <td data-sheets-value='{"1":2,"2":"Polycarbonate"}' style="border-left:1px solid #000000;overflow:hidden;padding:0px 3px 0px 3px;vertical-align:bottom;font-weight:bold;">Polycarbonate</td> <td data-sheets-value='{"1":2,"2":"Single-walled"}' style="overflow:hidden;padding:0px 3px 0px 3px;vertical-align:bottom;font-weight:bold;">Single-walled</td> <td data-sheets-value='{"1":2,"2":"Heatstop Opal (T)"}' style="border-right:1px solid #000000;overflow:hidden;padding:0px 3px 0px 3px;vertical-align:bottom;font-weight:bold;">Heatstop Opal (T)</td> <td data-sheets-numberformat='{"1":2,"2":"0.00","3":1}' data-sheets-value='{"1":3,"3":5.17}' style="overflow:hidden;padding:0px 3px 0px 3px;vertical-align:bottom;text-align:center;">5.17</td> <td data-sheets-numberformat='{"1":2,"2":"0","3":1}' data-sheets-value='{"1":3,"3":49}' style="overflow:hidden;padding:0px 3px 0px 3px;vertical-align:bottom;text-align:center;">49</td> <td data-sheets-numberformat='{"1":2,"2":"0","3":1}' data-sheets-value='{"1":3,"3":59}' style="overflow:hidden;padding:0px 3px 0px 3px;vertical-align:bottom;text-align:center;">59</td> <td data-sheets-numberformat='{"1":2,"2":"0","3":1}' data-sheets-value='{"1":2,"2":"-"}' style="border-right:1px solid #000000;overflow:hidden;padding:0px 3px 0px 3px;vertical-align:bottom;text-align:center;">-</td> </tr> <tr style="height:20px;"> <td data-sheets-value='{"1":2,"2":"Heatstop PC"}' style="border-left:1px solid #000000;overflow:hidden;padding:0px 3px 0px 3px;vertical-align:bottom;font-weight:bold;">Heatstop PC</td> <td data-sheets-value='{"1":2,"2":"Double-walled"}' style="overflow:hidden;padding:0px 3px 0px 3px;vertical-align:bottom;font-weight:bold;">Double-walled</td> <td data-sheets-value='{"1":2,"2":"Clear (T/H)"}' style="border-right:1px solid #000000;overflow:hidden;padding:0px 3px 0px 3px;vertical-align:bottom;font-weight:bold;">Clear (T/H)</td> <td data-sheets-numberformat='{"1":2,"2":"0.00","3":1}' data-sheets-value='{"1":3,"3":2.9}' style="overflow:hidden;padding:0px 3px 0px 3px;vertical-align:bottom;text-align:center;">2.90</td> <td data-sheets-numberformat='{"1":2,"2":"0","3":1}' data-sheets-value='{"1":3,"3":44}' style="overflow:hidden;padding:0px 3px 0px 3px;vertical-align:bottom;text-align:center;">44</td> <td data-sheets-numberformat='{"1":2,"2":"0","3":1}' data-sheets-value='{"1":3,"3":51}' style="overflow:hidden;padding:0px 3px 0px 3px;vertical-align:bottom;text-align:center;">51</td> <td data-sheets-numberformat='{"1":2,"2":"0","3":1}' data-sheets-value='{"1":3,"3":20}' style="border-right:1px solid #000000;overflow:hidden;padding:0px 3px 0px 3px;vertical-align:bottom;text-align:center;">20</td> </tr> <tr style="height:20px;"> <td style="border-left:1px solid #000000;overflow:hidden;padding:0px 3px 0px 3px;vertical-align:bottom;font-weight:bold;"></td> <td data-sheets-value='{"1":2,"2":"Double-walled"}' style="overflow:hidden;padding:0px 3px 0px 3px;vertical-align:bottom;font-weight:bold;">Double-walled</td> <td data-sheets-value='{"1":2,"2":"Opal (T/O)"}' style="border-right:1px solid #000000;overflow:hidden;padding:0px 3px 0px 3px;vertical-align:bottom;font-weight:bold;">Opal (T/O)</td> <td data-sheets-numberformat='{"1":2,"2":"0.00","3":1}' data-sheets-value='{"1":3,"3":2.9}' style="overflow:hidden;padding:0px 3px 0px 3px;vertical-align:bottom;text-align:center;">2.90</td> <td data-sheets-numberformat='{"1":2,"2":"0","3":1}' data-sheets-value='{"1":3,"3":41}' style="overflow:hidden;padding:0px 3px 0px 3px;vertical-align:bottom;text-align:center;">41</td> <td data-sheets-numberformat='{"1":2,"2":"0","3":1}' data-sheets-value='{"1":3,"3":45}' style="overflow:hidden;padding:0px 3px 0px 3px;vertical-align:bottom;text-align:center;">45</td> <td data-sheets-numberformat='{"1":2,"2":"0","3":1}' data-sheets-value='{"1":3,"3":20}' style="border-right:1px solid #000000;overflow:hidden;padding:0px 3px 0px 3px;vertical-align:bottom;text-align:center;">20</td> </tr> <tr style="height:20px;"> <td style="border-left:1px solid #000000;overflow:hidden;padding:0px 3px 0px 3px;vertical-align:bottom;font-weight:bold;"></td> <td data-sheets-value='{"1":2,"2":"Triple-walled"}' style="overflow:hidden; | skylux-160-ce-met-koepel-en-pvc-opstand-16-00-met-lm-motor-en-windvang-0750-x-1050-mm | 8586027991373 | 46872340070733
Smoke and heat exhaust (SHEV) | SHE system | Skylux | Skylux 160° CE with skylight and PVC curb 16/00 with LM-actuator and spoiler 0750 x 1250 mm |  | 50368 | 5412970503682 | 3597.35 | Yes | 30-45 | 53.83 | 750 x 1250 mm | 1250 | 750 |  | PVC 16/00 (16 cm high & roof opening = daylight size) | Rectangular | 5.17 W/m²K - 1.28 W/m²K | 87% - 32% | 90% - 32% | 20dB - 23dB | 160° CE (for industry) | skylight | with spoiler | E | Single actuator | Maximum four-walled skylight possible for this product | Ut-value LT-value g-value Rw-value EN 1873 : 2014 EN ISO 13468 EN 16153 EN 410 EN 410 EN ISO 140-3 Material Walls Shells (W/m²K) (%) (%) (dB) Acrylic Single-walled Clear (H) 5.17 90 87 - PMMA Single-walled Opal (O) 5.17 83 76 - Double-walled Clear (H/H) 2.90 81 75 20 Double-walled Opal (O/O) 2.90 69 58 20 Triple-walled Clear (H/H/H) 1.70 73 65 22 Triple-walled Opal (O/H/O) 1.70 62 51 22 Four-walled Clear (H/H/H/H) 1.28 64 54 23 Four-walled Opal (H/H/O/H) 1.28 59 48 23 Polycarbonate Single-walled Clear (A) 5.17 88 83 - PC Single-walled Opal (D) 5.17 58 60 - Double-walled Clear (A/H) 2.90 79 72 20 Double-walled Clear (A/A) 2.90 77 69 20 Double-walled Opal (A/O) 2.90 73 63 20 Double-walled Opal (A/D) 2.90 51 50 20 Triple-walled Clear (A/H/H) 1.70 71 63 22 Triple-walled Opal (A/O/O) 1.70 61 48 22 Four-walled Clear (A/H/H/H) 1.28 64 52 23 Four-walled Opal (A/H/O/H) 1.28 59 46 23 Polycarbonate Single-walled Heatstop Opal (T) 5.17 49 59 - Heatstop PC Double-walled Clear (T/H) 2.90 44 51 20 Double-walled Opal (T/O) 2.90 41 45 20 Triple-walled Clear (T/H/H) 1.70 40 <td data-sheets-numberformat='{"1":2,"2":"0","3":1}' data-sheets-value='{"1":3,"3":44}' style="overflow:hidden;paddin | https://skylux.eu/en/products/skylux-160-ce-met-koepel-en-pvc-opstand-16-00-met-lm-motor-en-windvang-0750-x-1250-mm | https://skylux.eu/cdn/shop/files/Skylux-160deg-CE-met-koepel-en-pvc-opstand-1600-met-LM-motor-en-windvang-0750-x-1250-mm-RWA-systeem.jpg?v=1702980110&width=1600 | https://skylux.eu/cdn/shop/files/e5a82811-1bb0-48e4-a776-cacb59c7c092_3fcb985f-40c3-4e5c-b145-6d31647b562d.jpg?v=1688551055&width=1600 | //skylux.eu/cdn/shop/files/E_MH_Mounting_instructions_Skylux_160_CE_LM.pdf?v=12406716259046007223 | //skylux.eu/cdn/shop/files/E_TD_Technical_File_Skylux_Skylux_160_CE_Electric.pdf?v=3667116872303399239 | <style type="text/css" id="isPasted"> <!--td { border: 1px solid #cccccc; } br { mso-data-placement: same-cell; } --> </style> <table border="1" cellpadding="0" cellspacing="0" dir="ltr" style="table-layout:fixed;font-size:10pt;font-family:Arial;border-collapse:collapse;border:none;"><tbody> <tr style="height:20px;"> <td style="overflow:hidden;padding:0px 3px 0px 3px;vertical-align:bottom;"></td> <td style="overflow:hidden;padding:0px 3px 0px 3px;vertical-align:bottom;"></td> <td style="overflow:hidden;padding:0px 3px 0px 3px;vertical-align:bottom;"></td> <td data-sheets-value='{"1":2,"2":"Ut-value"}' style="overflow:hidden;padding:0px 3px 0px 3px;vertical-align:bottom;font-weight:bold;text-align:center;">Ut-value</td> <td data-sheets-value='{"1":2,"2":"LT-value"}' style="overflow:hidden;padding:0px 3px 0px 3px;vertical-align:bottom;font-weight:bold;text-align:center;">LT-value</td> <td data-sheets-value='{"1":2,"2":"g-value"}' style="overflow:hidden;padding:0px 3px 0px 3px;vertical-align:bottom;font-weight:bold;text-align:center;">g-value</td> <td data-sheets-value='{"1":2,"2":"Rw-value "}' style="overflow:hidden;padding:0px 3px 0px 3px;vertical-align:bottom;font-weight:bold;text-align:center;">Rw-value </td> </tr> <tr style="height:20px;"> <td style="overflow:hidden;padding:0px 3px 0px 3px;vertical-align:bottom;"></td> <td style="overflow:hidden;padding:0px 3px 0px 3px;vertical-align:bottom;"></td> <td style="overflow:hidden;padding:0px 3px 0px 3px;vertical-align:bottom;"></td> <td data-sheets-numberformat='{"1":2,"2":"0.00","3":1}' data-sheets-value='{"1":2,"2":"EN 1873 : 2014"}' style="overflow:hidden;padding:0px 3px 0px 3px;vertical-align:bottom;text-align:center;">EN 1873 : 2014</td> <td data-sheets-numberformat='{"1":2,"2":"0","3":1}' data-sheets-value='{"1":2,"2":"EN ISO 13468 EN 16153 EN 410"}' style="overflow:hidden;padding:0px 3px 0px 3px;vertical-align:bottom;text-align:center;">EN ISO 13468 EN 16153 EN 410</td> <td data-sheets-numberformat='{"1":2,"2":"0","3":1}' data-sheets-value='{"1":2,"2":"EN 410"}' style="overflow:hidden;padding:0px 3px 0px 3px;vertical-align:bottom;text-align:center;">EN 410</td> <td data-sheets-value='{"1":2,"2":"EN ISO 140-3\t\t"}' style="overflow:hidden;padding:0px 3px 0px 3px;vertical-align:bottom;text-align:center;">EN ISO 140-3 </td> </tr> <tr style="height:20px;"> <td data-sheets-value='{"1":2,"2":"Material"}' style="border-bottom:1px solid #000000;overflow:hidden;padding:0px 3px 0px 3px;vertical-align:bottom;background-color:#000000;font-weight:bold;color:#ffffff;">Material</td> <td data-sheets-value='{"1":2,"2":"Walls"}' style="border-bottom:1px solid #000000;overflow:hidden;padding:0px 3px 0px 3px;vertical-align:bottom;background-color:#000000;font-weight:bold;color:#ffffff;">Walls</td> <td data-sheets-value='{"1":2,"2":"Shells"}' style="border-bottom:1px solid #000000;overflow:hidden;padding:0px 3px 0px 3px;vertical-align:bottom;background-color:#000000;font-weight:bold;color:#ffffff;">Shells</td> <td data-sheets-numberformat='{"1":2,"2":"0.00","3":1}' data-sheets-value='{"1":2,"2":"(W/m²K)\t"}' style="border-bottom:1px solid #000000;overflow:hidden;padding:0px 3px 0px 3px;vertical-align:bottom;background-color:#000000;font-weight:bold;color:#ffffff;text-align:center;">(W/m²K) </td> <td data-sheets-numberformat='{"1":2,"2":"0","3":1}' data-sheets-value='{"1":2,"2":"(%)"}' style="border-bottom:1px solid #000000;overflow:hidden;padding:0px 3px 0px 3px;vertical-align:bottom;background-color:#000000;font-weight:bold;color:#ffffff;text-align:center;">(%)</td> <td data-sheets-numberformat='{"1":2,"2":"0","3":1}' data-sheets-value='{"1":2,"2":"(%)"}' style="border-bottom:1px solid #000000;overflow:hidden;padding:0px 3px 0px 3px;vertical-align:bottom;background-color:#000000;font-weight:bold;color:#ffffff;text-align:center;">(%)</td> <td data-sheets-value='{"1":2,"2":"(dB)"}' style="border-bottom:1px solid #000000;overflow:hidden;padding:0px 3px 0px 3px;vertical-align:bottom;background-color:#000000;font-weight:bold;color:#ffffff;text-align:center;">(dB)</td> </tr> <tr style="height:20px;"> <td data-sheets-value='{"1":2,"2":"Acrylic"}' style="border-left:1px solid #000000;overflow:hidden;padding:0px 3px 0px 3px;vertical-align:bottom;font-weight:bold;">Acrylic</td> <td data-sheets-value='{"1":2,"2":"Single-walled"}' style="overflow:hidden;padding:0px 3px 0px 3px;vertical-align:bottom;font-weight:bold;">Single-walled</td> <td data-sheets-value='{"1":2,"2":"Clear (H)"}' style="border-right:1px solid #000000;overflow:hidden;padding:0px 3px 0px 3px;vertical-align:bottom;font-weight:bold;">Clear (H)</td> <td data-sheets-numberformat='{"1":2,"2":"0.00","3":1}' data-sheets-value='{"1":3,"3":5.17}' style="overflow:hidden;padding:0px 3px 0px 3px;vertical-align:bottom;text-align:center;">5.17</td> <td data-sheets-numberformat='{"1":2,"2":"0","3":1}' data-sheets-value='{"1":3,"3":90}' style="overflow:hidden;padding:0px 3px 0px 3px;vertical-align:bottom;text-align:center;">90</td> <td data-sheets-numberformat='{"1":2,"2":"0","3":1}' data-sheets-value='{"1":3,"3":87}' style="overflow:hidden;padding:0px 3px 0px 3px;vertical-align:bottom;text-align:center;">87</td> <td data-sheets-numberformat='{"1":2,"2":"0","3":1}' data-sheets-value='{"1":2,"2":"-"}' style="border-right:1px solid #000000;overflow:hidden;padding:0px 3px 0px 3px;vertical-align:bottom;text-align:center;">-</td> </tr> <tr style="height:20px;"> <td data-sheets-value='{"1":2,"2":"PMMA"}' style="border-left:1px solid #000000;overflow:hidden;padding:0px 3px 0px 3px;vertical-align:bottom;font-weight:bold;">PMMA</td> <td data-sheets-value='{"1":2,"2":"Single-walled"}' style="overflow:hidden;padding:0px 3px 0px 3px;vertical-align:bottom;font-weight:bold;">Single-walled</td> <td data-sheets-value='{"1":2,"2":"Opal (O)"}' style="border-right:1px solid #000000;overflow:hidden;padding:0px 3px 0px 3px;vertical-align:bottom;font-weight:bold;">Opal (O)</td> <td data-sheets-numberformat='{"1":2,"2":"0.00","3":1}' data-sheets-value='{"1":3,"3":5.17}' style="overflow:hidden;padding:0px 3px 0px 3px;vertical-align:bottom;text-align:center;">5.17</td> <td data-sheets-numberformat='{"1":2,"2":"0","3":1}' data-sheets-value='{"1":3,"3":83}' style="overflow:hidden;padding:0px 3px 0px 3px;vertical-align:bottom;text-align:center;">83</td> <td data-sheets-numberformat='{"1":2,"2":"0","3":1}' data-sheets-value='{"1":3,"3":76}' style="overflow:hidden;padding:0px 3px 0px 3px;vertical-align:bottom;text-align:center;">76</td> <td data-sheets-numberformat='{"1":2,"2":"0","3":1}' data-sheets-value='{"1":2,"2":"-"}' style="border-right:1px solid #000000;overflow:hidden;padding:0px 3px 0px 3px;vertical-align:bottom;text-align:center;">-</td> </tr> <tr style="height:20px;"> <td style="border-left:1px solid #000000;overflow:hidden;padding:0px 3px 0px 3px;vertical-align:bottom;font-weight:bold;"></td> <td data-sheets-value='{"1":2,"2":"Double-walled"}' style="overflow:hidden;padding:0px 3px 0px 3px;vertical-align:bottom;font-weight:bold;">Double-walled</td> <td data-sheets-value='{"1":2,"2":"Clear (H/H)"}' style="border-right:1px solid #000000;overflow:hidden;padding:0px 3px 0px 3px;vertical-align:bottom;font-weight:bold;">Clear (H/H)</td> <td data-sheets-numberformat='{"1":2,"2":"0.00","3":1}' data-sheets-value='{"1":3,"3":2.9}' style="overflow:hidden;padding:0px 3px 0px 3px;vertical-align:bottom;text-align:center;">2.90</td> <td data-sheets-numberformat='{"1":2,"2":"0","3":1}' data-sheets-value='{"1":3,"3":81}' style="overflow:hidden;padding:0px 3px 0px 3px;vertical-align:bottom;text-align:center;">81</td> <td data-sheets-numberformat='{"1":2,"2":"0","3":1}' data-sheets-value='{"1":3,"3":75}' style="overflow:hidden;padding:0px 3px 0px 3px;vertical-align:bottom;text-align:center;">75</td> <td data-sheets-numberformat='{"1":2,"2":"0","3":1}' data-sheets-value='{"1":3,"3":20}' style="border-right:1px solid #000000;overflow:hidden;padding:0px 3px 0px 3px;vertical-align:bottom;text-align:center;">20</td> </tr> <tr style="height:20px;"> <td style="border-left:1px solid #000000;overflow:hidden;padding:0px 3px 0px 3px;vertical-align:bottom;font-weight:bold;"></td> <td data-sheets-value='{"1":2,"2":"Double-walled"}' style="overflow:hidden;padding:0px 3px 0px 3px;vertical-align:bottom;font-weight:bold;">Double-walled</td> <td data-sheets-value='{"1":2,"2":"Opal (O/O)"}' style="border-right:1px solid #000000;overflow:hidden;padding:0px 3px 0px 3px;vertical-align:bottom;font-weight:bold;">Opal (O/O)</td> <td data-sheets-numberformat='{"1":2,"2":"0.00","3":1}' data-sheets-value='{"1":3,"3":2.9}' style="overflow:hidden;padding:0px 3px 0px 3px;vertical-align:bottom;text-align:center;">2.90</td> <td data-sheets-numberformat='{"1":2,"2":"0","3":1}' data-sheets-value='{"1":3,"3":69}' style="overflow:hidden;padding:0px 3px 0px 3px;vertical-align:bottom;text-align:center;">69</td> <td data-sheets-numberformat='{"1":2,"2":"0","3":1}' data-sheets-value='{"1":3,"3":58}' style="overflow:hidden;padding:0px 3px 0px 3px;vertical-align:bottom;text-align:center;">58</td> <td data-sheets-numberformat='{"1":2,"2":"0","3":1}' data-sheets-value='{"1":3,"3":20}' style="border-right:1px solid #000000;overflow:hidden;padding:0px 3px 0px 3px;vertical-align:bottom;text-align:center;">20</td> </tr> <tr style="height:20px;"> <td style="border-left:1px solid #000000;overflow:hidden;padding:0px 3px 0px 3px;vertical-align:bottom;font-weight:bold;"></td> <td data-sheets-value='{"1":2,"2":"Triple-walled"}' style="overflow:hidden;padding:0px 3px 0px 3px;vertical-align:bottom;font-weight:bold;">Triple-walled</td> <td data-sheets-value='{"1":2,"2":"Clear (H/H/H)"}' style="border-right:1px solid #000000;overflow:hidden;padding:0px 3px 0px 3px;vertical-align:bottom;font-weight:bold;">Clear (H/H/H)</td> <td data-sheets-numberformat='{"1":2,"2":"0.00","3":1}' data-sheets-value='{"1":3,"3":1.7}' style="overflow:hidden;padding:0px 3px 0px 3px;vertical-align:bottom;text-align:center;">1.70</td> <td data-sheets-numberformat='{"1":2,"2":"0","3":1}' data-sheets-value='{"1":3,"3":73}' style="overflow:hidden;padding:0px 3px 0px 3px;vertical-align:bottom;text-align:center;">73</td> <td data-sheets-numberformat='{"1":2,"2":"0","3":1}' data-sheets-value='{"1":3,"3":65}' style="overflow:hidden;padding:0px 3px 0px 3px;vertical-align:bottom;text-align:center;">65</td> <td data-sheets-numberformat='{"1":2,"2":"0","3":1}' data-sheets-value='{"1":3,"3":22}' style="border-right:1px solid #000000;overflow:hidden;padding:0px 3px 0px 3px;vertical-align:bottom;text-align:center;">22</td> </tr> <tr style="height:20px;"> <td style="border-left:1px solid #000000;overflow:hidden;padding:0px 3px 0px 3px;vertical-align:bottom;font-weight:bold;"></td> <td data-sheets-value='{"1":2,"2":"Triple-walled"}' style="overflow:hidden;padding:0px 3px 0px 3px;vertical-align:bottom;font-weight:bold;">Triple-walled</td> <td data-sheets-value='{"1":2,"2":"Opal (O/H/O)"}' style="border-right:1px solid #000000;overflow:hidden;padding:0px 3px 0px 3px;vertical-align:bottom;font-weight:bold;">Opal (O/H/O)</td> <td data-sheets-numberformat='{"1":2,"2":"0.00","3":1}' data-sheets-value='{"1":3,"3":1.7}' style="overflow:hidden;padding:0px 3px 0px 3px;vertical-align:bottom;text-align:center;">1.70</td> <td data-sheets-numberformat='{"1":2,"2":"0","3":1}' data-sheets-value='{"1":3,"3":62}' style="overflow:hidden;padding:0px 3px 0px 3px;vertical-align:bottom;text-align:center;">62</td> <td data-sheets-numberformat='{"1":2,"2":"0","3":1}' data-sheets-value='{"1":3,"3":51}' style="overflow:hidden;padding:0px 3px 0px 3px;vertical-align:bottom;text-align:center;">51</td> <td data-sheets-numberformat='{"1":2,"2":"0","3":1}' data-sheets-value='{"1":3,"3":22}' style="border-right:1px solid #000000;overflow:hidden;padding:0px 3px 0px 3px;vertical-align:bottom;text-align:center;">22</td> </tr> <tr style="height:20px;"> <td style="border-left:1px solid #000000;overflow:hidden;padding:0px 3px 0px 3px;vertical-align:bottom;font-weight:bold;"></td> <td data-sheets-value='{"1":2,"2":"Four-walled"}' style="overflow:hidden;padding:0px 3px 0px 3px;vertical-align:bottom;font-weight:bold;">Four-walled</td> <td data-sheets-value='{"1":2,"2":"Clear (H/H/H/H)"}' style="border-right:1px solid #000000;overflow:hidden;padding:0px 3px 0px 3px;vertical-align:bottom;font-weight:bold;">Clear (H/H/H/H)</td> <td data-sheets-numberformat='{"1":2,"2":"0.00","3":1}' data-sheets-value='{"1":3,"3":1.28}' style="overflow:hidden;padding:0px 3px 0px 3px;vertical-align:bottom;text-align:center;">1.28</td> <td data-sheets-numberformat='{"1":2,"2":"0","3":1}' data-sheets-value='{"1":3,"3":64}' style="overflow:hidden;padding:0px 3px 0px 3px;vertical-align:bottom;text-align:center;">64</td> <td data-sheets-numberformat='{"1":2,"2":"0","3":1}' data-sheets-value='{"1":3,"3":54}' style="overflow:hidden;padding:0px 3px 0px 3px;vertical-align:bottom;text-align:center;">54</td> <td data-sheets-numberformat='{"1":2,"2":"0","3":1}' data-sheets-value='{"1":3,"3":23}' style="border-right:1px solid #000000;overflow:hidden;padding:0px 3px 0px 3px;vertical-align:bottom;text-align:center;">23</td> </tr> <tr style="height:20px;"> <td style="border-bottom:1px solid #000000;border-left:1px solid #000000;overflow:hidden;padding:0px 3px 0px 3px;vertical-align:bottom;"></td> <td data-sheets-value='{"1":2,"2":"Four-walled"}' style="border-bottom:1px solid #000000;overflow:hidden;padding:0px 3px 0px 3px;vertical-align:bottom;font-weight:bold;">Four-walled</td> <td data-sheets-value='{"1":2,"2":"Opal (H/H/O/H)"}' style="border-right:1px solid #000000;border-bottom:1px solid #000000;overflow:hidden;padding:0px 3px 0px 3px;vertical-align:bottom;font-weight:bold;">Opal (H/H/O/H)</td> <td data-sheets-numberformat='{"1":2,"2":"0.00","3":1}' data-sheets-value='{"1":3,"3":1.28}' style="border-bottom:1px solid #000000;overflow:hidden;padding:0px 3px 0px 3px;vertical-align:bottom;text-align:center;">1.28</td> <td data-sheets-numberformat='{"1":2,"2":"0","3":1}' data-sheets-value='{"1":3,"3":59}' style="border-bottom:1px solid #000000;overflow:hidden;padding:0px 3px 0px 3px;vertical-align:bottom;text-align:center;">59</td> <td data-sheets-numberformat='{"1":2,"2":"0","3":1}' data-sheets-value='{"1":3,"3":48}' style="border-bottom:1px solid #000000;overflow:hidden;padding:0px 3px 0px 3px;vertical-align:bottom;text-align:center;">48</td> <td data-sheets-numberformat='{"1":2,"2":"0","3":1}' data-sheets-value='{"1":3,"3":23}' style="border-right:1px solid #000000;border-bottom:1px solid #000000;overflow:hidden;padding:0px 3px 0px 3px;vertical-align:bottom;text-align:center;">23</td> </tr> <tr style="height:20px;"> <td data-sheets-value='{"1":2,"2":"Polycarbonate "}' style="border-left:1px solid #000000;overflow:hidden;padding:0px 3px 0px 3px;vertical-align:bottom;font-weight:bold;">Polycarbonate </td> <td data-sheets-value='{"1":2,"2":"Single-walled"}' style="overflow:hidden;padding:0px 3px 0px 3px;vertical-align:bottom;font-weight:bold;">Single-walled</td> <td data-sheets-value='{"1":2,"2":"Clear (A)"}' style="border-right:1px solid #000000;overflow:hidden;padding:0px 3px 0px 3px;vertical-align:bottom;font-weight:bold;">Clear (A)</td> <td data-sheets-numberformat='{"1":2,"2":"0.00","3":1}' data-sheets-value='{"1":3,"3":5.17}' style="overflow:hidden;padding:0px 3px 0px 3px;vertical-align:bottom;text-align:center;">5.17</td> <td data-sheets-numberformat='{"1":2,"2":"0","3":1}' data-sheets-value='{"1":3,"3":88}' style="overflow:hidden;padding:0px 3px 0px 3px;vertical-align:bottom;text-align:center;">88</td> <td data-sheets-numberformat='{"1":2,"2":"0","3":1}' data-sheets-value='{"1":3,"3":83}' style="overflow:hidden;padding:0px 3px 0px 3px;vertical-align:bottom;text-align:center;">83</td> <td data-sheets-numberformat='{"1":2,"2":"0","3":1}' data-sheets-value='{"1":2,"2":"-"}' style="border-right:1px solid #000000;overflow:hidden;padding:0px 3px 0px 3px;vertical-align:bottom;text-align:center;">-</td> </tr> <tr style="height:20px;"> <td data-sheets-value='{"1":2,"2":"PC"}' style="border-left:1px solid #000000;overflow:hidden;padding:0px 3px 0px 3px;vertical-align:bottom;font-weight:bold;">PC</td> <td data-sheets-value='{"1":2,"2":"Single-walled"}' style="overflow:hidden;padding:0px 3px 0px 3px;vertical-align:bottom;font-weight:bold;">Single-walled</td> <td data-sheets-value='{"1":2,"2":"Opal (D)"}' style="border-right:1px solid #000000;overflow:hidden;padding:0px 3px 0px 3px;vertical-align:bottom;font-weight:bold;">Opal (D)</td> <td data-sheets-numberformat='{"1":2,"2":"0.00","3":1}' data-sheets-value='{"1":3,"3":5.17}' style="overflow:hidden;padding:0px 3px 0px 3px;vertical-align:bottom;text-align:center;">5.17</td> <td data-sheets-numberformat='{"1":2,"2":"0","3":1}' data-sheets-value='{"1":3,"3":58}' style="overflow:hidden;padding:0px 3px 0px 3px;vertical-align:bottom;text-align:center;">58</td> <td data-sheets-numberformat='{"1":2,"2":"0","3":1}' data-sheets-value='{"1":3,"3":60}' style="overflow:hidden;padding:0px 3px 0px 3px;vertical-align:bottom;text-align:center;">60</td> <td data-sheets-numberformat='{"1":2,"2":"0","3":1}' data-sheets-value='{"1":2,"2":"-"}' style="border-right:1px solid #000000;overflow:hidden;padding:0px 3px 0px 3px;vertical-align:bottom;text-align:center;">-</td> </tr> <tr style="height:20px;"> <td style="border-left:1px solid #000000;overflow:hidden;padding:0px 3px 0px 3px;vertical-align:bottom;font-weight:bold;"></td> <td data-sheets-value='{"1":2,"2":"Double-walled"}' style="overflow:hidden;padding:0px 3px 0px 3px;vertical-align:bottom;font-weight:bold;">Double-walled</td> <td data-sheets-value='{"1":2,"2":"Clear (A/H)"}' style="border-right:1px solid #000000;overflow:hidden;padding:0px 3px 0px 3px;vertical-align:bottom;font-weight:bold;">Clear (A/H)</td> <td data-sheets-numberformat='{"1":2,"2":"0.00","3":1}' data-sheets-value='{"1":3,"3":2.9}' style="overflow:hidden;padding:0px 3px 0px 3px;vertical-align:bottom;text-align:center;">2.90</td> <td data-sheets-numberformat='{"1":2,"2":"0","3":1}' data-sheets-value='{"1":3,"3":79}' style="overflow:hidden;padding:0px 3px 0px 3px;vertical-align:bottom;text-align:center;">79</td> <td data-sheets-numberformat='{"1":2,"2":"0","3":1}' data-sheets-value='{"1":3,"3":72}' style="overflow:hidden;padding:0px 3px 0px 3px;vertical-align:bottom;text-align:center;">72</td> <td data-sheets-numberformat='{"1":2,"2":"0","3":1}' data-sheets-value='{"1":3,"3":20}' style="border-right:1px solid #000000;overflow:hidden;padding:0px 3px 0px 3px;vertical-align:bottom;text-align:center;">20</td> </tr> <tr style="height:20px;"> <td style="border-left:1px solid #000000;overflow:hidden;padding:0px 3px 0px 3px;vertical-align:bottom;font-weight:bold;"></td> <td data-sheets-value='{"1":2,"2":"Double-walled"}' style="overflow:hidden;padding:0px 3px 0px 3px;vertical-align:bottom;font-weight:bold;">Double-walled</td> <td data-sheets-value='{"1":2,"2":"Clear (A/A)"}' style="border-right:1px solid #000000;overflow:hidden;padding:0px 3px 0px 3px;vertical-align:bottom;font-weight:bold;">Clear (A/A)</td> <td data-sheets-numberformat='{"1":2,"2":"0.00","3":1}' data-sheets-value='{"1":3,"3":2.9}' style="overflow:hidden;padding:0px 3px 0px 3px;vertical-align:bottom;text-align:center;">2.90</td> <td data-sheets-numberformat='{"1":2,"2":"0","3":1}' data-sheets-value='{"1":3,"3":77}' style="overflow:hidden;padding:0px 3px 0px 3px;vertical-align:bottom;text-align:center;">77</td> <td data-sheets-numberformat='{"1":2,"2":"0","3":1}' data-sheets-value='{"1":3,"3":69}' style="overflow:hidden;padding:0px 3px 0px 3px;vertical-align:bottom;text-align:center;">69</td> <td data-sheets-numberformat='{"1":2,"2":"0","3":1}' data-sheets-value='{"1":3,"3":20}' style="border-right:1px solid #000000;overflow:hidden;padding:0px 3px 0px 3px;vertical-align:bottom;text-align:center;">20</td> </tr> <tr style="height:20px;"> <td style="border-left:1px solid #000000;overflow:hidden;padding:0px 3px 0px 3px;vertical-align:bottom;font-weight:bold;"></td> <td data-sheets-value='{"1":2,"2":"Double-walled"}' style="overflow:hidden;padding:0px 3px 0px 3px;vertical-align:bottom;font-weight:bold;">Double-walled</td> <td data-sheets-value='{"1":2,"2":"Opal (A/O)"}' style="border-right:1px solid #000000;overflow:hidden;padding:0px 3px 0px 3px;vertical-align:bottom;font-weight:bold;">Opal (A/O)</td> <td data-sheets-numberformat='{"1":2,"2":"0.00","3":1}' data-sheets-value='{"1":3,"3":2.9}' style="overflow:hidden;padding:0px 3px 0px 3px;vertical-align:bottom;text-align:center;">2.90</td> <td data-sheets-numberformat='{"1":2,"2":"0","3":1}' data-sheets-value='{"1":3,"3":73}' style="overflow:hidden;padding:0px 3px 0px 3px;vertical-align:bottom;text-align:center;">73</td> <td data-sheets-numberformat='{"1":2,"2":"0","3":1}' data-sheets-value='{"1":3,"3":63}' style="overflow:hidden;padding:0px 3px 0px 3px;vertical-align:bottom;text-align:center;">63</td> <td data-sheets-numberformat='{"1":2,"2":"0","3":1}' data-sheets-value='{"1":3,"3":20}' style="border-right:1px solid #000000;overflow:hidden;padding:0px 3px 0px 3px;vertical-align:bottom;text-align:center;">20</td> </tr> <tr style="height:20px;"> <td style="border-left:1px solid #000000;overflow:hidden;padding:0px 3px 0px 3px;vertical-align:bottom;font-weight:bold;"></td> <td data-sheets-value='{"1":2,"2":"Double-walled"}' style="overflow:hidden;padding:0px 3px 0px 3px;vertical-align:bottom;font-weight:bold;">Double-walled</td> <td data-sheets-value='{"1":2,"2":"Opal (A/D)"}' style="border-right:1px solid #000000;overflow:hidden;padding:0px 3px 0px 3px;vertical-align:bottom;font-weight:bold;">Opal (A/D)</td> <td data-sheets-numberformat='{"1":2,"2":"0.00","3":1}' data-sheets-value='{"1":3,"3":2.9}' style="overflow:hidden;padding:0px 3px 0px 3px;vertical-align:bottom;text-align:center;">2.90</td> <td data-sheets-numberformat='{"1":2,"2":"0","3":1}' data-sheets-value='{"1":3,"3":51}' style="overflow:hidden;padding:0px 3px 0px 3px;vertical-align:bottom;text-align:center;">51</td> <td data-sheets-numberformat='{"1":2,"2":"0","3":1}' data-sheets-value='{"1":3,"3":50}' style="overflow:hidden;padding:0px 3px 0px 3px;vertical-align:bottom;text-align:center;">50</td> <td data-sheets-numberformat='{"1":2,"2":"0","3":1}' data-sheets-value='{"1":3,"3":20}' style="border-right:1px solid #000000;overflow:hidden;padding:0px 3px 0px 3px;vertical-align:bottom;text-align:center;">20</td> </tr> <tr style="height:20px;"> <td style="border-left:1px solid #000000;overflow:hidden;padding:0px 3px 0px 3px;vertical-align:bottom;font-weight:bold;"></td> <td data-sheets-value='{"1":2,"2":"Triple-walled"}' style="overflow:hidden;padding:0px 3px 0px 3px;vertical-align:bottom;font-weight:bold;">Triple-walled</td> <td data-sheets-value='{"1":2,"2":"Clear (A/H/H)"}' style="border-right:1px solid #000000;overflow:hidden;padding:0px 3px 0px 3px;vertical-align:bottom;font-weight:bold;">Clear (A/H/H)</td> <td data-sheets-numberformat='{"1":2,"2":"0.00","3":1}' data-sheets-value='{"1":3,"3":1.7}' style="overflow:hidden;padding:0px 3px 0px 3px;vertical-align:bottom;text-align:center;">1.70</td> <td data-sheets-numberformat='{"1":2,"2":"0","3":1}' data-sheets-value='{"1":3,"3":71}' style="overflow:hidden;padding:0px 3px 0px 3px;vertical-align:bottom;text-align:center;">71</td> <td data-sheets-numberformat='{"1":2,"2":"0","3":1}' data-sheets-value='{"1":3,"3":63}' style="overflow:hidden;padding:0px 3px 0px 3px;vertical-align:bottom;text-align:center;">63</td> <td data-sheets-numberformat='{"1":2,"2":"0","3":1}' data-sheets-value='{"1":3,"3":22}' style="border-right:1px solid #000000;overflow:hidden;padding:0px 3px 0px 3px;vertical-align:bottom;text-align:center;">22</td> </tr> <tr style="height:20px;"> <td style="border-left:1px solid #000000;overflow:hidden;padding:0px 3px 0px 3px;vertical-align:bottom;font-weight:bold;"></td> <td data-sheets-value='{"1":2,"2":"Triple-walled"}' style="overflow:hidden;padding:0px 3px 0px 3px;vertical-align:bottom;font-weight:bold;">Triple-walled</td> <td data-sheets-value='{"1":2,"2":"Opal (A/O/O)"}' style="border-right:1px solid #000000;overflow:hidden;padding:0px 3px 0px 3px;vertical-align:bottom;font-weight:bold;">Opal (A/O/O)</td> <td data-sheets-numberformat='{"1":2,"2":"0.00","3":1}' data-sheets-value='{"1":3,"3":1.7}' style="overflow:hidden;padding:0px 3px 0px 3px;vertical-align:bottom;text-align:center;">1.70</td> <td data-sheets-numberformat='{"1":2,"2":"0","3":1}' data-sheets-value='{"1":3,"3":61}' style="overflow:hidden;padding:0px 3px 0px 3px;vertical-align:bottom;text-align:center;">61</td> <td data-sheets-numberformat='{"1":2,"2":"0","3":1}' data-sheets-value='{"1":3,"3":48}' style="overflow:hidden;padding:0px 3px 0px 3px;vertical-align:bottom;text-align:center;">48</td> <td data-sheets-numberformat='{"1":2,"2":"0","3":1}' data-sheets-value='{"1":3,"3":22}' style="border-right:1px solid #000000;overflow:hidden;padding:0px 3px 0px 3px;vertical-align:bottom;text-align:center;">22</td> </tr> <tr style="height:20px;"> <td style="border-left:1px solid #000000;overflow:hidden;padding:0px 3px 0px 3px;vertical-align:bottom;font-weight:bold;"></td> <td data-sheets-value='{"1":2,"2":"Four-walled"}' style="overflow:hidden;padding:0px 3px 0px 3px;vertical-align:bottom;font-weight:bold;">Four-walled</td> <td data-sheets-value='{"1":2,"2":"Clear (A/H/H/H)"}' style="border-right:1px solid #000000;overflow:hidden;padding:0px 3px 0px 3px;vertical-align:bottom;font-weight:bold;">Clear (A/H/H/H)</td> <td data-sheets-numberformat='{"1":2,"2":"0.00","3":1}' data-sheets-value='{"1":3,"3":1.28}' style="overflow:hidden;padding:0px 3px 0px 3px;vertical-align:bottom;text-align:center;">1.28</td> <td data-sheets-numberformat='{"1":2,"2":"0","3":1}' data-sheets-value='{"1":3,"3":64}' style="overflow:hidden;padding:0px 3px 0px 3px;vertical-align:bottom;text-align:center;">64</td> <td data-sheets-numberformat='{"1":2,"2":"0","3":1}' data-sheets-value='{"1":3,"3":52}' style="overflow:hidden;padding:0px 3px 0px 3px;vertical-align:bottom;text-align:center;">52</td> <td data-sheets-numberformat='{"1":2,"2":"0","3":1}' data-sheets-value='{"1":3,"3":23}' style="border-right:1px solid #000000;overflow:hidden;padding:0px 3px 0px 3px;vertical-align:bottom;text-align:center;">23</td> </tr> <tr style="height:20px;"> <td style="border-bottom:1px solid #000000;border-left:1px solid #000000;overflow:hidden;padding:0px 3px 0px 3px;vertical-align:bottom;"></td> <td data-sheets-value='{"1":2,"2":"Four-walled"}' style="border-bottom:1px solid #000000;overflow:hidden;padding:0px 3px 0px 3px;vertical-align:bottom;font-weight:bold;">Four-walled</td> <td data-sheets-value='{"1":2,"2":"Opal (A/H/O/H)"}' style="border-right:1px solid #000000;border-bottom:1px solid #000000;overflow:hidden;padding:0px 3px 0px 3px;vertical-align:bottom;font-weight:bold;">Opal (A/H/O/H)</td> <td data-sheets-numberformat='{"1":2,"2":"0.00","3":1}' data-sheets-value='{"1":3,"3":1.28}' style="border-bottom:1px solid #000000;overflow:hidden;padding:0px 3px 0px 3px;vertical-align:bottom;text-align:center;">1.28</td> <td data-sheets-numberformat='{"1":2,"2":"0","3":1}' data-sheets-value='{"1":3,"3":59}' style="border-bottom:1px solid #000000;overflow:hidden;padding:0px 3px 0px 3px;vertical-align:bottom;text-align:center;">59</td> <td data-sheets-numberformat='{"1":2,"2":"0","3":1}' data-sheets-value='{"1":3,"3":46}' style="border-bottom:1px solid #000000;overflow:hidden;padding:0px 3px 0px 3px;vertical-align:bottom;text-align:center;">46</td> <td data-sheets-numberformat='{"1":2,"2":"0","3":1}' data-sheets-value='{"1":3,"3":23}' style="border-right:1px solid #000000;border-bottom:1px solid #000000;overflow:hidden;padding:0px 3px 0px 3px;vertical-align:bottom;text-align:center;">23</td> </tr> <tr style="height:20px;"> <td data-sheets-value='{"1":2,"2":"Polycarbonate"}' style="border-left:1px solid #000000;overflow:hidden;padding:0px 3px 0px 3px;vertical-align:bottom;font-weight:bold;">Polycarbonate</td> <td data-sheets-value='{"1":2,"2":"Single-walled"}' style="overflow:hidden;padding:0px 3px 0px 3px;vertical-align:bottom;font-weight:bold;">Single-walled</td> <td data-sheets-value='{"1":2,"2":"Heatstop Opal (T)"}' style="border-right:1px solid #000000;overflow:hidden;padding:0px 3px 0px 3px;vertical-align:bottom;font-weight:bold;">Heatstop Opal (T)</td> <td data-sheets-numberformat='{"1":2,"2":"0.00","3":1}' data-sheets-value='{"1":3,"3":5.17}' style="overflow:hidden;padding:0px 3px 0px 3px;vertical-align:bottom;text-align:center;">5.17</td> <td data-sheets-numberformat='{"1":2,"2":"0","3":1}' data-sheets-value='{"1":3,"3":49}' style="overflow:hidden;padding:0px 3px 0px 3px;vertical-align:bottom;text-align:center;">49</td> <td data-sheets-numberformat='{"1":2,"2":"0","3":1}' data-sheets-value='{"1":3,"3":59}' style="overflow:hidden;padding:0px 3px 0px 3px;vertical-align:bottom;text-align:center;">59</td> <td data-sheets-numberformat='{"1":2,"2":"0","3":1}' data-sheets-value='{"1":2,"2":"-"}' style="border-right:1px solid #000000;overflow:hidden;padding:0px 3px 0px 3px;vertical-align:bottom;text-align:center;">-</td> </tr> <tr style="height:20px;"> <td data-sheets-value='{"1":2,"2":"Heatstop PC"}' style="border-left:1px solid #000000;overflow:hidden;padding:0px 3px 0px 3px;vertical-align:bottom;font-weight:bold;">Heatstop PC</td> <td data-sheets-value='{"1":2,"2":"Double-walled"}' style="overflow:hidden;padding:0px 3px 0px 3px;vertical-align:bottom;font-weight:bold;">Double-walled</td> <td data-sheets-value='{"1":2,"2":"Clear (T/H)"}' style="border-right:1px solid #000000;overflow:hidden;padding:0px 3px 0px 3px;vertical-align:bottom;font-weight:bold;">Clear (T/H)</td> <td data-sheets-numberformat='{"1":2,"2":"0.00","3":1}' data-sheets-value='{"1":3,"3":2.9}' style="overflow:hidden;padding:0px 3px 0px 3px;vertical-align:bottom;text-align:center;">2.90</td> <td data-sheets-numberformat='{"1":2,"2":"0","3":1}' data-sheets-value='{"1":3,"3":44}' style="overflow:hidden;padding:0px 3px 0px 3px;vertical-align:bottom;text-align:center;">44</td> <td data-sheets-numberformat='{"1":2,"2":"0","3":1}' data-sheets-value='{"1":3,"3":51}' style="overflow:hidden;padding:0px 3px 0px 3px;vertical-align:bottom;text-align:center;">51</td> <td data-sheets-numberformat='{"1":2,"2":"0","3":1}' data-sheets-value='{"1":3,"3":20}' style="border-right:1px solid #000000;overflow:hidden;padding:0px 3px 0px 3px;vertical-align:bottom;text-align:center;">20</td> </tr> <tr style="height:20px;"> <td style="border-left:1px solid #000000;overflow:hidden;padding:0px 3px 0px 3px;vertical-align:bottom;font-weight:bold;"></td> <td data-sheets-value='{"1":2,"2":"Double-walled"}' style="overflow:hidden;padding:0px 3px 0px 3px;vertical-align:bottom;font-weight:bold;">Double-walled</td> <td data-sheets-value='{"1":2,"2":"Opal (T/O)"}' style="border-right:1px solid #000000;overflow:hidden;padding:0px 3px 0px 3px;vertical-align:bottom;font-weight:bold;">Opal (T/O)</td> <td data-sheets-numberformat='{"1":2,"2":"0.00","3":1}' data-sheets-value='{"1":3,"3":2.9}' style="overflow:hidden;padding:0px 3px 0px 3px;vertical-align:bottom;text-align:center;">2.90</td> <td data-sheets-numberformat='{"1":2,"2":"0","3":1}' data-sheets-value='{"1":3,"3":41}' style="overflow:hidden;padding:0px 3px 0px 3px;vertical-align:bottom;text-align:center;">41</td> <td data-sheets-numberformat='{"1":2,"2":"0","3":1}' data-sheets-value='{"1":3,"3":45}' style="overflow:hidden;padding:0px 3px 0px 3px;vertical-align:bottom;text-align:center;">45</td> <td data-sheets-numberformat='{"1":2,"2":"0","3":1}' data-sheets-value='{"1":3,"3":20}' style="border-right:1px solid #000000;overflow:hidden;padding:0px 3px 0px 3px;vertical-align:bottom;text-align:center;">20</td> </tr> <tr style="height:20px;"> <td style="border-left:1px solid #000000;overflow:hidden;padding:0px 3px 0px 3px;vertical-align:bottom;font-weight:bold;"></td> <td data-sheets-value='{"1":2,"2":"Triple-walled"}' style="overflow:hidden; | skylux-160-ce-met-koepel-en-pvc-opstand-16-00-met-lm-motor-en-windvang-0750-x-1250-mm | 8586028024141 | 46872340136269
Smoke and heat exhaust (SHEV) | SHE system | Skylux | Skylux 160° CE with skylight and PVC curb 16/00 with LM-actuator and spoiler 0800 x 1100 mm |  | 50369 | 5412970503699 | 3551.35 | Yes | 30-45 | 52.87 | 800 x 1100 mm | 1100 | 800 |  | PVC 16/00 (16 cm high & roof opening = daylight size) | Rectangular | 5.17 W/m²K - 1.28 W/m²K | 87% - 32% | 90% - 32% | 20dB - 23dB | 160° CE (for industry) | skylight | with spoiler | E | Single actuator | Maximum four-walled skylight possible for this product | Ut-value LT-value g-value Rw-value EN 1873 : 2014 EN ISO 13468 EN 16153 EN 410 EN 410 EN ISO 140-3 Material Walls Shells (W/m²K) (%) (%) (dB) Acrylic Single-walled Clear (H) 5.17 90 87 - PMMA Single-walled Opal (O) 5.17 83 76 - Double-walled Clear (H/H) 2.90 81 75 20 Double-walled Opal (O/O) 2.90 69 58 20 Triple-walled Clear (H/H/H) 1.70 73 65 22 Triple-walled Opal (O/H/O) 1.70 62 51 22 Four-walled Clear (H/H/H/H) 1.28 64 54 23 Four-walled Opal (H/H/O/H) 1.28 59 48 23 Polycarbonate Single-walled Clear (A) 5.17 88 83 - PC Single-walled Opal (D) 5.17 58 60 - Double-walled Clear (A/H) 2.90 79 72 20 Double-walled Clear (A/A) 2.90 77 69 20 Double-walled Opal (A/O) 2.90 73 63 20 Double-walled Opal (A/D) 2.90 51 50 20 Triple-walled Clear (A/H/H) 1.70 71 63 22 Triple-walled Opal (A/O/O) 1.70 61 48 22 Four-walled Clear (A/H/H/H) 1.28 64 52 23 Four-walled Opal (A/H/O/H) 1.28 59 46 23 Polycarbonate Single-walled Heatstop Opal (T) 5.17 49 59 - Heatstop PC Double-walled Clear (T/H) 2.90 44 51 20 Double-walled Opal (T/O) 2.90 41 45 20 Triple-walled Clear (T/H/H) 1.70 40 <td data-sheets-numberformat='{"1":2,"2":"0","3":1}' data-sheets-value='{"1":3,"3":44}' style="overflow:hidden;paddin | https://skylux.eu/en/products/skylux-160-ce-met-koepel-en-pvc-opstand-16-00-met-lm-motor-en-windvang-0800-x-1100-mm | https://skylux.eu/cdn/shop/files/Skylux-160deg-CE-met-koepel-en-pvc-opstand-1600-met-LM-motor-en-windvang-0800-x-1100-mm-RWA-systeem.jpg?v=1702980115&width=1600 | https://skylux.eu/cdn/shop/files/e5a82811-1bb0-48e4-a776-cacb59c7c092_04ef02f8-d66f-4c46-96f6-6e78c5c346c8.jpg?v=1688551056&width=1600 | //skylux.eu/cdn/shop/files/E_MH_Mounting_instructions_Skylux_160_CE_LM.pdf?v=12406716259046007223 | //skylux.eu/cdn/shop/files/E_TD_Technical_File_Skylux_Skylux_160_CE_Electric.pdf?v=3667116872303399239 | <style type="text/css" id="isPasted"> <!--td { border: 1px solid #cccccc; } br { mso-data-placement: same-cell; } --> </style> <table border="1" cellpadding="0" cellspacing="0" dir="ltr" style="table-layout:fixed;font-size:10pt;font-family:Arial;border-collapse:collapse;border:none;"><tbody> <tr style="height:20px;"> <td style="overflow:hidden;padding:0px 3px 0px 3px;vertical-align:bottom;"></td> <td style="overflow:hidden;padding:0px 3px 0px 3px;vertical-align:bottom;"></td> <td style="overflow:hidden;padding:0px 3px 0px 3px;vertical-align:bottom;"></td> <td data-sheets-value='{"1":2,"2":"Ut-value"}' style="overflow:hidden;padding:0px 3px 0px 3px;vertical-align:bottom;font-weight:bold;text-align:center;">Ut-value</td> <td data-sheets-value='{"1":2,"2":"LT-value"}' style="overflow:hidden;padding:0px 3px 0px 3px;vertical-align:bottom;font-weight:bold;text-align:center;">LT-value</td> <td data-sheets-value='{"1":2,"2":"g-value"}' style="overflow:hidden;padding:0px 3px 0px 3px;vertical-align:bottom;font-weight:bold;text-align:center;">g-value</td> <td data-sheets-value='{"1":2,"2":"Rw-value "}' style="overflow:hidden;padding:0px 3px 0px 3px;vertical-align:bottom;font-weight:bold;text-align:center;">Rw-value </td> </tr> <tr style="height:20px;"> <td style="overflow:hidden;padding:0px 3px 0px 3px;vertical-align:bottom;"></td> <td style="overflow:hidden;padding:0px 3px 0px 3px;vertical-align:bottom;"></td> <td style="overflow:hidden;padding:0px 3px 0px 3px;vertical-align:bottom;"></td> <td data-sheets-numberformat='{"1":2,"2":"0.00","3":1}' data-sheets-value='{"1":2,"2":"EN 1873 : 2014"}' style="overflow:hidden;padding:0px 3px 0px 3px;vertical-align:bottom;text-align:center;">EN 1873 : 2014</td> <td data-sheets-numberformat='{"1":2,"2":"0","3":1}' data-sheets-value='{"1":2,"2":"EN ISO 13468 EN 16153 EN 410"}' style="overflow:hidden;padding:0px 3px 0px 3px;vertical-align:bottom;text-align:center;">EN ISO 13468 EN 16153 EN 410</td> <td data-sheets-numberformat='{"1":2,"2":"0","3":1}' data-sheets-value='{"1":2,"2":"EN 410"}' style="overflow:hidden;padding:0px 3px 0px 3px;vertical-align:bottom;text-align:center;">EN 410</td> <td data-sheets-value='{"1":2,"2":"EN ISO 140-3\t\t"}' style="overflow:hidden;padding:0px 3px 0px 3px;vertical-align:bottom;text-align:center;">EN ISO 140-3 </td> </tr> <tr style="height:20px;"> <td data-sheets-value='{"1":2,"2":"Material"}' style="border-bottom:1px solid #000000;overflow:hidden;padding:0px 3px 0px 3px;vertical-align:bottom;background-color:#000000;font-weight:bold;color:#ffffff;">Material</td> <td data-sheets-value='{"1":2,"2":"Walls"}' style="border-bottom:1px solid #000000;overflow:hidden;padding:0px 3px 0px 3px;vertical-align:bottom;background-color:#000000;font-weight:bold;color:#ffffff;">Walls</td> <td data-sheets-value='{"1":2,"2":"Shells"}' style="border-bottom:1px solid #000000;overflow:hidden;padding:0px 3px 0px 3px;vertical-align:bottom;background-color:#000000;font-weight:bold;color:#ffffff;">Shells</td> <td data-sheets-numberformat='{"1":2,"2":"0.00","3":1}' data-sheets-value='{"1":2,"2":"(W/m²K)\t"}' style="border-bottom:1px solid #000000;overflow:hidden;padding:0px 3px 0px 3px;vertical-align:bottom;background-color:#000000;font-weight:bold;color:#ffffff;text-align:center;">(W/m²K) </td> <td data-sheets-numberformat='{"1":2,"2":"0","3":1}' data-sheets-value='{"1":2,"2":"(%)"}' style="border-bottom:1px solid #000000;overflow:hidden;padding:0px 3px 0px 3px;vertical-align:bottom;background-color:#000000;font-weight:bold;color:#ffffff;text-align:center;">(%)</td> <td data-sheets-numberformat='{"1":2,"2":"0","3":1}' data-sheets-value='{"1":2,"2":"(%)"}' style="border-bottom:1px solid #000000;overflow:hidden;padding:0px 3px 0px 3px;vertical-align:bottom;background-color:#000000;font-weight:bold;color:#ffffff;text-align:center;">(%)</td> <td data-sheets-value='{"1":2,"2":"(dB)"}' style="border-bottom:1px solid #000000;overflow:hidden;padding:0px 3px 0px 3px;vertical-align:bottom;background-color:#000000;font-weight:bold;color:#ffffff;text-align:center;">(dB)</td> </tr> <tr style="height:20px;"> <td data-sheets-value='{"1":2,"2":"Acrylic"}' style="border-left:1px solid #000000;overflow:hidden;padding:0px 3px 0px 3px;vertical-align:bottom;font-weight:bold;">Acrylic</td> <td data-sheets-value='{"1":2,"2":"Single-walled"}' style="overflow:hidden;padding:0px 3px 0px 3px;vertical-align:bottom;font-weight:bold;">Single-walled</td> <td data-sheets-value='{"1":2,"2":"Clear (H)"}' style="border-right:1px solid #000000;overflow:hidden;padding:0px 3px 0px 3px;vertical-align:bottom;font-weight:bold;">Clear (H)</td> <td data-sheets-numberformat='{"1":2,"2":"0.00","3":1}' data-sheets-value='{"1":3,"3":5.17}' style="overflow:hidden;padding:0px 3px 0px 3px;vertical-align:bottom;text-align:center;">5.17</td> <td data-sheets-numberformat='{"1":2,"2":"0","3":1}' data-sheets-value='{"1":3,"3":90}' style="overflow:hidden;padding:0px 3px 0px 3px;vertical-align:bottom;text-align:center;">90</td> <td data-sheets-numberformat='{"1":2,"2":"0","3":1}' data-sheets-value='{"1":3,"3":87}' style="overflow:hidden;padding:0px 3px 0px 3px;vertical-align:bottom;text-align:center;">87</td> <td data-sheets-numberformat='{"1":2,"2":"0","3":1}' data-sheets-value='{"1":2,"2":"-"}' style="border-right:1px solid #000000;overflow:hidden;padding:0px 3px 0px 3px;vertical-align:bottom;text-align:center;">-</td> </tr> <tr style="height:20px;"> <td data-sheets-value='{"1":2,"2":"PMMA"}' style="border-left:1px solid #000000;overflow:hidden;padding:0px 3px 0px 3px;vertical-align:bottom;font-weight:bold;">PMMA</td> <td data-sheets-value='{"1":2,"2":"Single-walled"}' style="overflow:hidden;padding:0px 3px 0px 3px;vertical-align:bottom;font-weight:bold;">Single-walled</td> <td data-sheets-value='{"1":2,"2":"Opal (O)"}' style="border-right:1px solid #000000;overflow:hidden;padding:0px 3px 0px 3px;vertical-align:bottom;font-weight:bold;">Opal (O)</td> <td data-sheets-numberformat='{"1":2,"2":"0.00","3":1}' data-sheets-value='{"1":3,"3":5.17}' style="overflow:hidden;padding:0px 3px 0px 3px;vertical-align:bottom;text-align:center;">5.17</td> <td data-sheets-numberformat='{"1":2,"2":"0","3":1}' data-sheets-value='{"1":3,"3":83}' style="overflow:hidden;padding:0px 3px 0px 3px;vertical-align:bottom;text-align:center;">83</td> <td data-sheets-numberformat='{"1":2,"2":"0","3":1}' data-sheets-value='{"1":3,"3":76}' style="overflow:hidden;padding:0px 3px 0px 3px;vertical-align:bottom;text-align:center;">76</td> <td data-sheets-numberformat='{"1":2,"2":"0","3":1}' data-sheets-value='{"1":2,"2":"-"}' style="border-right:1px solid #000000;overflow:hidden;padding:0px 3px 0px 3px;vertical-align:bottom;text-align:center;">-</td> </tr> <tr style="height:20px;"> <td style="border-left:1px solid #000000;overflow:hidden;padding:0px 3px 0px 3px;vertical-align:bottom;font-weight:bold;"></td> <td data-sheets-value='{"1":2,"2":"Double-walled"}' style="overflow:hidden;padding:0px 3px 0px 3px;vertical-align:bottom;font-weight:bold;">Double-walled</td> <td data-sheets-value='{"1":2,"2":"Clear (H/H)"}' style="border-right:1px solid #000000;overflow:hidden;padding:0px 3px 0px 3px;vertical-align:bottom;font-weight:bold;">Clear (H/H)</td> <td data-sheets-numberformat='{"1":2,"2":"0.00","3":1}' data-sheets-value='{"1":3,"3":2.9}' style="overflow:hidden;padding:0px 3px 0px 3px;vertical-align:bottom;text-align:center;">2.90</td> <td data-sheets-numberformat='{"1":2,"2":"0","3":1}' data-sheets-value='{"1":3,"3":81}' style="overflow:hidden;padding:0px 3px 0px 3px;vertical-align:bottom;text-align:center;">81</td> <td data-sheets-numberformat='{"1":2,"2":"0","3":1}' data-sheets-value='{"1":3,"3":75}' style="overflow:hidden;padding:0px 3px 0px 3px;vertical-align:bottom;text-align:center;">75</td> <td data-sheets-numberformat='{"1":2,"2":"0","3":1}' data-sheets-value='{"1":3,"3":20}' style="border-right:1px solid #000000;overflow:hidden;padding:0px 3px 0px 3px;vertical-align:bottom;text-align:center;">20</td> </tr> <tr style="height:20px;"> <td style="border-left:1px solid #000000;overflow:hidden;padding:0px 3px 0px 3px;vertical-align:bottom;font-weight:bold;"></td> <td data-sheets-value='{"1":2,"2":"Double-walled"}' style="overflow:hidden;padding:0px 3px 0px 3px;vertical-align:bottom;font-weight:bold;">Double-walled</td> <td data-sheets-value='{"1":2,"2":"Opal (O/O)"}' style="border-right:1px solid #000000;overflow:hidden;padding:0px 3px 0px 3px;vertical-align:bottom;font-weight:bold;">Opal (O/O)</td> <td data-sheets-numberformat='{"1":2,"2":"0.00","3":1}' data-sheets-value='{"1":3,"3":2.9}' style="overflow:hidden;padding:0px 3px 0px 3px;vertical-align:bottom;text-align:center;">2.90</td> <td data-sheets-numberformat='{"1":2,"2":"0","3":1}' data-sheets-value='{"1":3,"3":69}' style="overflow:hidden;padding:0px 3px 0px 3px;vertical-align:bottom;text-align:center;">69</td> <td data-sheets-numberformat='{"1":2,"2":"0","3":1}' data-sheets-value='{"1":3,"3":58}' style="overflow:hidden;padding:0px 3px 0px 3px;vertical-align:bottom;text-align:center;">58</td> <td data-sheets-numberformat='{"1":2,"2":"0","3":1}' data-sheets-value='{"1":3,"3":20}' style="border-right:1px solid #000000;overflow:hidden;padding:0px 3px 0px 3px;vertical-align:bottom;text-align:center;">20</td> </tr> <tr style="height:20px;"> <td style="border-left:1px solid #000000;overflow:hidden;padding:0px 3px 0px 3px;vertical-align:bottom;font-weight:bold;"></td> <td data-sheets-value='{"1":2,"2":"Triple-walled"}' style="overflow:hidden;padding:0px 3px 0px 3px;vertical-align:bottom;font-weight:bold;">Triple-walled</td> <td data-sheets-value='{"1":2,"2":"Clear (H/H/H)"}' style="border-right:1px solid #000000;overflow:hidden;padding:0px 3px 0px 3px;vertical-align:bottom;font-weight:bold;">Clear (H/H/H)</td> <td data-sheets-numberformat='{"1":2,"2":"0.00","3":1}' data-sheets-value='{"1":3,"3":1.7}' style="overflow:hidden;padding:0px 3px 0px 3px;vertical-align:bottom;text-align:center;">1.70</td> <td data-sheets-numberformat='{"1":2,"2":"0","3":1}' data-sheets-value='{"1":3,"3":73}' style="overflow:hidden;padding:0px 3px 0px 3px;vertical-align:bottom;text-align:center;">73</td> <td data-sheets-numberformat='{"1":2,"2":"0","3":1}' data-sheets-value='{"1":3,"3":65}' style="overflow:hidden;padding:0px 3px 0px 3px;vertical-align:bottom;text-align:center;">65</td> <td data-sheets-numberformat='{"1":2,"2":"0","3":1}' data-sheets-value='{"1":3,"3":22}' style="border-right:1px solid #000000;overflow:hidden;padding:0px 3px 0px 3px;vertical-align:bottom;text-align:center;">22</td> </tr> <tr style="height:20px;"> <td style="border-left:1px solid #000000;overflow:hidden;padding:0px 3px 0px 3px;vertical-align:bottom;font-weight:bold;"></td> <td data-sheets-value='{"1":2,"2":"Triple-walled"}' style="overflow:hidden;padding:0px 3px 0px 3px;vertical-align:bottom;font-weight:bold;">Triple-walled</td> <td data-sheets-value='{"1":2,"2":"Opal (O/H/O)"}' style="border-right:1px solid #000000;overflow:hidden;padding:0px 3px 0px 3px;vertical-align:bottom;font-weight:bold;">Opal (O/H/O)</td> <td data-sheets-numberformat='{"1":2,"2":"0.00","3":1}' data-sheets-value='{"1":3,"3":1.7}' style="overflow:hidden;padding:0px 3px 0px 3px;vertical-align:bottom;text-align:center;">1.70</td> <td data-sheets-numberformat='{"1":2,"2":"0","3":1}' data-sheets-value='{"1":3,"3":62}' style="overflow:hidden;padding:0px 3px 0px 3px;vertical-align:bottom;text-align:center;">62</td> <td data-sheets-numberformat='{"1":2,"2":"0","3":1}' data-sheets-value='{"1":3,"3":51}' style="overflow:hidden;padding:0px 3px 0px 3px;vertical-align:bottom;text-align:center;">51</td> <td data-sheets-numberformat='{"1":2,"2":"0","3":1}' data-sheets-value='{"1":3,"3":22}' style="border-right:1px solid #000000;overflow:hidden;padding:0px 3px 0px 3px;vertical-align:bottom;text-align:center;">22</td> </tr> <tr style="height:20px;"> <td style="border-left:1px solid #000000;overflow:hidden;padding:0px 3px 0px 3px;vertical-align:bottom;font-weight:bold;"></td> <td data-sheets-value='{"1":2,"2":"Four-walled"}' style="overflow:hidden;padding:0px 3px 0px 3px;vertical-align:bottom;font-weight:bold;">Four-walled</td> <td data-sheets-value='{"1":2,"2":"Clear (H/H/H/H)"}' style="border-right:1px solid #000000;overflow:hidden;padding:0px 3px 0px 3px;vertical-align:bottom;font-weight:bold;">Clear (H/H/H/H)</td> <td data-sheets-numberformat='{"1":2,"2":"0.00","3":1}' data-sheets-value='{"1":3,"3":1.28}' style="overflow:hidden;padding:0px 3px 0px 3px;vertical-align:bottom;text-align:center;">1.28</td> <td data-sheets-numberformat='{"1":2,"2":"0","3":1}' data-sheets-value='{"1":3,"3":64}' style="overflow:hidden;padding:0px 3px 0px 3px;vertical-align:bottom;text-align:center;">64</td> <td data-sheets-numberformat='{"1":2,"2":"0","3":1}' data-sheets-value='{"1":3,"3":54}' style="overflow:hidden;padding:0px 3px 0px 3px;vertical-align:bottom;text-align:center;">54</td> <td data-sheets-numberformat='{"1":2,"2":"0","3":1}' data-sheets-value='{"1":3,"3":23}' style="border-right:1px solid #000000;overflow:hidden;padding:0px 3px 0px 3px;vertical-align:bottom;text-align:center;">23</td> </tr> <tr style="height:20px;"> <td style="border-bottom:1px solid #000000;border-left:1px solid #000000;overflow:hidden;padding:0px 3px 0px 3px;vertical-align:bottom;"></td> <td data-sheets-value='{"1":2,"2":"Four-walled"}' style="border-bottom:1px solid #000000;overflow:hidden;padding:0px 3px 0px 3px;vertical-align:bottom;font-weight:bold;">Four-walled</td> <td data-sheets-value='{"1":2,"2":"Opal (H/H/O/H)"}' style="border-right:1px solid #000000;border-bottom:1px solid #000000;overflow:hidden;padding:0px 3px 0px 3px;vertical-align:bottom;font-weight:bold;">Opal (H/H/O/H)</td> <td data-sheets-numberformat='{"1":2,"2":"0.00","3":1}' data-sheets-value='{"1":3,"3":1.28}' style="border-bottom:1px solid #000000;overflow:hidden;padding:0px 3px 0px 3px;vertical-align:bottom;text-align:center;">1.28</td> <td data-sheets-numberformat='{"1":2,"2":"0","3":1}' data-sheets-value='{"1":3,"3":59}' style="border-bottom:1px solid #000000;overflow:hidden;padding:0px 3px 0px 3px;vertical-align:bottom;text-align:center;">59</td> <td data-sheets-numberformat='{"1":2,"2":"0","3":1}' data-sheets-value='{"1":3,"3":48}' style="border-bottom:1px solid #000000;overflow:hidden;padding:0px 3px 0px 3px;vertical-align:bottom;text-align:center;">48</td> <td data-sheets-numberformat='{"1":2,"2":"0","3":1}' data-sheets-value='{"1":3,"3":23}' style="border-right:1px solid #000000;border-bottom:1px solid #000000;overflow:hidden;padding:0px 3px 0px 3px;vertical-align:bottom;text-align:center;">23</td> </tr> <tr style="height:20px;"> <td data-sheets-value='{"1":2,"2":"Polycarbonate "}' style="border-left:1px solid #000000;overflow:hidden;padding:0px 3px 0px 3px;vertical-align:bottom;font-weight:bold;">Polycarbonate </td> <td data-sheets-value='{"1":2,"2":"Single-walled"}' style="overflow:hidden;padding:0px 3px 0px 3px;vertical-align:bottom;font-weight:bold;">Single-walled</td> <td data-sheets-value='{"1":2,"2":"Clear (A)"}' style="border-right:1px solid #000000;overflow:hidden;padding:0px 3px 0px 3px;vertical-align:bottom;font-weight:bold;">Clear (A)</td> <td data-sheets-numberformat='{"1":2,"2":"0.00","3":1}' data-sheets-value='{"1":3,"3":5.17}' style="overflow:hidden;padding:0px 3px 0px 3px;vertical-align:bottom;text-align:center;">5.17</td> <td data-sheets-numberformat='{"1":2,"2":"0","3":1}' data-sheets-value='{"1":3,"3":88}' style="overflow:hidden;padding:0px 3px 0px 3px;vertical-align:bottom;text-align:center;">88</td> <td data-sheets-numberformat='{"1":2,"2":"0","3":1}' data-sheets-value='{"1":3,"3":83}' style="overflow:hidden;padding:0px 3px 0px 3px;vertical-align:bottom;text-align:center;">83</td> <td data-sheets-numberformat='{"1":2,"2":"0","3":1}' data-sheets-value='{"1":2,"2":"-"}' style="border-right:1px solid #000000;overflow:hidden;padding:0px 3px 0px 3px;vertical-align:bottom;text-align:center;">-</td> </tr> <tr style="height:20px;"> <td data-sheets-value='{"1":2,"2":"PC"}' style="border-left:1px solid #000000;overflow:hidden;padding:0px 3px 0px 3px;vertical-align:bottom;font-weight:bold;">PC</td> <td data-sheets-value='{"1":2,"2":"Single-walled"}' style="overflow:hidden;padding:0px 3px 0px 3px;vertical-align:bottom;font-weight:bold;">Single-walled</td> <td data-sheets-value='{"1":2,"2":"Opal (D)"}' style="border-right:1px solid #000000;overflow:hidden;padding:0px 3px 0px 3px;vertical-align:bottom;font-weight:bold;">Opal (D)</td> <td data-sheets-numberformat='{"1":2,"2":"0.00","3":1}' data-sheets-value='{"1":3,"3":5.17}' style="overflow:hidden;padding:0px 3px 0px 3px;vertical-align:bottom;text-align:center;">5.17</td> <td data-sheets-numberformat='{"1":2,"2":"0","3":1}' data-sheets-value='{"1":3,"3":58}' style="overflow:hidden;padding:0px 3px 0px 3px;vertical-align:bottom;text-align:center;">58</td> <td data-sheets-numberformat='{"1":2,"2":"0","3":1}' data-sheets-value='{"1":3,"3":60}' style="overflow:hidden;padding:0px 3px 0px 3px;vertical-align:bottom;text-align:center;">60</td> <td data-sheets-numberformat='{"1":2,"2":"0","3":1}' data-sheets-value='{"1":2,"2":"-"}' style="border-right:1px solid #000000;overflow:hidden;padding:0px 3px 0px 3px;vertical-align:bottom;text-align:center;">-</td> </tr> <tr style="height:20px;"> <td style="border-left:1px solid #000000;overflow:hidden;padding:0px 3px 0px 3px;vertical-align:bottom;font-weight:bold;"></td> <td data-sheets-value='{"1":2,"2":"Double-walled"}' style="overflow:hidden;padding:0px 3px 0px 3px;vertical-align:bottom;font-weight:bold;">Double-walled</td> <td data-sheets-value='{"1":2,"2":"Clear (A/H)"}' style="border-right:1px solid #000000;overflow:hidden;padding:0px 3px 0px 3px;vertical-align:bottom;font-weight:bold;">Clear (A/H)</td> <td data-sheets-numberformat='{"1":2,"2":"0.00","3":1}' data-sheets-value='{"1":3,"3":2.9}' style="overflow:hidden;padding:0px 3px 0px 3px;vertical-align:bottom;text-align:center;">2.90</td> <td data-sheets-numberformat='{"1":2,"2":"0","3":1}' data-sheets-value='{"1":3,"3":79}' style="overflow:hidden;padding:0px 3px 0px 3px;vertical-align:bottom;text-align:center;">79</td> <td data-sheets-numberformat='{"1":2,"2":"0","3":1}' data-sheets-value='{"1":3,"3":72}' style="overflow:hidden;padding:0px 3px 0px 3px;vertical-align:bottom;text-align:center;">72</td> <td data-sheets-numberformat='{"1":2,"2":"0","3":1}' data-sheets-value='{"1":3,"3":20}' style="border-right:1px solid #000000;overflow:hidden;padding:0px 3px 0px 3px;vertical-align:bottom;text-align:center;">20</td> </tr> <tr style="height:20px;"> <td style="border-left:1px solid #000000;overflow:hidden;padding:0px 3px 0px 3px;vertical-align:bottom;font-weight:bold;"></td> <td data-sheets-value='{"1":2,"2":"Double-walled"}' style="overflow:hidden;padding:0px 3px 0px 3px;vertical-align:bottom;font-weight:bold;">Double-walled</td> <td data-sheets-value='{"1":2,"2":"Clear (A/A)"}' style="border-right:1px solid #000000;overflow:hidden;padding:0px 3px 0px 3px;vertical-align:bottom;font-weight:bold;">Clear (A/A)</td> <td data-sheets-numberformat='{"1":2,"2":"0.00","3":1}' data-sheets-value='{"1":3,"3":2.9}' style="overflow:hidden;padding:0px 3px 0px 3px;vertical-align:bottom;text-align:center;">2.90</td> <td data-sheets-numberformat='{"1":2,"2":"0","3":1}' data-sheets-value='{"1":3,"3":77}' style="overflow:hidden;padding:0px 3px 0px 3px;vertical-align:bottom;text-align:center;">77</td> <td data-sheets-numberformat='{"1":2,"2":"0","3":1}' data-sheets-value='{"1":3,"3":69}' style="overflow:hidden;padding:0px 3px 0px 3px;vertical-align:bottom;text-align:center;">69</td> <td data-sheets-numberformat='{"1":2,"2":"0","3":1}' data-sheets-value='{"1":3,"3":20}' style="border-right:1px solid #000000;overflow:hidden;padding:0px 3px 0px 3px;vertical-align:bottom;text-align:center;">20</td> </tr> <tr style="height:20px;"> <td style="border-left:1px solid #000000;overflow:hidden;padding:0px 3px 0px 3px;vertical-align:bottom;font-weight:bold;"></td> <td data-sheets-value='{"1":2,"2":"Double-walled"}' style="overflow:hidden;padding:0px 3px 0px 3px;vertical-align:bottom;font-weight:bold;">Double-walled</td> <td data-sheets-value='{"1":2,"2":"Opal (A/O)"}' style="border-right:1px solid #000000;overflow:hidden;padding:0px 3px 0px 3px;vertical-align:bottom;font-weight:bold;">Opal (A/O)</td> <td data-sheets-numberformat='{"1":2,"2":"0.00","3":1}' data-sheets-value='{"1":3,"3":2.9}' style="overflow:hidden;padding:0px 3px 0px 3px;vertical-align:bottom;text-align:center;">2.90</td> <td data-sheets-numberformat='{"1":2,"2":"0","3":1}' data-sheets-value='{"1":3,"3":73}' style="overflow:hidden;padding:0px 3px 0px 3px;vertical-align:bottom;text-align:center;">73</td> <td data-sheets-numberformat='{"1":2,"2":"0","3":1}' data-sheets-value='{"1":3,"3":63}' style="overflow:hidden;padding:0px 3px 0px 3px;vertical-align:bottom;text-align:center;">63</td> <td data-sheets-numberformat='{"1":2,"2":"0","3":1}' data-sheets-value='{"1":3,"3":20}' style="border-right:1px solid #000000;overflow:hidden;padding:0px 3px 0px 3px;vertical-align:bottom;text-align:center;">20</td> </tr> <tr style="height:20px;"> <td style="border-left:1px solid #000000;overflow:hidden;padding:0px 3px 0px 3px;vertical-align:bottom;font-weight:bold;"></td> <td data-sheets-value='{"1":2,"2":"Double-walled"}' style="overflow:hidden;padding:0px 3px 0px 3px;vertical-align:bottom;font-weight:bold;">Double-walled</td> <td data-sheets-value='{"1":2,"2":"Opal (A/D)"}' style="border-right:1px solid #000000;overflow:hidden;padding:0px 3px 0px 3px;vertical-align:bottom;font-weight:bold;">Opal (A/D)</td> <td data-sheets-numberformat='{"1":2,"2":"0.00","3":1}' data-sheets-value='{"1":3,"3":2.9}' style="overflow:hidden;padding:0px 3px 0px 3px;vertical-align:bottom;text-align:center;">2.90</td> <td data-sheets-numberformat='{"1":2,"2":"0","3":1}' data-sheets-value='{"1":3,"3":51}' style="overflow:hidden;padding:0px 3px 0px 3px;vertical-align:bottom;text-align:center;">51</td> <td data-sheets-numberformat='{"1":2,"2":"0","3":1}' data-sheets-value='{"1":3,"3":50}' style="overflow:hidden;padding:0px 3px 0px 3px;vertical-align:bottom;text-align:center;">50</td> <td data-sheets-numberformat='{"1":2,"2":"0","3":1}' data-sheets-value='{"1":3,"3":20}' style="border-right:1px solid #000000;overflow:hidden;padding:0px 3px 0px 3px;vertical-align:bottom;text-align:center;">20</td> </tr> <tr style="height:20px;"> <td style="border-left:1px solid #000000;overflow:hidden;padding:0px 3px 0px 3px;vertical-align:bottom;font-weight:bold;"></td> <td data-sheets-value='{"1":2,"2":"Triple-walled"}' style="overflow:hidden;padding:0px 3px 0px 3px;vertical-align:bottom;font-weight:bold;">Triple-walled</td> <td data-sheets-value='{"1":2,"2":"Clear (A/H/H)"}' style="border-right:1px solid #000000;overflow:hidden;padding:0px 3px 0px 3px;vertical-align:bottom;font-weight:bold;">Clear (A/H/H)</td> <td data-sheets-numberformat='{"1":2,"2":"0.00","3":1}' data-sheets-value='{"1":3,"3":1.7}' style="overflow:hidden;padding:0px 3px 0px 3px;vertical-align:bottom;text-align:center;">1.70</td> <td data-sheets-numberformat='{"1":2,"2":"0","3":1}' data-sheets-value='{"1":3,"3":71}' style="overflow:hidden;padding:0px 3px 0px 3px;vertical-align:bottom;text-align:center;">71</td> <td data-sheets-numberformat='{"1":2,"2":"0","3":1}' data-sheets-value='{"1":3,"3":63}' style="overflow:hidden;padding:0px 3px 0px 3px;vertical-align:bottom;text-align:center;">63</td> <td data-sheets-numberformat='{"1":2,"2":"0","3":1}' data-sheets-value='{"1":3,"3":22}' style="border-right:1px solid #000000;overflow:hidden;padding:0px 3px 0px 3px;vertical-align:bottom;text-align:center;">22</td> </tr> <tr style="height:20px;"> <td style="border-left:1px solid #000000;overflow:hidden;padding:0px 3px 0px 3px;vertical-align:bottom;font-weight:bold;"></td> <td data-sheets-value='{"1":2,"2":"Triple-walled"}' style="overflow:hidden;padding:0px 3px 0px 3px;vertical-align:bottom;font-weight:bold;">Triple-walled</td> <td data-sheets-value='{"1":2,"2":"Opal (A/O/O)"}' style="border-right:1px solid #000000;overflow:hidden;padding:0px 3px 0px 3px;vertical-align:bottom;font-weight:bold;">Opal (A/O/O)</td> <td data-sheets-numberformat='{"1":2,"2":"0.00","3":1}' data-sheets-value='{"1":3,"3":1.7}' style="overflow:hidden;padding:0px 3px 0px 3px;vertical-align:bottom;text-align:center;">1.70</td> <td data-sheets-numberformat='{"1":2,"2":"0","3":1}' data-sheets-value='{"1":3,"3":61}' style="overflow:hidden;padding:0px 3px 0px 3px;vertical-align:bottom;text-align:center;">61</td> <td data-sheets-numberformat='{"1":2,"2":"0","3":1}' data-sheets-value='{"1":3,"3":48}' style="overflow:hidden;padding:0px 3px 0px 3px;vertical-align:bottom;text-align:center;">48</td> <td data-sheets-numberformat='{"1":2,"2":"0","3":1}' data-sheets-value='{"1":3,"3":22}' style="border-right:1px solid #000000;overflow:hidden;padding:0px 3px 0px 3px;vertical-align:bottom;text-align:center;">22</td> </tr> <tr style="height:20px;"> <td style="border-left:1px solid #000000;overflow:hidden;padding:0px 3px 0px 3px;vertical-align:bottom;font-weight:bold;"></td> <td data-sheets-value='{"1":2,"2":"Four-walled"}' style="overflow:hidden;padding:0px 3px 0px 3px;vertical-align:bottom;font-weight:bold;">Four-walled</td> <td data-sheets-value='{"1":2,"2":"Clear (A/H/H/H)"}' style="border-right:1px solid #000000;overflow:hidden;padding:0px 3px 0px 3px;vertical-align:bottom;font-weight:bold;">Clear (A/H/H/H)</td> <td data-sheets-numberformat='{"1":2,"2":"0.00","3":1}' data-sheets-value='{"1":3,"3":1.28}' style="overflow:hidden;padding:0px 3px 0px 3px;vertical-align:bottom;text-align:center;">1.28</td> <td data-sheets-numberformat='{"1":2,"2":"0","3":1}' data-sheets-value='{"1":3,"3":64}' style="overflow:hidden;padding:0px 3px 0px 3px;vertical-align:bottom;text-align:center;">64</td> <td data-sheets-numberformat='{"1":2,"2":"0","3":1}' data-sheets-value='{"1":3,"3":52}' style="overflow:hidden;padding:0px 3px 0px 3px;vertical-align:bottom;text-align:center;">52</td> <td data-sheets-numberformat='{"1":2,"2":"0","3":1}' data-sheets-value='{"1":3,"3":23}' style="border-right:1px solid #000000;overflow:hidden;padding:0px 3px 0px 3px;vertical-align:bottom;text-align:center;">23</td> </tr> <tr style="height:20px;"> <td style="border-bottom:1px solid #000000;border-left:1px solid #000000;overflow:hidden;padding:0px 3px 0px 3px;vertical-align:bottom;"></td> <td data-sheets-value='{"1":2,"2":"Four-walled"}' style="border-bottom:1px solid #000000;overflow:hidden;padding:0px 3px 0px 3px;vertical-align:bottom;font-weight:bold;">Four-walled</td> <td data-sheets-value='{"1":2,"2":"Opal (A/H/O/H)"}' style="border-right:1px solid #000000;border-bottom:1px solid #000000;overflow:hidden;padding:0px 3px 0px 3px;vertical-align:bottom;font-weight:bold;">Opal (A/H/O/H)</td> <td data-sheets-numberformat='{"1":2,"2":"0.00","3":1}' data-sheets-value='{"1":3,"3":1.28}' style="border-bottom:1px solid #000000;overflow:hidden;padding:0px 3px 0px 3px;vertical-align:bottom;text-align:center;">1.28</td> <td data-sheets-numberformat='{"1":2,"2":"0","3":1}' data-sheets-value='{"1":3,"3":59}' style="border-bottom:1px solid #000000;overflow:hidden;padding:0px 3px 0px 3px;vertical-align:bottom;text-align:center;">59</td> <td data-sheets-numberformat='{"1":2,"2":"0","3":1}' data-sheets-value='{"1":3,"3":46}' style="border-bottom:1px solid #000000;overflow:hidden;padding:0px 3px 0px 3px;vertical-align:bottom;text-align:center;">46</td> <td data-sheets-numberformat='{"1":2,"2":"0","3":1}' data-sheets-value='{"1":3,"3":23}' style="border-right:1px solid #000000;border-bottom:1px solid #000000;overflow:hidden;padding:0px 3px 0px 3px;vertical-align:bottom;text-align:center;">23</td> </tr> <tr style="height:20px;"> <td data-sheets-value='{"1":2,"2":"Polycarbonate"}' style="border-left:1px solid #000000;overflow:hidden;padding:0px 3px 0px 3px;vertical-align:bottom;font-weight:bold;">Polycarbonate</td> <td data-sheets-value='{"1":2,"2":"Single-walled"}' style="overflow:hidden;padding:0px 3px 0px 3px;vertical-align:bottom;font-weight:bold;">Single-walled</td> <td data-sheets-value='{"1":2,"2":"Heatstop Opal (T)"}' style="border-right:1px solid #000000;overflow:hidden;padding:0px 3px 0px 3px;vertical-align:bottom;font-weight:bold;">Heatstop Opal (T)</td> <td data-sheets-numberformat='{"1":2,"2":"0.00","3":1}' data-sheets-value='{"1":3,"3":5.17}' style="overflow:hidden;padding:0px 3px 0px 3px;vertical-align:bottom;text-align:center;">5.17</td> <td data-sheets-numberformat='{"1":2,"2":"0","3":1}' data-sheets-value='{"1":3,"3":49}' style="overflow:hidden;padding:0px 3px 0px 3px;vertical-align:bottom;text-align:center;">49</td> <td data-sheets-numberformat='{"1":2,"2":"0","3":1}' data-sheets-value='{"1":3,"3":59}' style="overflow:hidden;padding:0px 3px 0px 3px;vertical-align:bottom;text-align:center;">59</td> <td data-sheets-numberformat='{"1":2,"2":"0","3":1}' data-sheets-value='{"1":2,"2":"-"}' style="border-right:1px solid #000000;overflow:hidden;padding:0px 3px 0px 3px;vertical-align:bottom;text-align:center;">-</td> </tr> <tr style="height:20px;"> <td data-sheets-value='{"1":2,"2":"Heatstop PC"}' style="border-left:1px solid #000000;overflow:hidden;padding:0px 3px 0px 3px;vertical-align:bottom;font-weight:bold;">Heatstop PC</td> <td data-sheets-value='{"1":2,"2":"Double-walled"}' style="overflow:hidden;padding:0px 3px 0px 3px;vertical-align:bottom;font-weight:bold;">Double-walled</td> <td data-sheets-value='{"1":2,"2":"Clear (T/H)"}' style="border-right:1px solid #000000;overflow:hidden;padding:0px 3px 0px 3px;vertical-align:bottom;font-weight:bold;">Clear (T/H)</td> <td data-sheets-numberformat='{"1":2,"2":"0.00","3":1}' data-sheets-value='{"1":3,"3":2.9}' style="overflow:hidden;padding:0px 3px 0px 3px;vertical-align:bottom;text-align:center;">2.90</td> <td data-sheets-numberformat='{"1":2,"2":"0","3":1}' data-sheets-value='{"1":3,"3":44}' style="overflow:hidden;padding:0px 3px 0px 3px;vertical-align:bottom;text-align:center;">44</td> <td data-sheets-numberformat='{"1":2,"2":"0","3":1}' data-sheets-value='{"1":3,"3":51}' style="overflow:hidden;padding:0px 3px 0px 3px;vertical-align:bottom;text-align:center;">51</td> <td data-sheets-numberformat='{"1":2,"2":"0","3":1}' data-sheets-value='{"1":3,"3":20}' style="border-right:1px solid #000000;overflow:hidden;padding:0px 3px 0px 3px;vertical-align:bottom;text-align:center;">20</td> </tr> <tr style="height:20px;"> <td style="border-left:1px solid #000000;overflow:hidden;padding:0px 3px 0px 3px;vertical-align:bottom;font-weight:bold;"></td> <td data-sheets-value='{"1":2,"2":"Double-walled"}' style="overflow:hidden;padding:0px 3px 0px 3px;vertical-align:bottom;font-weight:bold;">Double-walled</td> <td data-sheets-value='{"1":2,"2":"Opal (T/O)"}' style="border-right:1px solid #000000;overflow:hidden;padding:0px 3px 0px 3px;vertical-align:bottom;font-weight:bold;">Opal (T/O)</td> <td data-sheets-numberformat='{"1":2,"2":"0.00","3":1}' data-sheets-value='{"1":3,"3":2.9}' style="overflow:hidden;padding:0px 3px 0px 3px;vertical-align:bottom;text-align:center;">2.90</td> <td data-sheets-numberformat='{"1":2,"2":"0","3":1}' data-sheets-value='{"1":3,"3":41}' style="overflow:hidden;padding:0px 3px 0px 3px;vertical-align:bottom;text-align:center;">41</td> <td data-sheets-numberformat='{"1":2,"2":"0","3":1}' data-sheets-value='{"1":3,"3":45}' style="overflow:hidden;padding:0px 3px 0px 3px;vertical-align:bottom;text-align:center;">45</td> <td data-sheets-numberformat='{"1":2,"2":"0","3":1}' data-sheets-value='{"1":3,"3":20}' style="border-right:1px solid #000000;overflow:hidden;padding:0px 3px 0px 3px;vertical-align:bottom;text-align:center;">20</td> </tr> <tr style="height:20px;"> <td style="border-left:1px solid #000000;overflow:hidden;padding:0px 3px 0px 3px;vertical-align:bottom;font-weight:bold;"></td> <td data-sheets-value='{"1":2,"2":"Triple-walled"}' style="overflow:hidden; | skylux-160-ce-met-koepel-en-pvc-opstand-16-00-met-lm-motor-en-windvang-0800-x-1100-mm | 8586028056909 | 46872340201805
Smoke and heat exhaust (SHEV) | SHE system | Skylux | Skylux 160° CE with skylight and PVC curb 16/00 with LM-actuator and spoiler 0800 x 1300 mm |  | 50370 | 5412970503705 | 3657.85 | Yes | 30-45 | 55.6 | 800 x 1300 mm | 1300 | 800 |  | PVC 16/00 (16 cm high & roof opening = daylight size) | Rectangular | 5.17 W/m²K - 1.28 W/m²K | 87% - 32% | 90% - 32% | 20dB - 23dB | 160° CE (for industry) | skylight | with spoiler | E | Single actuator | Maximum four-walled skylight possible for this product | Ut-value LT-value g-value Rw-value EN 1873 : 2014 EN ISO 13468 EN 16153 EN 410 EN 410 EN ISO 140-3 Material Walls Shells (W/m²K) (%) (%) (dB) Acrylic Single-walled Clear (H) 5.17 90 87 - PMMA Single-walled Opal (O) 5.17 83 76 - Double-walled Clear (H/H) 2.90 81 75 20 Double-walled Opal (O/O) 2.90 69 58 20 Triple-walled Clear (H/H/H) 1.70 73 65 22 Triple-walled Opal (O/H/O) 1.70 62 51 22 Four-walled Clear (H/H/H/H) 1.28 64 54 23 Four-walled Opal (H/H/O/H) 1.28 59 48 23 Polycarbonate Single-walled Clear (A) 5.17 88 83 - PC Single-walled Opal (D) 5.17 58 60 - Double-walled Clear (A/H) 2.90 79 72 20 Double-walled Clear (A/A) 2.90 77 69 20 Double-walled Opal (A/O) 2.90 73 63 20 Double-walled Opal (A/D) 2.90 51 50 20 Triple-walled Clear (A/H/H) 1.70 71 63 22 Triple-walled Opal (A/O/O) 1.70 61 48 22 Four-walled Clear (A/H/H/H) 1.28 64 52 23 Four-walled Opal (A/H/O/H) 1.28 59 46 23 Polycarbonate Single-walled Heatstop Opal (T) 5.17 49 59 - Heatstop PC Double-walled Clear (T/H) 2.90 44 51 20 Double-walled Opal (T/O) 2.90 41 45 20 Triple-walled Clear (T/H/H) 1.70 40 <td data-sheets-numberformat='{"1":2,"2":"0","3":1}' data-sheets-value='{"1":3,"3":44}' style="overflow:hidden;paddin | https://skylux.eu/en/products/skylux-160-ce-met-koepel-en-pvc-opstand-16-00-met-lm-motor-en-windvang-0800-x-1300-mm | https://skylux.eu/cdn/shop/files/Skylux-160deg-CE-met-koepel-en-pvc-opstand-1600-met-LM-motor-en-windvang-0800-x-1300-mm-RWA-systeem.jpg?v=1702980120&width=1600 | https://skylux.eu/cdn/shop/files/e5a82811-1bb0-48e4-a776-cacb59c7c092_8624e52d-636e-4846-ad3a-7995e4641eda.jpg?v=1688551057&width=1600 | //skylux.eu/cdn/shop/files/E_MH_Mounting_instructions_Skylux_160_CE_LM.pdf?v=12406716259046007223 | //skylux.eu/cdn/shop/files/E_TD_Technical_File_Skylux_Skylux_160_CE_Electric.pdf?v=3667116872303399239 | <style type="text/css" id="isPasted"> <!--td { border: 1px solid #cccccc; } br { mso-data-placement: same-cell; } --> </style> <table border="1" cellpadding="0" cellspacing="0" dir="ltr" style="table-layout:fixed;font-size:10pt;font-family:Arial;border-collapse:collapse;border:none;"><tbody> <tr style="height:20px;"> <td style="overflow:hidden;padding:0px 3px 0px 3px;vertical-align:bottom;"></td> <td style="overflow:hidden;padding:0px 3px 0px 3px;vertical-align:bottom;"></td> <td style="overflow:hidden;padding:0px 3px 0px 3px;vertical-align:bottom;"></td> <td data-sheets-value='{"1":2,"2":"Ut-value"}' style="overflow:hidden;padding:0px 3px 0px 3px;vertical-align:bottom;font-weight:bold;text-align:center;">Ut-value</td> <td data-sheets-value='{"1":2,"2":"LT-value"}' style="overflow:hidden;padding:0px 3px 0px 3px;vertical-align:bottom;font-weight:bold;text-align:center;">LT-value</td> <td data-sheets-value='{"1":2,"2":"g-value"}' style="overflow:hidden;padding:0px 3px 0px 3px;vertical-align:bottom;font-weight:bold;text-align:center;">g-value</td> <td data-sheets-value='{"1":2,"2":"Rw-value "}' style="overflow:hidden;padding:0px 3px 0px 3px;vertical-align:bottom;font-weight:bold;text-align:center;">Rw-value </td> </tr> <tr style="height:20px;"> <td style="overflow:hidden;padding:0px 3px 0px 3px;vertical-align:bottom;"></td> <td style="overflow:hidden;padding:0px 3px 0px 3px;vertical-align:bottom;"></td> <td style="overflow:hidden;padding:0px 3px 0px 3px;vertical-align:bottom;"></td> <td data-sheets-numberformat='{"1":2,"2":"0.00","3":1}' data-sheets-value='{"1":2,"2":"EN 1873 : 2014"}' style="overflow:hidden;padding:0px 3px 0px 3px;vertical-align:bottom;text-align:center;">EN 1873 : 2014</td> <td data-sheets-numberformat='{"1":2,"2":"0","3":1}' data-sheets-value='{"1":2,"2":"EN ISO 13468 EN 16153 EN 410"}' style="overflow:hidden;padding:0px 3px 0px 3px;vertical-align:bottom;text-align:center;">EN ISO 13468 EN 16153 EN 410</td> <td data-sheets-numberformat='{"1":2,"2":"0","3":1}' data-sheets-value='{"1":2,"2":"EN 410"}' style="overflow:hidden;padding:0px 3px 0px 3px;vertical-align:bottom;text-align:center;">EN 410</td> <td data-sheets-value='{"1":2,"2":"EN ISO 140-3\t\t"}' style="overflow:hidden;padding:0px 3px 0px 3px;vertical-align:bottom;text-align:center;">EN ISO 140-3 </td> </tr> <tr style="height:20px;"> <td data-sheets-value='{"1":2,"2":"Material"}' style="border-bottom:1px solid #000000;overflow:hidden;padding:0px 3px 0px 3px;vertical-align:bottom;background-color:#000000;font-weight:bold;color:#ffffff;">Material</td> <td data-sheets-value='{"1":2,"2":"Walls"}' style="border-bottom:1px solid #000000;overflow:hidden;padding:0px 3px 0px 3px;vertical-align:bottom;background-color:#000000;font-weight:bold;color:#ffffff;">Walls</td> <td data-sheets-value='{"1":2,"2":"Shells"}' style="border-bottom:1px solid #000000;overflow:hidden;padding:0px 3px 0px 3px;vertical-align:bottom;background-color:#000000;font-weight:bold;color:#ffffff;">Shells</td> <td data-sheets-numberformat='{"1":2,"2":"0.00","3":1}' data-sheets-value='{"1":2,"2":"(W/m²K)\t"}' style="border-bottom:1px solid #000000;overflow:hidden;padding:0px 3px 0px 3px;vertical-align:bottom;background-color:#000000;font-weight:bold;color:#ffffff;text-align:center;">(W/m²K) </td> <td data-sheets-numberformat='{"1":2,"2":"0","3":1}' data-sheets-value='{"1":2,"2":"(%)"}' style="border-bottom:1px solid #000000;overflow:hidden;padding:0px 3px 0px 3px;vertical-align:bottom;background-color:#000000;font-weight:bold;color:#ffffff;text-align:center;">(%)</td> <td data-sheets-numberformat='{"1":2,"2":"0","3":1}' data-sheets-value='{"1":2,"2":"(%)"}' style="border-bottom:1px solid #000000;overflow:hidden;padding:0px 3px 0px 3px;vertical-align:bottom;background-color:#000000;font-weight:bold;color:#ffffff;text-align:center;">(%)</td> <td data-sheets-value='{"1":2,"2":"(dB)"}' style="border-bottom:1px solid #000000;overflow:hidden;padding:0px 3px 0px 3px;vertical-align:bottom;background-color:#000000;font-weight:bold;color:#ffffff;text-align:center;">(dB)</td> </tr> <tr style="height:20px;"> <td data-sheets-value='{"1":2,"2":"Acrylic"}' style="border-left:1px solid #000000;overflow:hidden;padding:0px 3px 0px 3px;vertical-align:bottom;font-weight:bold;">Acrylic</td> <td data-sheets-value='{"1":2,"2":"Single-walled"}' style="overflow:hidden;padding:0px 3px 0px 3px;vertical-align:bottom;font-weight:bold;">Single-walled</td> <td data-sheets-value='{"1":2,"2":"Clear (H)"}' style="border-right:1px solid #000000;overflow:hidden;padding:0px 3px 0px 3px;vertical-align:bottom;font-weight:bold;">Clear (H)</td> <td data-sheets-numberformat='{"1":2,"2":"0.00","3":1}' data-sheets-value='{"1":3,"3":5.17}' style="overflow:hidden;padding:0px 3px 0px 3px;vertical-align:bottom;text-align:center;">5.17</td> <td data-sheets-numberformat='{"1":2,"2":"0","3":1}' data-sheets-value='{"1":3,"3":90}' style="overflow:hidden;padding:0px 3px 0px 3px;vertical-align:bottom;text-align:center;">90</td> <td data-sheets-numberformat='{"1":2,"2":"0","3":1}' data-sheets-value='{"1":3,"3":87}' style="overflow:hidden;padding:0px 3px 0px 3px;vertical-align:bottom;text-align:center;">87</td> <td data-sheets-numberformat='{"1":2,"2":"0","3":1}' data-sheets-value='{"1":2,"2":"-"}' style="border-right:1px solid #000000;overflow:hidden;padding:0px 3px 0px 3px;vertical-align:bottom;text-align:center;">-</td> </tr> <tr style="height:20px;"> <td data-sheets-value='{"1":2,"2":"PMMA"}' style="border-left:1px solid #000000;overflow:hidden;padding:0px 3px 0px 3px;vertical-align:bottom;font-weight:bold;">PMMA</td> <td data-sheets-value='{"1":2,"2":"Single-walled"}' style="overflow:hidden;padding:0px 3px 0px 3px;vertical-align:bottom;font-weight:bold;">Single-walled</td> <td data-sheets-value='{"1":2,"2":"Opal (O)"}' style="border-right:1px solid #000000;overflow:hidden;padding:0px 3px 0px 3px;vertical-align:bottom;font-weight:bold;">Opal (O)</td> <td data-sheets-numberformat='{"1":2,"2":"0.00","3":1}' data-sheets-value='{"1":3,"3":5.17}' style="overflow:hidden;padding:0px 3px 0px 3px;vertical-align:bottom;text-align:center;">5.17</td> <td data-sheets-numberformat='{"1":2,"2":"0","3":1}' data-sheets-value='{"1":3,"3":83}' style="overflow:hidden;padding:0px 3px 0px 3px;vertical-align:bottom;text-align:center;">83</td> <td data-sheets-numberformat='{"1":2,"2":"0","3":1}' data-sheets-value='{"1":3,"3":76}' style="overflow:hidden;padding:0px 3px 0px 3px;vertical-align:bottom;text-align:center;">76</td> <td data-sheets-numberformat='{"1":2,"2":"0","3":1}' data-sheets-value='{"1":2,"2":"-"}' style="border-right:1px solid #000000;overflow:hidden;padding:0px 3px 0px 3px;vertical-align:bottom;text-align:center;">-</td> </tr> <tr style="height:20px;"> <td style="border-left:1px solid #000000;overflow:hidden;padding:0px 3px 0px 3px;vertical-align:bottom;font-weight:bold;"></td> <td data-sheets-value='{"1":2,"2":"Double-walled"}' style="overflow:hidden;padding:0px 3px 0px 3px;vertical-align:bottom;font-weight:bold;">Double-walled</td> <td data-sheets-value='{"1":2,"2":"Clear (H/H)"}' style="border-right:1px solid #000000;overflow:hidden;padding:0px 3px 0px 3px;vertical-align:bottom;font-weight:bold;">Clear (H/H)</td> <td data-sheets-numberformat='{"1":2,"2":"0.00","3":1}' data-sheets-value='{"1":3,"3":2.9}' style="overflow:hidden;padding:0px 3px 0px 3px;vertical-align:bottom;text-align:center;">2.90</td> <td data-sheets-numberformat='{"1":2,"2":"0","3":1}' data-sheets-value='{"1":3,"3":81}' style="overflow:hidden;padding:0px 3px 0px 3px;vertical-align:bottom;text-align:center;">81</td> <td data-sheets-numberformat='{"1":2,"2":"0","3":1}' data-sheets-value='{"1":3,"3":75}' style="overflow:hidden;padding:0px 3px 0px 3px;vertical-align:bottom;text-align:center;">75</td> <td data-sheets-numberformat='{"1":2,"2":"0","3":1}' data-sheets-value='{"1":3,"3":20}' style="border-right:1px solid #000000;overflow:hidden;padding:0px 3px 0px 3px;vertical-align:bottom;text-align:center;">20</td> </tr> <tr style="height:20px;"> <td style="border-left:1px solid #000000;overflow:hidden;padding:0px 3px 0px 3px;vertical-align:bottom;font-weight:bold;"></td> <td data-sheets-value='{"1":2,"2":"Double-walled"}' style="overflow:hidden;padding:0px 3px 0px 3px;vertical-align:bottom;font-weight:bold;">Double-walled</td> <td data-sheets-value='{"1":2,"2":"Opal (O/O)"}' style="border-right:1px solid #000000;overflow:hidden;padding:0px 3px 0px 3px;vertical-align:bottom;font-weight:bold;">Opal (O/O)</td> <td data-sheets-numberformat='{"1":2,"2":"0.00","3":1}' data-sheets-value='{"1":3,"3":2.9}' style="overflow:hidden;padding:0px 3px 0px 3px;vertical-align:bottom;text-align:center;">2.90</td> <td data-sheets-numberformat='{"1":2,"2":"0","3":1}' data-sheets-value='{"1":3,"3":69}' style="overflow:hidden;padding:0px 3px 0px 3px;vertical-align:bottom;text-align:center;">69</td> <td data-sheets-numberformat='{"1":2,"2":"0","3":1}' data-sheets-value='{"1":3,"3":58}' style="overflow:hidden;padding:0px 3px 0px 3px;vertical-align:bottom;text-align:center;">58</td> <td data-sheets-numberformat='{"1":2,"2":"0","3":1}' data-sheets-value='{"1":3,"3":20}' style="border-right:1px solid #000000;overflow:hidden;padding:0px 3px 0px 3px;vertical-align:bottom;text-align:center;">20</td> </tr> <tr style="height:20px;"> <td style="border-left:1px solid #000000;overflow:hidden;padding:0px 3px 0px 3px;vertical-align:bottom;font-weight:bold;"></td> <td data-sheets-value='{"1":2,"2":"Triple-walled"}' style="overflow:hidden;padding:0px 3px 0px 3px;vertical-align:bottom;font-weight:bold;">Triple-walled</td> <td data-sheets-value='{"1":2,"2":"Clear (H/H/H)"}' style="border-right:1px solid #000000;overflow:hidden;padding:0px 3px 0px 3px;vertical-align:bottom;font-weight:bold;">Clear (H/H/H)</td> <td data-sheets-numberformat='{"1":2,"2":"0.00","3":1}' data-sheets-value='{"1":3,"3":1.7}' style="overflow:hidden;padding:0px 3px 0px 3px;vertical-align:bottom;text-align:center;">1.70</td> <td data-sheets-numberformat='{"1":2,"2":"0","3":1}' data-sheets-value='{"1":3,"3":73}' style="overflow:hidden;padding:0px 3px 0px 3px;vertical-align:bottom;text-align:center;">73</td> <td data-sheets-numberformat='{"1":2,"2":"0","3":1}' data-sheets-value='{"1":3,"3":65}' style="overflow:hidden;padding:0px 3px 0px 3px;vertical-align:bottom;text-align:center;">65</td> <td data-sheets-numberformat='{"1":2,"2":"0","3":1}' data-sheets-value='{"1":3,"3":22}' style="border-right:1px solid #000000;overflow:hidden;padding:0px 3px 0px 3px;vertical-align:bottom;text-align:center;">22</td> </tr> <tr style="height:20px;"> <td style="border-left:1px solid #000000;overflow:hidden;padding:0px 3px 0px 3px;vertical-align:bottom;font-weight:bold;"></td> <td data-sheets-value='{"1":2,"2":"Triple-walled"}' style="overflow:hidden;padding:0px 3px 0px 3px;vertical-align:bottom;font-weight:bold;">Triple-walled</td> <td data-sheets-value='{"1":2,"2":"Opal (O/H/O)"}' style="border-right:1px solid #000000;overflow:hidden;padding:0px 3px 0px 3px;vertical-align:bottom;font-weight:bold;">Opal (O/H/O)</td> <td data-sheets-numberformat='{"1":2,"2":"0.00","3":1}' data-sheets-value='{"1":3,"3":1.7}' style="overflow:hidden;padding:0px 3px 0px 3px;vertical-align:bottom;text-align:center;">1.70</td> <td data-sheets-numberformat='{"1":2,"2":"0","3":1}' data-sheets-value='{"1":3,"3":62}' style="overflow:hidden;padding:0px 3px 0px 3px;vertical-align:bottom;text-align:center;">62</td> <td data-sheets-numberformat='{"1":2,"2":"0","3":1}' data-sheets-value='{"1":3,"3":51}' style="overflow:hidden;padding:0px 3px 0px 3px;vertical-align:bottom;text-align:center;">51</td> <td data-sheets-numberformat='{"1":2,"2":"0","3":1}' data-sheets-value='{"1":3,"3":22}' style="border-right:1px solid #000000;overflow:hidden;padding:0px 3px 0px 3px;vertical-align:bottom;text-align:center;">22</td> </tr> <tr style="height:20px;"> <td style="border-left:1px solid #000000;overflow:hidden;padding:0px 3px 0px 3px;vertical-align:bottom;font-weight:bold;"></td> <td data-sheets-value='{"1":2,"2":"Four-walled"}' style="overflow:hidden;padding:0px 3px 0px 3px;vertical-align:bottom;font-weight:bold;">Four-walled</td> <td data-sheets-value='{"1":2,"2":"Clear (H/H/H/H)"}' style="border-right:1px solid #000000;overflow:hidden;padding:0px 3px 0px 3px;vertical-align:bottom;font-weight:bold;">Clear (H/H/H/H)</td> <td data-sheets-numberformat='{"1":2,"2":"0.00","3":1}' data-sheets-value='{"1":3,"3":1.28}' style="overflow:hidden;padding:0px 3px 0px 3px;vertical-align:bottom;text-align:center;">1.28</td> <td data-sheets-numberformat='{"1":2,"2":"0","3":1}' data-sheets-value='{"1":3,"3":64}' style="overflow:hidden;padding:0px 3px 0px 3px;vertical-align:bottom;text-align:center;">64</td> <td data-sheets-numberformat='{"1":2,"2":"0","3":1}' data-sheets-value='{"1":3,"3":54}' style="overflow:hidden;padding:0px 3px 0px 3px;vertical-align:bottom;text-align:center;">54</td> <td data-sheets-numberformat='{"1":2,"2":"0","3":1}' data-sheets-value='{"1":3,"3":23}' style="border-right:1px solid #000000;overflow:hidden;padding:0px 3px 0px 3px;vertical-align:bottom;text-align:center;">23</td> </tr> <tr style="height:20px;"> <td style="border-bottom:1px solid #000000;border-left:1px solid #000000;overflow:hidden;padding:0px 3px 0px 3px;vertical-align:bottom;"></td> <td data-sheets-value='{"1":2,"2":"Four-walled"}' style="border-bottom:1px solid #000000;overflow:hidden;padding:0px 3px 0px 3px;vertical-align:bottom;font-weight:bold;">Four-walled</td> <td data-sheets-value='{"1":2,"2":"Opal (H/H/O/H)"}' style="border-right:1px solid #000000;border-bottom:1px solid #000000;overflow:hidden;padding:0px 3px 0px 3px;vertical-align:bottom;font-weight:bold;">Opal (H/H/O/H)</td> <td data-sheets-numberformat='{"1":2,"2":"0.00","3":1}' data-sheets-value='{"1":3,"3":1.28}' style="border-bottom:1px solid #000000;overflow:hidden;padding:0px 3px 0px 3px;vertical-align:bottom;text-align:center;">1.28</td> <td data-sheets-numberformat='{"1":2,"2":"0","3":1}' data-sheets-value='{"1":3,"3":59}' style="border-bottom:1px solid #000000;overflow:hidden;padding:0px 3px 0px 3px;vertical-align:bottom;text-align:center;">59</td> <td data-sheets-numberformat='{"1":2,"2":"0","3":1}' data-sheets-value='{"1":3,"3":48}' style="border-bottom:1px solid #000000;overflow:hidden;padding:0px 3px 0px 3px;vertical-align:bottom;text-align:center;">48</td> <td data-sheets-numberformat='{"1":2,"2":"0","3":1}' data-sheets-value='{"1":3,"3":23}' style="border-right:1px solid #000000;border-bottom:1px solid #000000;overflow:hidden;padding:0px 3px 0px 3px;vertical-align:bottom;text-align:center;">23</td> </tr> <tr style="height:20px;"> <td data-sheets-value='{"1":2,"2":"Polycarbonate "}' style="border-left:1px solid #000000;overflow:hidden;padding:0px 3px 0px 3px;vertical-align:bottom;font-weight:bold;">Polycarbonate </td> <td data-sheets-value='{"1":2,"2":"Single-walled"}' style="overflow:hidden;padding:0px 3px 0px 3px;vertical-align:bottom;font-weight:bold;">Single-walled</td> <td data-sheets-value='{"1":2,"2":"Clear (A)"}' style="border-right:1px solid #000000;overflow:hidden;padding:0px 3px 0px 3px;vertical-align:bottom;font-weight:bold;">Clear (A)</td> <td data-sheets-numberformat='{"1":2,"2":"0.00","3":1}' data-sheets-value='{"1":3,"3":5.17}' style="overflow:hidden;padding:0px 3px 0px 3px;vertical-align:bottom;text-align:center;">5.17</td> <td data-sheets-numberformat='{"1":2,"2":"0","3":1}' data-sheets-value='{"1":3,"3":88}' style="overflow:hidden;padding:0px 3px 0px 3px;vertical-align:bottom;text-align:center;">88</td> <td data-sheets-numberformat='{"1":2,"2":"0","3":1}' data-sheets-value='{"1":3,"3":83}' style="overflow:hidden;padding:0px 3px 0px 3px;vertical-align:bottom;text-align:center;">83</td> <td data-sheets-numberformat='{"1":2,"2":"0","3":1}' data-sheets-value='{"1":2,"2":"-"}' style="border-right:1px solid #000000;overflow:hidden;padding:0px 3px 0px 3px;vertical-align:bottom;text-align:center;">-</td> </tr> <tr style="height:20px;"> <td data-sheets-value='{"1":2,"2":"PC"}' style="border-left:1px solid #000000;overflow:hidden;padding:0px 3px 0px 3px;vertical-align:bottom;font-weight:bold;">PC</td> <td data-sheets-value='{"1":2,"2":"Single-walled"}' style="overflow:hidden;padding:0px 3px 0px 3px;vertical-align:bottom;font-weight:bold;">Single-walled</td> <td data-sheets-value='{"1":2,"2":"Opal (D)"}' style="border-right:1px solid #000000;overflow:hidden;padding:0px 3px 0px 3px;vertical-align:bottom;font-weight:bold;">Opal (D)</td> <td data-sheets-numberformat='{"1":2,"2":"0.00","3":1}' data-sheets-value='{"1":3,"3":5.17}' style="overflow:hidden;padding:0px 3px 0px 3px;vertical-align:bottom;text-align:center;">5.17</td> <td data-sheets-numberformat='{"1":2,"2":"0","3":1}' data-sheets-value='{"1":3,"3":58}' style="overflow:hidden;padding:0px 3px 0px 3px;vertical-align:bottom;text-align:center;">58</td> <td data-sheets-numberformat='{"1":2,"2":"0","3":1}' data-sheets-value='{"1":3,"3":60}' style="overflow:hidden;padding:0px 3px 0px 3px;vertical-align:bottom;text-align:center;">60</td> <td data-sheets-numberformat='{"1":2,"2":"0","3":1}' data-sheets-value='{"1":2,"2":"-"}' style="border-right:1px solid #000000;overflow:hidden;padding:0px 3px 0px 3px;vertical-align:bottom;text-align:center;">-</td> </tr> <tr style="height:20px;"> <td style="border-left:1px solid #000000;overflow:hidden;padding:0px 3px 0px 3px;vertical-align:bottom;font-weight:bold;"></td> <td data-sheets-value='{"1":2,"2":"Double-walled"}' style="overflow:hidden;padding:0px 3px 0px 3px;vertical-align:bottom;font-weight:bold;">Double-walled</td> <td data-sheets-value='{"1":2,"2":"Clear (A/H)"}' style="border-right:1px solid #000000;overflow:hidden;padding:0px 3px 0px 3px;vertical-align:bottom;font-weight:bold;">Clear (A/H)</td> <td data-sheets-numberformat='{"1":2,"2":"0.00","3":1}' data-sheets-value='{"1":3,"3":2.9}' style="overflow:hidden;padding:0px 3px 0px 3px;vertical-align:bottom;text-align:center;">2.90</td> <td data-sheets-numberformat='{"1":2,"2":"0","3":1}' data-sheets-value='{"1":3,"3":79}' style="overflow:hidden;padding:0px 3px 0px 3px;vertical-align:bottom;text-align:center;">79</td> <td data-sheets-numberformat='{"1":2,"2":"0","3":1}' data-sheets-value='{"1":3,"3":72}' style="overflow:hidden;padding:0px 3px 0px 3px;vertical-align:bottom;text-align:center;">72</td> <td data-sheets-numberformat='{"1":2,"2":"0","3":1}' data-sheets-value='{"1":3,"3":20}' style="border-right:1px solid #000000;overflow:hidden;padding:0px 3px 0px 3px;vertical-align:bottom;text-align:center;">20</td> </tr> <tr style="height:20px;"> <td style="border-left:1px solid #000000;overflow:hidden;padding:0px 3px 0px 3px;vertical-align:bottom;font-weight:bold;"></td> <td data-sheets-value='{"1":2,"2":"Double-walled"}' style="overflow:hidden;padding:0px 3px 0px 3px;vertical-align:bottom;font-weight:bold;">Double-walled</td> <td data-sheets-value='{"1":2,"2":"Clear (A/A)"}' style="border-right:1px solid #000000;overflow:hidden;padding:0px 3px 0px 3px;vertical-align:bottom;font-weight:bold;">Clear (A/A)</td> <td data-sheets-numberformat='{"1":2,"2":"0.00","3":1}' data-sheets-value='{"1":3,"3":2.9}' style="overflow:hidden;padding:0px 3px 0px 3px;vertical-align:bottom;text-align:center;">2.90</td> <td data-sheets-numberformat='{"1":2,"2":"0","3":1}' data-sheets-value='{"1":3,"3":77}' style="overflow:hidden;padding:0px 3px 0px 3px;vertical-align:bottom;text-align:center;">77</td> <td data-sheets-numberformat='{"1":2,"2":"0","3":1}' data-sheets-value='{"1":3,"3":69}' style="overflow:hidden;padding:0px 3px 0px 3px;vertical-align:bottom;text-align:center;">69</td> <td data-sheets-numberformat='{"1":2,"2":"0","3":1}' data-sheets-value='{"1":3,"3":20}' style="border-right:1px solid #000000;overflow:hidden;padding:0px 3px 0px 3px;vertical-align:bottom;text-align:center;">20</td> </tr> <tr style="height:20px;"> <td style="border-left:1px solid #000000;overflow:hidden;padding:0px 3px 0px 3px;vertical-align:bottom;font-weight:bold;"></td> <td data-sheets-value='{"1":2,"2":"Double-walled"}' style="overflow:hidden;padding:0px 3px 0px 3px;vertical-align:bottom;font-weight:bold;">Double-walled</td> <td data-sheets-value='{"1":2,"2":"Opal (A/O)"}' style="border-right:1px solid #000000;overflow:hidden;padding:0px 3px 0px 3px;vertical-align:bottom;font-weight:bold;">Opal (A/O)</td> <td data-sheets-numberformat='{"1":2,"2":"0.00","3":1}' data-sheets-value='{"1":3,"3":2.9}' style="overflow:hidden;padding:0px 3px 0px 3px;vertical-align:bottom;text-align:center;">2.90</td> <td data-sheets-numberformat='{"1":2,"2":"0","3":1}' data-sheets-value='{"1":3,"3":73}' style="overflow:hidden;padding:0px 3px 0px 3px;vertical-align:bottom;text-align:center;">73</td> <td data-sheets-numberformat='{"1":2,"2":"0","3":1}' data-sheets-value='{"1":3,"3":63}' style="overflow:hidden;padding:0px 3px 0px 3px;vertical-align:bottom;text-align:center;">63</td> <td data-sheets-numberformat='{"1":2,"2":"0","3":1}' data-sheets-value='{"1":3,"3":20}' style="border-right:1px solid #000000;overflow:hidden;padding:0px 3px 0px 3px;vertical-align:bottom;text-align:center;">20</td> </tr> <tr style="height:20px;"> <td style="border-left:1px solid #000000;overflow:hidden;padding:0px 3px 0px 3px;vertical-align:bottom;font-weight:bold;"></td> <td data-sheets-value='{"1":2,"2":"Double-walled"}' style="overflow:hidden;padding:0px 3px 0px 3px;vertical-align:bottom;font-weight:bold;">Double-walled</td> <td data-sheets-value='{"1":2,"2":"Opal (A/D)"}' style="border-right:1px solid #000000;overflow:hidden;padding:0px 3px 0px 3px;vertical-align:bottom;font-weight:bold;">Opal (A/D)</td> <td data-sheets-numberformat='{"1":2,"2":"0.00","3":1}' data-sheets-value='{"1":3,"3":2.9}' style="overflow:hidden;padding:0px 3px 0px 3px;vertical-align:bottom;text-align:center;">2.90</td> <td data-sheets-numberformat='{"1":2,"2":"0","3":1}' data-sheets-value='{"1":3,"3":51}' style="overflow:hidden;padding:0px 3px 0px 3px;vertical-align:bottom;text-align:center;">51</td> <td data-sheets-numberformat='{"1":2,"2":"0","3":1}' data-sheets-value='{"1":3,"3":50}' style="overflow:hidden;padding:0px 3px 0px 3px;vertical-align:bottom;text-align:center;">50</td> <td data-sheets-numberformat='{"1":2,"2":"0","3":1}' data-sheets-value='{"1":3,"3":20}' style="border-right:1px solid #000000;overflow:hidden;padding:0px 3px 0px 3px;vertical-align:bottom;text-align:center;">20</td> </tr> <tr style="height:20px;"> <td style="border-left:1px solid #000000;overflow:hidden;padding:0px 3px 0px 3px;vertical-align:bottom;font-weight:bold;"></td> <td data-sheets-value='{"1":2,"2":"Triple-walled"}' style="overflow:hidden;padding:0px 3px 0px 3px;vertical-align:bottom;font-weight:bold;">Triple-walled</td> <td data-sheets-value='{"1":2,"2":"Clear (A/H/H)"}' style="border-right:1px solid #000000;overflow:hidden;padding:0px 3px 0px 3px;vertical-align:bottom;font-weight:bold;">Clear (A/H/H)</td> <td data-sheets-numberformat='{"1":2,"2":"0.00","3":1}' data-sheets-value='{"1":3,"3":1.7}' style="overflow:hidden;padding:0px 3px 0px 3px;vertical-align:bottom;text-align:center;">1.70</td> <td data-sheets-numberformat='{"1":2,"2":"0","3":1}' data-sheets-value='{"1":3,"3":71}' style="overflow:hidden;padding:0px 3px 0px 3px;vertical-align:bottom;text-align:center;">71</td> <td data-sheets-numberformat='{"1":2,"2":"0","3":1}' data-sheets-value='{"1":3,"3":63}' style="overflow:hidden;padding:0px 3px 0px 3px;vertical-align:bottom;text-align:center;">63</td> <td data-sheets-numberformat='{"1":2,"2":"0","3":1}' data-sheets-value='{"1":3,"3":22}' style="border-right:1px solid #000000;overflow:hidden;padding:0px 3px 0px 3px;vertical-align:bottom;text-align:center;">22</td> </tr> <tr style="height:20px;"> <td style="border-left:1px solid #000000;overflow:hidden;padding:0px 3px 0px 3px;vertical-align:bottom;font-weight:bold;"></td> <td data-sheets-value='{"1":2,"2":"Triple-walled"}' style="overflow:hidden;padding:0px 3px 0px 3px;vertical-align:bottom;font-weight:bold;">Triple-walled</td> <td data-sheets-value='{"1":2,"2":"Opal (A/O/O)"}' style="border-right:1px solid #000000;overflow:hidden;padding:0px 3px 0px 3px;vertical-align:bottom;font-weight:bold;">Opal (A/O/O)</td> <td data-sheets-numberformat='{"1":2,"2":"0.00","3":1}' data-sheets-value='{"1":3,"3":1.7}' style="overflow:hidden;padding:0px 3px 0px 3px;vertical-align:bottom;text-align:center;">1.70</td> <td data-sheets-numberformat='{"1":2,"2":"0","3":1}' data-sheets-value='{"1":3,"3":61}' style="overflow:hidden;padding:0px 3px 0px 3px;vertical-align:bottom;text-align:center;">61</td> <td data-sheets-numberformat='{"1":2,"2":"0","3":1}' data-sheets-value='{"1":3,"3":48}' style="overflow:hidden;padding:0px 3px 0px 3px;vertical-align:bottom;text-align:center;">48</td> <td data-sheets-numberformat='{"1":2,"2":"0","3":1}' data-sheets-value='{"1":3,"3":22}' style="border-right:1px solid #000000;overflow:hidden;padding:0px 3px 0px 3px;vertical-align:bottom;text-align:center;">22</td> </tr> <tr style="height:20px;"> <td style="border-left:1px solid #000000;overflow:hidden;padding:0px 3px 0px 3px;vertical-align:bottom;font-weight:bold;"></td> <td data-sheets-value='{"1":2,"2":"Four-walled"}' style="overflow:hidden;padding:0px 3px 0px 3px;vertical-align:bottom;font-weight:bold;">Four-walled</td> <td data-sheets-value='{"1":2,"2":"Clear (A/H/H/H)"}' style="border-right:1px solid #000000;overflow:hidden;padding:0px 3px 0px 3px;vertical-align:bottom;font-weight:bold;">Clear (A/H/H/H)</td> <td data-sheets-numberformat='{"1":2,"2":"0.00","3":1}' data-sheets-value='{"1":3,"3":1.28}' style="overflow:hidden;padding:0px 3px 0px 3px;vertical-align:bottom;text-align:center;">1.28</td> <td data-sheets-numberformat='{"1":2,"2":"0","3":1}' data-sheets-value='{"1":3,"3":64}' style="overflow:hidden;padding:0px 3px 0px 3px;vertical-align:bottom;text-align:center;">64</td> <td data-sheets-numberformat='{"1":2,"2":"0","3":1}' data-sheets-value='{"1":3,"3":52}' style="overflow:hidden;padding:0px 3px 0px 3px;vertical-align:bottom;text-align:center;">52</td> <td data-sheets-numberformat='{"1":2,"2":"0","3":1}' data-sheets-value='{"1":3,"3":23}' style="border-right:1px solid #000000;overflow:hidden;padding:0px 3px 0px 3px;vertical-align:bottom;text-align:center;">23</td> </tr> <tr style="height:20px;"> <td style="border-bottom:1px solid #000000;border-left:1px solid #000000;overflow:hidden;padding:0px 3px 0px 3px;vertical-align:bottom;"></td> <td data-sheets-value='{"1":2,"2":"Four-walled"}' style="border-bottom:1px solid #000000;overflow:hidden;padding:0px 3px 0px 3px;vertical-align:bottom;font-weight:bold;">Four-walled</td> <td data-sheets-value='{"1":2,"2":"Opal (A/H/O/H)"}' style="border-right:1px solid #000000;border-bottom:1px solid #000000;overflow:hidden;padding:0px 3px 0px 3px;vertical-align:bottom;font-weight:bold;">Opal (A/H/O/H)</td> <td data-sheets-numberformat='{"1":2,"2":"0.00","3":1}' data-sheets-value='{"1":3,"3":1.28}' style="border-bottom:1px solid #000000;overflow:hidden;padding:0px 3px 0px 3px;vertical-align:bottom;text-align:center;">1.28</td> <td data-sheets-numberformat='{"1":2,"2":"0","3":1}' data-sheets-value='{"1":3,"3":59}' style="border-bottom:1px solid #000000;overflow:hidden;padding:0px 3px 0px 3px;vertical-align:bottom;text-align:center;">59</td> <td data-sheets-numberformat='{"1":2,"2":"0","3":1}' data-sheets-value='{"1":3,"3":46}' style="border-bottom:1px solid #000000;overflow:hidden;padding:0px 3px 0px 3px;vertical-align:bottom;text-align:center;">46</td> <td data-sheets-numberformat='{"1":2,"2":"0","3":1}' data-sheets-value='{"1":3,"3":23}' style="border-right:1px solid #000000;border-bottom:1px solid #000000;overflow:hidden;padding:0px 3px 0px 3px;vertical-align:bottom;text-align:center;">23</td> </tr> <tr style="height:20px;"> <td data-sheets-value='{"1":2,"2":"Polycarbonate"}' style="border-left:1px solid #000000;overflow:hidden;padding:0px 3px 0px 3px;vertical-align:bottom;font-weight:bold;">Polycarbonate</td> <td data-sheets-value='{"1":2,"2":"Single-walled"}' style="overflow:hidden;padding:0px 3px 0px 3px;vertical-align:bottom;font-weight:bold;">Single-walled</td> <td data-sheets-value='{"1":2,"2":"Heatstop Opal (T)"}' style="border-right:1px solid #000000;overflow:hidden;padding:0px 3px 0px 3px;vertical-align:bottom;font-weight:bold;">Heatstop Opal (T)</td> <td data-sheets-numberformat='{"1":2,"2":"0.00","3":1}' data-sheets-value='{"1":3,"3":5.17}' style="overflow:hidden;padding:0px 3px 0px 3px;vertical-align:bottom;text-align:center;">5.17</td> <td data-sheets-numberformat='{"1":2,"2":"0","3":1}' data-sheets-value='{"1":3,"3":49}' style="overflow:hidden;padding:0px 3px 0px 3px;vertical-align:bottom;text-align:center;">49</td> <td data-sheets-numberformat='{"1":2,"2":"0","3":1}' data-sheets-value='{"1":3,"3":59}' style="overflow:hidden;padding:0px 3px 0px 3px;vertical-align:bottom;text-align:center;">59</td> <td data-sheets-numberformat='{"1":2,"2":"0","3":1}' data-sheets-value='{"1":2,"2":"-"}' style="border-right:1px solid #000000;overflow:hidden;padding:0px 3px 0px 3px;vertical-align:bottom;text-align:center;">-</td> </tr> <tr style="height:20px;"> <td data-sheets-value='{"1":2,"2":"Heatstop PC"}' style="border-left:1px solid #000000;overflow:hidden;padding:0px 3px 0px 3px;vertical-align:bottom;font-weight:bold;">Heatstop PC</td> <td data-sheets-value='{"1":2,"2":"Double-walled"}' style="overflow:hidden;padding:0px 3px 0px 3px;vertical-align:bottom;font-weight:bold;">Double-walled</td> <td data-sheets-value='{"1":2,"2":"Clear (T/H)"}' style="border-right:1px solid #000000;overflow:hidden;padding:0px 3px 0px 3px;vertical-align:bottom;font-weight:bold;">Clear (T/H)</td> <td data-sheets-numberformat='{"1":2,"2":"0.00","3":1}' data-sheets-value='{"1":3,"3":2.9}' style="overflow:hidden;padding:0px 3px 0px 3px;vertical-align:bottom;text-align:center;">2.90</td> <td data-sheets-numberformat='{"1":2,"2":"0","3":1}' data-sheets-value='{"1":3,"3":44}' style="overflow:hidden;padding:0px 3px 0px 3px;vertical-align:bottom;text-align:center;">44</td> <td data-sheets-numberformat='{"1":2,"2":"0","3":1}' data-sheets-value='{"1":3,"3":51}' style="overflow:hidden;padding:0px 3px 0px 3px;vertical-align:bottom;text-align:center;">51</td> <td data-sheets-numberformat='{"1":2,"2":"0","3":1}' data-sheets-value='{"1":3,"3":20}' style="border-right:1px solid #000000;overflow:hidden;padding:0px 3px 0px 3px;vertical-align:bottom;text-align:center;">20</td> </tr> <tr style="height:20px;"> <td style="border-left:1px solid #000000;overflow:hidden;padding:0px 3px 0px 3px;vertical-align:bottom;font-weight:bold;"></td> <td data-sheets-value='{"1":2,"2":"Double-walled"}' style="overflow:hidden;padding:0px 3px 0px 3px;vertical-align:bottom;font-weight:bold;">Double-walled</td> <td data-sheets-value='{"1":2,"2":"Opal (T/O)"}' style="border-right:1px solid #000000;overflow:hidden;padding:0px 3px 0px 3px;vertical-align:bottom;font-weight:bold;">Opal (T/O)</td> <td data-sheets-numberformat='{"1":2,"2":"0.00","3":1}' data-sheets-value='{"1":3,"3":2.9}' style="overflow:hidden;padding:0px 3px 0px 3px;vertical-align:bottom;text-align:center;">2.90</td> <td data-sheets-numberformat='{"1":2,"2":"0","3":1}' data-sheets-value='{"1":3,"3":41}' style="overflow:hidden;padding:0px 3px 0px 3px;vertical-align:bottom;text-align:center;">41</td> <td data-sheets-numberformat='{"1":2,"2":"0","3":1}' data-sheets-value='{"1":3,"3":45}' style="overflow:hidden;padding:0px 3px 0px 3px;vertical-align:bottom;text-align:center;">45</td> <td data-sheets-numberformat='{"1":2,"2":"0","3":1}' data-sheets-value='{"1":3,"3":20}' style="border-right:1px solid #000000;overflow:hidden;padding:0px 3px 0px 3px;vertical-align:bottom;text-align:center;">20</td> </tr> <tr style="height:20px;"> <td style="border-left:1px solid #000000;overflow:hidden;padding:0px 3px 0px 3px;vertical-align:bottom;font-weight:bold;"></td> <td data-sheets-value='{"1":2,"2":"Triple-walled"}' style="overflow:hidden; | skylux-160-ce-met-koepel-en-pvc-opstand-16-00-met-lm-motor-en-windvang-0800-x-1300-mm | 8586028089677 | 46872340267341
Smoke and heat exhaust (SHEV) | SHE system | Skylux | Skylux 160° CE with skylight and PVC curb 16/00 with LM-actuator and spoiler 0800 x 1400 mm |  | 50371 | 5412970503712 | 3820 | Yes | 30-45 | 53.81 | 800 x 1400 mm | 1400 | 800 |  | PVC 16/00 (16 cm high & roof opening = daylight size) | Rectangular | 5.17 W/m²K - 1.28 W/m²K | 87% - 32% | 90% - 32% | 20dB - 23dB | 160° CE (for industry) | skylight | with spoiler | E | Single actuator | Maximum four-walled skylight possible for this product | Ut-value LT-value g-value Rw-value EN 1873 : 2014 EN ISO 13468 EN 16153 EN 410 EN 410 EN ISO 140-3 Material Walls Shells (W/m²K) (%) (%) (dB) Acrylic Single-walled Clear (H) 5.17 90 87 - PMMA Single-walled Opal (O) 5.17 83 76 - Double-walled Clear (H/H) 2.90 81 75 20 Double-walled Opal (O/O) 2.90 69 58 20 Triple-walled Clear (H/H/H) 1.70 73 65 22 Triple-walled Opal (O/H/O) 1.70 62 51 22 Four-walled Clear (H/H/H/H) 1.28 64 54 23 Four-walled Opal (H/H/O/H) 1.28 59 48 23 Polycarbonate Single-walled Clear (A) 5.17 88 83 - PC Single-walled Opal (D) 5.17 58 60 - Double-walled Clear (A/H) 2.90 79 72 20 Double-walled Clear (A/A) 2.90 77 69 20 Double-walled Opal (A/O) 2.90 73 63 20 Double-walled Opal (A/D) 2.90 51 50 20 Triple-walled Clear (A/H/H) 1.70 71 63 22 Triple-walled Opal (A/O/O) 1.70 61 48 22 Four-walled Clear (A/H/H/H) 1.28 64 52 23 Four-walled Opal (A/H/O/H) 1.28 59 46 23 Polycarbonate Single-walled Heatstop Opal (T) 5.17 49 59 - Heatstop PC Double-walled Clear (T/H) 2.90 44 51 20 Double-walled Opal (T/O) 2.90 41 45 20 Triple-walled Clear (T/H/H) 1.70 40 <td data-sheets-numberformat='{"1":2,"2":"0","3":1}' data-sheets-value='{"1":3,"3":44}' style="overflow:hidden;paddin | https://skylux.eu/en/products/skylux-160-ce-met-koepel-en-pvc-opstand-16-00-met-lm-motor-en-windvang-0800-x-1400-mm | https://skylux.eu/cdn/shop/files/Skylux-160deg-CE-met-koepel-en-pvc-opstand-1600-met-LM-motor-en-windvang-0800-x-1400-mm-RWA-systeem.jpg?v=1702980125&width=1600 | https://skylux.eu/cdn/shop/files/e5a82811-1bb0-48e4-a776-cacb59c7c092_01fc546b-6004-4ccc-9b6b-727f990e75a2.jpg?v=1688551058&width=1600 | //skylux.eu/cdn/shop/files/E_MH_Mounting_instructions_Skylux_160_CE_LM.pdf?v=12406716259046007223 | //skylux.eu/cdn/shop/files/E_TD_Technical_File_Skylux_Skylux_160_CE_Electric.pdf?v=3667116872303399239 | <style type="text/css" id="isPasted"> <!--td { border: 1px solid #cccccc; } br { mso-data-placement: same-cell; } --> </style> <table border="1" cellpadding="0" cellspacing="0" dir="ltr" style="table-layout:fixed;font-size:10pt;font-family:Arial;border-collapse:collapse;border:none;"><tbody> <tr style="height:20px;"> <td style="overflow:hidden;padding:0px 3px 0px 3px;vertical-align:bottom;"></td> <td style="overflow:hidden;padding:0px 3px 0px 3px;vertical-align:bottom;"></td> <td style="overflow:hidden;padding:0px 3px 0px 3px;vertical-align:bottom;"></td> <td data-sheets-value='{"1":2,"2":"Ut-value"}' style="overflow:hidden;padding:0px 3px 0px 3px;vertical-align:bottom;font-weight:bold;text-align:center;">Ut-value</td> <td data-sheets-value='{"1":2,"2":"LT-value"}' style="overflow:hidden;padding:0px 3px 0px 3px;vertical-align:bottom;font-weight:bold;text-align:center;">LT-value</td> <td data-sheets-value='{"1":2,"2":"g-value"}' style="overflow:hidden;padding:0px 3px 0px 3px;vertical-align:bottom;font-weight:bold;text-align:center;">g-value</td> <td data-sheets-value='{"1":2,"2":"Rw-value "}' style="overflow:hidden;padding:0px 3px 0px 3px;vertical-align:bottom;font-weight:bold;text-align:center;">Rw-value </td> </tr> <tr style="height:20px;"> <td style="overflow:hidden;padding:0px 3px 0px 3px;vertical-align:bottom;"></td> <td style="overflow:hidden;padding:0px 3px 0px 3px;vertical-align:bottom;"></td> <td style="overflow:hidden;padding:0px 3px 0px 3px;vertical-align:bottom;"></td> <td data-sheets-numberformat='{"1":2,"2":"0.00","3":1}' data-sheets-value='{"1":2,"2":"EN 1873 : 2014"}' style="overflow:hidden;padding:0px 3px 0px 3px;vertical-align:bottom;text-align:center;">EN 1873 : 2014</td> <td data-sheets-numberformat='{"1":2,"2":"0","3":1}' data-sheets-value='{"1":2,"2":"EN ISO 13468 EN 16153 EN 410"}' style="overflow:hidden;padding:0px 3px 0px 3px;vertical-align:bottom;text-align:center;">EN ISO 13468 EN 16153 EN 410</td> <td data-sheets-numberformat='{"1":2,"2":"0","3":1}' data-sheets-value='{"1":2,"2":"EN 410"}' style="overflow:hidden;padding:0px 3px 0px 3px;vertical-align:bottom;text-align:center;">EN 410</td> <td data-sheets-value='{"1":2,"2":"EN ISO 140-3\t\t"}' style="overflow:hidden;padding:0px 3px 0px 3px;vertical-align:bottom;text-align:center;">EN ISO 140-3 </td> </tr> <tr style="height:20px;"> <td data-sheets-value='{"1":2,"2":"Material"}' style="border-bottom:1px solid #000000;overflow:hidden;padding:0px 3px 0px 3px;vertical-align:bottom;background-color:#000000;font-weight:bold;color:#ffffff;">Material</td> <td data-sheets-value='{"1":2,"2":"Walls"}' style="border-bottom:1px solid #000000;overflow:hidden;padding:0px 3px 0px 3px;vertical-align:bottom;background-color:#000000;font-weight:bold;color:#ffffff;">Walls</td> <td data-sheets-value='{"1":2,"2":"Shells"}' style="border-bottom:1px solid #000000;overflow:hidden;padding:0px 3px 0px 3px;vertical-align:bottom;background-color:#000000;font-weight:bold;color:#ffffff;">Shells</td> <td data-sheets-numberformat='{"1":2,"2":"0.00","3":1}' data-sheets-value='{"1":2,"2":"(W/m²K)\t"}' style="border-bottom:1px solid #000000;overflow:hidden;padding:0px 3px 0px 3px;vertical-align:bottom;background-color:#000000;font-weight:bold;color:#ffffff;text-align:center;">(W/m²K) </td> <td data-sheets-numberformat='{"1":2,"2":"0","3":1}' data-sheets-value='{"1":2,"2":"(%)"}' style="border-bottom:1px solid #000000;overflow:hidden;padding:0px 3px 0px 3px;vertical-align:bottom;background-color:#000000;font-weight:bold;color:#ffffff;text-align:center;">(%)</td> <td data-sheets-numberformat='{"1":2,"2":"0","3":1}' data-sheets-value='{"1":2,"2":"(%)"}' style="border-bottom:1px solid #000000;overflow:hidden;padding:0px 3px 0px 3px;vertical-align:bottom;background-color:#000000;font-weight:bold;color:#ffffff;text-align:center;">(%)</td> <td data-sheets-value='{"1":2,"2":"(dB)"}' style="border-bottom:1px solid #000000;overflow:hidden;padding:0px 3px 0px 3px;vertical-align:bottom;background-color:#000000;font-weight:bold;color:#ffffff;text-align:center;">(dB)</td> </tr> <tr style="height:20px;"> <td data-sheets-value='{"1":2,"2":"Acrylic"}' style="border-left:1px solid #000000;overflow:hidden;padding:0px 3px 0px 3px;vertical-align:bottom;font-weight:bold;">Acrylic</td> <td data-sheets-value='{"1":2,"2":"Single-walled"}' style="overflow:hidden;padding:0px 3px 0px 3px;vertical-align:bottom;font-weight:bold;">Single-walled</td> <td data-sheets-value='{"1":2,"2":"Clear (H)"}' style="border-right:1px solid #000000;overflow:hidden;padding:0px 3px 0px 3px;vertical-align:bottom;font-weight:bold;">Clear (H)</td> <td data-sheets-numberformat='{"1":2,"2":"0.00","3":1}' data-sheets-value='{"1":3,"3":5.17}' style="overflow:hidden;padding:0px 3px 0px 3px;vertical-align:bottom;text-align:center;">5.17</td> <td data-sheets-numberformat='{"1":2,"2":"0","3":1}' data-sheets-value='{"1":3,"3":90}' style="overflow:hidden;padding:0px 3px 0px 3px;vertical-align:bottom;text-align:center;">90</td> <td data-sheets-numberformat='{"1":2,"2":"0","3":1}' data-sheets-value='{"1":3,"3":87}' style="overflow:hidden;padding:0px 3px 0px 3px;vertical-align:bottom;text-align:center;">87</td> <td data-sheets-numberformat='{"1":2,"2":"0","3":1}' data-sheets-value='{"1":2,"2":"-"}' style="border-right:1px solid #000000;overflow:hidden;padding:0px 3px 0px 3px;vertical-align:bottom;text-align:center;">-</td> </tr> <tr style="height:20px;"> <td data-sheets-value='{"1":2,"2":"PMMA"}' style="border-left:1px solid #000000;overflow:hidden;padding:0px 3px 0px 3px;vertical-align:bottom;font-weight:bold;">PMMA</td> <td data-sheets-value='{"1":2,"2":"Single-walled"}' style="overflow:hidden;padding:0px 3px 0px 3px;vertical-align:bottom;font-weight:bold;">Single-walled</td> <td data-sheets-value='{"1":2,"2":"Opal (O)"}' style="border-right:1px solid #000000;overflow:hidden;padding:0px 3px 0px 3px;vertical-align:bottom;font-weight:bold;">Opal (O)</td> <td data-sheets-numberformat='{"1":2,"2":"0.00","3":1}' data-sheets-value='{"1":3,"3":5.17}' style="overflow:hidden;padding:0px 3px 0px 3px;vertical-align:bottom;text-align:center;">5.17</td> <td data-sheets-numberformat='{"1":2,"2":"0","3":1}' data-sheets-value='{"1":3,"3":83}' style="overflow:hidden;padding:0px 3px 0px 3px;vertical-align:bottom;text-align:center;">83</td> <td data-sheets-numberformat='{"1":2,"2":"0","3":1}' data-sheets-value='{"1":3,"3":76}' style="overflow:hidden;padding:0px 3px 0px 3px;vertical-align:bottom;text-align:center;">76</td> <td data-sheets-numberformat='{"1":2,"2":"0","3":1}' data-sheets-value='{"1":2,"2":"-"}' style="border-right:1px solid #000000;overflow:hidden;padding:0px 3px 0px 3px;vertical-align:bottom;text-align:center;">-</td> </tr> <tr style="height:20px;"> <td style="border-left:1px solid #000000;overflow:hidden;padding:0px 3px 0px 3px;vertical-align:bottom;font-weight:bold;"></td> <td data-sheets-value='{"1":2,"2":"Double-walled"}' style="overflow:hidden;padding:0px 3px 0px 3px;vertical-align:bottom;font-weight:bold;">Double-walled</td> <td data-sheets-value='{"1":2,"2":"Clear (H/H)"}' style="border-right:1px solid #000000;overflow:hidden;padding:0px 3px 0px 3px;vertical-align:bottom;font-weight:bold;">Clear (H/H)</td> <td data-sheets-numberformat='{"1":2,"2":"0.00","3":1}' data-sheets-value='{"1":3,"3":2.9}' style="overflow:hidden;padding:0px 3px 0px 3px;vertical-align:bottom;text-align:center;">2.90</td> <td data-sheets-numberformat='{"1":2,"2":"0","3":1}' data-sheets-value='{"1":3,"3":81}' style="overflow:hidden;padding:0px 3px 0px 3px;vertical-align:bottom;text-align:center;">81</td> <td data-sheets-numberformat='{"1":2,"2":"0","3":1}' data-sheets-value='{"1":3,"3":75}' style="overflow:hidden;padding:0px 3px 0px 3px;vertical-align:bottom;text-align:center;">75</td> <td data-sheets-numberformat='{"1":2,"2":"0","3":1}' data-sheets-value='{"1":3,"3":20}' style="border-right:1px solid #000000;overflow:hidden;padding:0px 3px 0px 3px;vertical-align:bottom;text-align:center;">20</td> </tr> <tr style="height:20px;"> <td style="border-left:1px solid #000000;overflow:hidden;padding:0px 3px 0px 3px;vertical-align:bottom;font-weight:bold;"></td> <td data-sheets-value='{"1":2,"2":"Double-walled"}' style="overflow:hidden;padding:0px 3px 0px 3px;vertical-align:bottom;font-weight:bold;">Double-walled</td> <td data-sheets-value='{"1":2,"2":"Opal (O/O)"}' style="border-right:1px solid #000000;overflow:hidden;padding:0px 3px 0px 3px;vertical-align:bottom;font-weight:bold;">Opal (O/O)</td> <td data-sheets-numberformat='{"1":2,"2":"0.00","3":1}' data-sheets-value='{"1":3,"3":2.9}' style="overflow:hidden;padding:0px 3px 0px 3px;vertical-align:bottom;text-align:center;">2.90</td> <td data-sheets-numberformat='{"1":2,"2":"0","3":1}' data-sheets-value='{"1":3,"3":69}' style="overflow:hidden;padding:0px 3px 0px 3px;vertical-align:bottom;text-align:center;">69</td> <td data-sheets-numberformat='{"1":2,"2":"0","3":1}' data-sheets-value='{"1":3,"3":58}' style="overflow:hidden;padding:0px 3px 0px 3px;vertical-align:bottom;text-align:center;">58</td> <td data-sheets-numberformat='{"1":2,"2":"0","3":1}' data-sheets-value='{"1":3,"3":20}' style="border-right:1px solid #000000;overflow:hidden;padding:0px 3px 0px 3px;vertical-align:bottom;text-align:center;">20</td> </tr> <tr style="height:20px;"> <td style="border-left:1px solid #000000;overflow:hidden;padding:0px 3px 0px 3px;vertical-align:bottom;font-weight:bold;"></td> <td data-sheets-value='{"1":2,"2":"Triple-walled"}' style="overflow:hidden;padding:0px 3px 0px 3px;vertical-align:bottom;font-weight:bold;">Triple-walled</td> <td data-sheets-value='{"1":2,"2":"Clear (H/H/H)"}' style="border-right:1px solid #000000;overflow:hidden;padding:0px 3px 0px 3px;vertical-align:bottom;font-weight:bold;">Clear (H/H/H)</td> <td data-sheets-numberformat='{"1":2,"2":"0.00","3":1}' data-sheets-value='{"1":3,"3":1.7}' style="overflow:hidden;padding:0px 3px 0px 3px;vertical-align:bottom;text-align:center;">1.70</td> <td data-sheets-numberformat='{"1":2,"2":"0","3":1}' data-sheets-value='{"1":3,"3":73}' style="overflow:hidden;padding:0px 3px 0px 3px;vertical-align:bottom;text-align:center;">73</td> <td data-sheets-numberformat='{"1":2,"2":"0","3":1}' data-sheets-value='{"1":3,"3":65}' style="overflow:hidden;padding:0px 3px 0px 3px;vertical-align:bottom;text-align:center;">65</td> <td data-sheets-numberformat='{"1":2,"2":"0","3":1}' data-sheets-value='{"1":3,"3":22}' style="border-right:1px solid #000000;overflow:hidden;padding:0px 3px 0px 3px;vertical-align:bottom;text-align:center;">22</td> </tr> <tr style="height:20px;"> <td style="border-left:1px solid #000000;overflow:hidden;padding:0px 3px 0px 3px;vertical-align:bottom;font-weight:bold;"></td> <td data-sheets-value='{"1":2,"2":"Triple-walled"}' style="overflow:hidden;padding:0px 3px 0px 3px;vertical-align:bottom;font-weight:bold;">Triple-walled</td> <td data-sheets-value='{"1":2,"2":"Opal (O/H/O)"}' style="border-right:1px solid #000000;overflow:hidden;padding:0px 3px 0px 3px;vertical-align:bottom;font-weight:bold;">Opal (O/H/O)</td> <td data-sheets-numberformat='{"1":2,"2":"0.00","3":1}' data-sheets-value='{"1":3,"3":1.7}' style="overflow:hidden;padding:0px 3px 0px 3px;vertical-align:bottom;text-align:center;">1.70</td> <td data-sheets-numberformat='{"1":2,"2":"0","3":1}' data-sheets-value='{"1":3,"3":62}' style="overflow:hidden;padding:0px 3px 0px 3px;vertical-align:bottom;text-align:center;">62</td> <td data-sheets-numberformat='{"1":2,"2":"0","3":1}' data-sheets-value='{"1":3,"3":51}' style="overflow:hidden;padding:0px 3px 0px 3px;vertical-align:bottom;text-align:center;">51</td> <td data-sheets-numberformat='{"1":2,"2":"0","3":1}' data-sheets-value='{"1":3,"3":22}' style="border-right:1px solid #000000;overflow:hidden;padding:0px 3px 0px 3px;vertical-align:bottom;text-align:center;">22</td> </tr> <tr style="height:20px;"> <td style="border-left:1px solid #000000;overflow:hidden;padding:0px 3px 0px 3px;vertical-align:bottom;font-weight:bold;"></td> <td data-sheets-value='{"1":2,"2":"Four-walled"}' style="overflow:hidden;padding:0px 3px 0px 3px;vertical-align:bottom;font-weight:bold;">Four-walled</td> <td data-sheets-value='{"1":2,"2":"Clear (H/H/H/H)"}' style="border-right:1px solid #000000;overflow:hidden;padding:0px 3px 0px 3px;vertical-align:bottom;font-weight:bold;">Clear (H/H/H/H)</td> <td data-sheets-numberformat='{"1":2,"2":"0.00","3":1}' data-sheets-value='{"1":3,"3":1.28}' style="overflow:hidden;padding:0px 3px 0px 3px;vertical-align:bottom;text-align:center;">1.28</td> <td data-sheets-numberformat='{"1":2,"2":"0","3":1}' data-sheets-value='{"1":3,"3":64}' style="overflow:hidden;padding:0px 3px 0px 3px;vertical-align:bottom;text-align:center;">64</td> <td data-sheets-numberformat='{"1":2,"2":"0","3":1}' data-sheets-value='{"1":3,"3":54}' style="overflow:hidden;padding:0px 3px 0px 3px;vertical-align:bottom;text-align:center;">54</td> <td data-sheets-numberformat='{"1":2,"2":"0","3":1}' data-sheets-value='{"1":3,"3":23}' style="border-right:1px solid #000000;overflow:hidden;padding:0px 3px 0px 3px;vertical-align:bottom;text-align:center;">23</td> </tr> <tr style="height:20px;"> <td style="border-bottom:1px solid #000000;border-left:1px solid #000000;overflow:hidden;padding:0px 3px 0px 3px;vertical-align:bottom;"></td> <td data-sheets-value='{"1":2,"2":"Four-walled"}' style="border-bottom:1px solid #000000;overflow:hidden;padding:0px 3px 0px 3px;vertical-align:bottom;font-weight:bold;">Four-walled</td> <td data-sheets-value='{"1":2,"2":"Opal (H/H/O/H)"}' style="border-right:1px solid #000000;border-bottom:1px solid #000000;overflow:hidden;padding:0px 3px 0px 3px;vertical-align:bottom;font-weight:bold;">Opal (H/H/O/H)</td> <td data-sheets-numberformat='{"1":2,"2":"0.00","3":1}' data-sheets-value='{"1":3,"3":1.28}' style="border-bottom:1px solid #000000;overflow:hidden;padding:0px 3px 0px 3px;vertical-align:bottom;text-align:center;">1.28</td> <td data-sheets-numberformat='{"1":2,"2":"0","3":1}' data-sheets-value='{"1":3,"3":59}' style="border-bottom:1px solid #000000;overflow:hidden;padding:0px 3px 0px 3px;vertical-align:bottom;text-align:center;">59</td> <td data-sheets-numberformat='{"1":2,"2":"0","3":1}' data-sheets-value='{"1":3,"3":48}' style="border-bottom:1px solid #000000;overflow:hidden;padding:0px 3px 0px 3px;vertical-align:bottom;text-align:center;">48</td> <td data-sheets-numberformat='{"1":2,"2":"0","3":1}' data-sheets-value='{"1":3,"3":23}' style="border-right:1px solid #000000;border-bottom:1px solid #000000;overflow:hidden;padding:0px 3px 0px 3px;vertical-align:bottom;text-align:center;">23</td> </tr> <tr style="height:20px;"> <td data-sheets-value='{"1":2,"2":"Polycarbonate "}' style="border-left:1px solid #000000;overflow:hidden;padding:0px 3px 0px 3px;vertical-align:bottom;font-weight:bold;">Polycarbonate </td> <td data-sheets-value='{"1":2,"2":"Single-walled"}' style="overflow:hidden;padding:0px 3px 0px 3px;vertical-align:bottom;font-weight:bold;">Single-walled</td> <td data-sheets-value='{"1":2,"2":"Clear (A)"}' style="border-right:1px solid #000000;overflow:hidden;padding:0px 3px 0px 3px;vertical-align:bottom;font-weight:bold;">Clear (A)</td> <td data-sheets-numberformat='{"1":2,"2":"0.00","3":1}' data-sheets-value='{"1":3,"3":5.17}' style="overflow:hidden;padding:0px 3px 0px 3px;vertical-align:bottom;text-align:center;">5.17</td> <td data-sheets-numberformat='{"1":2,"2":"0","3":1}' data-sheets-value='{"1":3,"3":88}' style="overflow:hidden;padding:0px 3px 0px 3px;vertical-align:bottom;text-align:center;">88</td> <td data-sheets-numberformat='{"1":2,"2":"0","3":1}' data-sheets-value='{"1":3,"3":83}' style="overflow:hidden;padding:0px 3px 0px 3px;vertical-align:bottom;text-align:center;">83</td> <td data-sheets-numberformat='{"1":2,"2":"0","3":1}' data-sheets-value='{"1":2,"2":"-"}' style="border-right:1px solid #000000;overflow:hidden;padding:0px 3px 0px 3px;vertical-align:bottom;text-align:center;">-</td> </tr> <tr style="height:20px;"> <td data-sheets-value='{"1":2,"2":"PC"}' style="border-left:1px solid #000000;overflow:hidden;padding:0px 3px 0px 3px;vertical-align:bottom;font-weight:bold;">PC</td> <td data-sheets-value='{"1":2,"2":"Single-walled"}' style="overflow:hidden;padding:0px 3px 0px 3px;vertical-align:bottom;font-weight:bold;">Single-walled</td> <td data-sheets-value='{"1":2,"2":"Opal (D)"}' style="border-right:1px solid #000000;overflow:hidden;padding:0px 3px 0px 3px;vertical-align:bottom;font-weight:bold;">Opal (D)</td> <td data-sheets-numberformat='{"1":2,"2":"0.00","3":1}' data-sheets-value='{"1":3,"3":5.17}' style="overflow:hidden;padding:0px 3px 0px 3px;vertical-align:bottom;text-align:center;">5.17</td> <td data-sheets-numberformat='{"1":2,"2":"0","3":1}' data-sheets-value='{"1":3,"3":58}' style="overflow:hidden;padding:0px 3px 0px 3px;vertical-align:bottom;text-align:center;">58</td> <td data-sheets-numberformat='{"1":2,"2":"0","3":1}' data-sheets-value='{"1":3,"3":60}' style="overflow:hidden;padding:0px 3px 0px 3px;vertical-align:bottom;text-align:center;">60</td> <td data-sheets-numberformat='{"1":2,"2":"0","3":1}' data-sheets-value='{"1":2,"2":"-"}' style="border-right:1px solid #000000;overflow:hidden;padding:0px 3px 0px 3px;vertical-align:bottom;text-align:center;">-</td> </tr> <tr style="height:20px;"> <td style="border-left:1px solid #000000;overflow:hidden;padding:0px 3px 0px 3px;vertical-align:bottom;font-weight:bold;"></td> <td data-sheets-value='{"1":2,"2":"Double-walled"}' style="overflow:hidden;padding:0px 3px 0px 3px;vertical-align:bottom;font-weight:bold;">Double-walled</td> <td data-sheets-value='{"1":2,"2":"Clear (A/H)"}' style="border-right:1px solid #000000;overflow:hidden;padding:0px 3px 0px 3px;vertical-align:bottom;font-weight:bold;">Clear (A/H)</td> <td data-sheets-numberformat='{"1":2,"2":"0.00","3":1}' data-sheets-value='{"1":3,"3":2.9}' style="overflow:hidden;padding:0px 3px 0px 3px;vertical-align:bottom;text-align:center;">2.90</td> <td data-sheets-numberformat='{"1":2,"2":"0","3":1}' data-sheets-value='{"1":3,"3":79}' style="overflow:hidden;padding:0px 3px 0px 3px;vertical-align:bottom;text-align:center;">79</td> <td data-sheets-numberformat='{"1":2,"2":"0","3":1}' data-sheets-value='{"1":3,"3":72}' style="overflow:hidden;padding:0px 3px 0px 3px;vertical-align:bottom;text-align:center;">72</td> <td data-sheets-numberformat='{"1":2,"2":"0","3":1}' data-sheets-value='{"1":3,"3":20}' style="border-right:1px solid #000000;overflow:hidden;padding:0px 3px 0px 3px;vertical-align:bottom;text-align:center;">20</td> </tr> <tr style="height:20px;"> <td style="border-left:1px solid #000000;overflow:hidden;padding:0px 3px 0px 3px;vertical-align:bottom;font-weight:bold;"></td> <td data-sheets-value='{"1":2,"2":"Double-walled"}' style="overflow:hidden;padding:0px 3px 0px 3px;vertical-align:bottom;font-weight:bold;">Double-walled</td> <td data-sheets-value='{"1":2,"2":"Clear (A/A)"}' style="border-right:1px solid #000000;overflow:hidden;padding:0px 3px 0px 3px;vertical-align:bottom;font-weight:bold;">Clear (A/A)</td> <td data-sheets-numberformat='{"1":2,"2":"0.00","3":1}' data-sheets-value='{"1":3,"3":2.9}' style="overflow:hidden;padding:0px 3px 0px 3px;vertical-align:bottom;text-align:center;">2.90</td> <td data-sheets-numberformat='{"1":2,"2":"0","3":1}' data-sheets-value='{"1":3,"3":77}' style="overflow:hidden;padding:0px 3px 0px 3px;vertical-align:bottom;text-align:center;">77</td> <td data-sheets-numberformat='{"1":2,"2":"0","3":1}' data-sheets-value='{"1":3,"3":69}' style="overflow:hidden;padding:0px 3px 0px 3px;vertical-align:bottom;text-align:center;">69</td> <td data-sheets-numberformat='{"1":2,"2":"0","3":1}' data-sheets-value='{"1":3,"3":20}' style="border-right:1px solid #000000;overflow:hidden;padding:0px 3px 0px 3px;vertical-align:bottom;text-align:center;">20</td> </tr> <tr style="height:20px;"> <td style="border-left:1px solid #000000;overflow:hidden;padding:0px 3px 0px 3px;vertical-align:bottom;font-weight:bold;"></td> <td data-sheets-value='{"1":2,"2":"Double-walled"}' style="overflow:hidden;padding:0px 3px 0px 3px;vertical-align:bottom;font-weight:bold;">Double-walled</td> <td data-sheets-value='{"1":2,"2":"Opal (A/O)"}' style="border-right:1px solid #000000;overflow:hidden;padding:0px 3px 0px 3px;vertical-align:bottom;font-weight:bold;">Opal (A/O)</td> <td data-sheets-numberformat='{"1":2,"2":"0.00","3":1}' data-sheets-value='{"1":3,"3":2.9}' style="overflow:hidden;padding:0px 3px 0px 3px;vertical-align:bottom;text-align:center;">2.90</td> <td data-sheets-numberformat='{"1":2,"2":"0","3":1}' data-sheets-value='{"1":3,"3":73}' style="overflow:hidden;padding:0px 3px 0px 3px;vertical-align:bottom;text-align:center;">73</td> <td data-sheets-numberformat='{"1":2,"2":"0","3":1}' data-sheets-value='{"1":3,"3":63}' style="overflow:hidden;padding:0px 3px 0px 3px;vertical-align:bottom;text-align:center;">63</td> <td data-sheets-numberformat='{"1":2,"2":"0","3":1}' data-sheets-value='{"1":3,"3":20}' style="border-right:1px solid #000000;overflow:hidden;padding:0px 3px 0px 3px;vertical-align:bottom;text-align:center;">20</td> </tr> <tr style="height:20px;"> <td style="border-left:1px solid #000000;overflow:hidden;padding:0px 3px 0px 3px;vertical-align:bottom;font-weight:bold;"></td> <td data-sheets-value='{"1":2,"2":"Double-walled"}' style="overflow:hidden;padding:0px 3px 0px 3px;vertical-align:bottom;font-weight:bold;">Double-walled</td> <td data-sheets-value='{"1":2,"2":"Opal (A/D)"}' style="border-right:1px solid #000000;overflow:hidden;padding:0px 3px 0px 3px;vertical-align:bottom;font-weight:bold;">Opal (A/D)</td> <td data-sheets-numberformat='{"1":2,"2":"0.00","3":1}' data-sheets-value='{"1":3,"3":2.9}' style="overflow:hidden;padding:0px 3px 0px 3px;vertical-align:bottom;text-align:center;">2.90</td> <td data-sheets-numberformat='{"1":2,"2":"0","3":1}' data-sheets-value='{"1":3,"3":51}' style="overflow:hidden;padding:0px 3px 0px 3px;vertical-align:bottom;text-align:center;">51</td> <td data-sheets-numberformat='{"1":2,"2":"0","3":1}' data-sheets-value='{"1":3,"3":50}' style="overflow:hidden;padding:0px 3px 0px 3px;vertical-align:bottom;text-align:center;">50</td> <td data-sheets-numberformat='{"1":2,"2":"0","3":1}' data-sheets-value='{"1":3,"3":20}' style="border-right:1px solid #000000;overflow:hidden;padding:0px 3px 0px 3px;vertical-align:bottom;text-align:center;">20</td> </tr> <tr style="height:20px;"> <td style="border-left:1px solid #000000;overflow:hidden;padding:0px 3px 0px 3px;vertical-align:bottom;font-weight:bold;"></td> <td data-sheets-value='{"1":2,"2":"Triple-walled"}' style="overflow:hidden;padding:0px 3px 0px 3px;vertical-align:bottom;font-weight:bold;">Triple-walled</td> <td data-sheets-value='{"1":2,"2":"Clear (A/H/H)"}' style="border-right:1px solid #000000;overflow:hidden;padding:0px 3px 0px 3px;vertical-align:bottom;font-weight:bold;">Clear (A/H/H)</td> <td data-sheets-numberformat='{"1":2,"2":"0.00","3":1}' data-sheets-value='{"1":3,"3":1.7}' style="overflow:hidden;padding:0px 3px 0px 3px;vertical-align:bottom;text-align:center;">1.70</td> <td data-sheets-numberformat='{"1":2,"2":"0","3":1}' data-sheets-value='{"1":3,"3":71}' style="overflow:hidden;padding:0px 3px 0px 3px;vertical-align:bottom;text-align:center;">71</td> <td data-sheets-numberformat='{"1":2,"2":"0","3":1}' data-sheets-value='{"1":3,"3":63}' style="overflow:hidden;padding:0px 3px 0px 3px;vertical-align:bottom;text-align:center;">63</td> <td data-sheets-numberformat='{"1":2,"2":"0","3":1}' data-sheets-value='{"1":3,"3":22}' style="border-right:1px solid #000000;overflow:hidden;padding:0px 3px 0px 3px;vertical-align:bottom;text-align:center;">22</td> </tr> <tr style="height:20px;"> <td style="border-left:1px solid #000000;overflow:hidden;padding:0px 3px 0px 3px;vertical-align:bottom;font-weight:bold;"></td> <td data-sheets-value='{"1":2,"2":"Triple-walled"}' style="overflow:hidden;padding:0px 3px 0px 3px;vertical-align:bottom;font-weight:bold;">Triple-walled</td> <td data-sheets-value='{"1":2,"2":"Opal (A/O/O)"}' style="border-right:1px solid #000000;overflow:hidden;padding:0px 3px 0px 3px;vertical-align:bottom;font-weight:bold;">Opal (A/O/O)</td> <td data-sheets-numberformat='{"1":2,"2":"0.00","3":1}' data-sheets-value='{"1":3,"3":1.7}' style="overflow:hidden;padding:0px 3px 0px 3px;vertical-align:bottom;text-align:center;">1.70</td> <td data-sheets-numberformat='{"1":2,"2":"0","3":1}' data-sheets-value='{"1":3,"3":61}' style="overflow:hidden;padding:0px 3px 0px 3px;vertical-align:bottom;text-align:center;">61</td> <td data-sheets-numberformat='{"1":2,"2":"0","3":1}' data-sheets-value='{"1":3,"3":48}' style="overflow:hidden;padding:0px 3px 0px 3px;vertical-align:bottom;text-align:center;">48</td> <td data-sheets-numberformat='{"1":2,"2":"0","3":1}' data-sheets-value='{"1":3,"3":22}' style="border-right:1px solid #000000;overflow:hidden;padding:0px 3px 0px 3px;vertical-align:bottom;text-align:center;">22</td> </tr> <tr style="height:20px;"> <td style="border-left:1px solid #000000;overflow:hidden;padding:0px 3px 0px 3px;vertical-align:bottom;font-weight:bold;"></td> <td data-sheets-value='{"1":2,"2":"Four-walled"}' style="overflow:hidden;padding:0px 3px 0px 3px;vertical-align:bottom;font-weight:bold;">Four-walled</td> <td data-sheets-value='{"1":2,"2":"Clear (A/H/H/H)"}' style="border-right:1px solid #000000;overflow:hidden;padding:0px 3px 0px 3px;vertical-align:bottom;font-weight:bold;">Clear (A/H/H/H)</td> <td data-sheets-numberformat='{"1":2,"2":"0.00","3":1}' data-sheets-value='{"1":3,"3":1.28}' style="overflow:hidden;padding:0px 3px 0px 3px;vertical-align:bottom;text-align:center;">1.28</td> <td data-sheets-numberformat='{"1":2,"2":"0","3":1}' data-sheets-value='{"1":3,"3":64}' style="overflow:hidden;padding:0px 3px 0px 3px;vertical-align:bottom;text-align:center;">64</td> <td data-sheets-numberformat='{"1":2,"2":"0","3":1}' data-sheets-value='{"1":3,"3":52}' style="overflow:hidden;padding:0px 3px 0px 3px;vertical-align:bottom;text-align:center;">52</td> <td data-sheets-numberformat='{"1":2,"2":"0","3":1}' data-sheets-value='{"1":3,"3":23}' style="border-right:1px solid #000000;overflow:hidden;padding:0px 3px 0px 3px;vertical-align:bottom;text-align:center;">23</td> </tr> <tr style="height:20px;"> <td style="border-bottom:1px solid #000000;border-left:1px solid #000000;overflow:hidden;padding:0px 3px 0px 3px;vertical-align:bottom;"></td> <td data-sheets-value='{"1":2,"2":"Four-walled"}' style="border-bottom:1px solid #000000;overflow:hidden;padding:0px 3px 0px 3px;vertical-align:bottom;font-weight:bold;">Four-walled</td> <td data-sheets-value='{"1":2,"2":"Opal (A/H/O/H)"}' style="border-right:1px solid #000000;border-bottom:1px solid #000000;overflow:hidden;padding:0px 3px 0px 3px;vertical-align:bottom;font-weight:bold;">Opal (A/H/O/H)</td> <td data-sheets-numberformat='{"1":2,"2":"0.00","3":1}' data-sheets-value='{"1":3,"3":1.28}' style="border-bottom:1px solid #000000;overflow:hidden;padding:0px 3px 0px 3px;vertical-align:bottom;text-align:center;">1.28</td> <td data-sheets-numberformat='{"1":2,"2":"0","3":1}' data-sheets-value='{"1":3,"3":59}' style="border-bottom:1px solid #000000;overflow:hidden;padding:0px 3px 0px 3px;vertical-align:bottom;text-align:center;">59</td> <td data-sheets-numberformat='{"1":2,"2":"0","3":1}' data-sheets-value='{"1":3,"3":46}' style="border-bottom:1px solid #000000;overflow:hidden;padding:0px 3px 0px 3px;vertical-align:bottom;text-align:center;">46</td> <td data-sheets-numberformat='{"1":2,"2":"0","3":1}' data-sheets-value='{"1":3,"3":23}' style="border-right:1px solid #000000;border-bottom:1px solid #000000;overflow:hidden;padding:0px 3px 0px 3px;vertical-align:bottom;text-align:center;">23</td> </tr> <tr style="height:20px;"> <td data-sheets-value='{"1":2,"2":"Polycarbonate"}' style="border-left:1px solid #000000;overflow:hidden;padding:0px 3px 0px 3px;vertical-align:bottom;font-weight:bold;">Polycarbonate</td> <td data-sheets-value='{"1":2,"2":"Single-walled"}' style="overflow:hidden;padding:0px 3px 0px 3px;vertical-align:bottom;font-weight:bold;">Single-walled</td> <td data-sheets-value='{"1":2,"2":"Heatstop Opal (T)"}' style="border-right:1px solid #000000;overflow:hidden;padding:0px 3px 0px 3px;vertical-align:bottom;font-weight:bold;">Heatstop Opal (T)</td> <td data-sheets-numberformat='{"1":2,"2":"0.00","3":1}' data-sheets-value='{"1":3,"3":5.17}' style="overflow:hidden;padding:0px 3px 0px 3px;vertical-align:bottom;text-align:center;">5.17</td> <td data-sheets-numberformat='{"1":2,"2":"0","3":1}' data-sheets-value='{"1":3,"3":49}' style="overflow:hidden;padding:0px 3px 0px 3px;vertical-align:bottom;text-align:center;">49</td> <td data-sheets-numberformat='{"1":2,"2":"0","3":1}' data-sheets-value='{"1":3,"3":59}' style="overflow:hidden;padding:0px 3px 0px 3px;vertical-align:bottom;text-align:center;">59</td> <td data-sheets-numberformat='{"1":2,"2":"0","3":1}' data-sheets-value='{"1":2,"2":"-"}' style="border-right:1px solid #000000;overflow:hidden;padding:0px 3px 0px 3px;vertical-align:bottom;text-align:center;">-</td> </tr> <tr style="height:20px;"> <td data-sheets-value='{"1":2,"2":"Heatstop PC"}' style="border-left:1px solid #000000;overflow:hidden;padding:0px 3px 0px 3px;vertical-align:bottom;font-weight:bold;">Heatstop PC</td> <td data-sheets-value='{"1":2,"2":"Double-walled"}' style="overflow:hidden;padding:0px 3px 0px 3px;vertical-align:bottom;font-weight:bold;">Double-walled</td> <td data-sheets-value='{"1":2,"2":"Clear (T/H)"}' style="border-right:1px solid #000000;overflow:hidden;padding:0px 3px 0px 3px;vertical-align:bottom;font-weight:bold;">Clear (T/H)</td> <td data-sheets-numberformat='{"1":2,"2":"0.00","3":1}' data-sheets-value='{"1":3,"3":2.9}' style="overflow:hidden;padding:0px 3px 0px 3px;vertical-align:bottom;text-align:center;">2.90</td> <td data-sheets-numberformat='{"1":2,"2":"0","3":1}' data-sheets-value='{"1":3,"3":44}' style="overflow:hidden;padding:0px 3px 0px 3px;vertical-align:bottom;text-align:center;">44</td> <td data-sheets-numberformat='{"1":2,"2":"0","3":1}' data-sheets-value='{"1":3,"3":51}' style="overflow:hidden;padding:0px 3px 0px 3px;vertical-align:bottom;text-align:center;">51</td> <td data-sheets-numberformat='{"1":2,"2":"0","3":1}' data-sheets-value='{"1":3,"3":20}' style="border-right:1px solid #000000;overflow:hidden;padding:0px 3px 0px 3px;vertical-align:bottom;text-align:center;">20</td> </tr> <tr style="height:20px;"> <td style="border-left:1px solid #000000;overflow:hidden;padding:0px 3px 0px 3px;vertical-align:bottom;font-weight:bold;"></td> <td data-sheets-value='{"1":2,"2":"Double-walled"}' style="overflow:hidden;padding:0px 3px 0px 3px;vertical-align:bottom;font-weight:bold;">Double-walled</td> <td data-sheets-value='{"1":2,"2":"Opal (T/O)"}' style="border-right:1px solid #000000;overflow:hidden;padding:0px 3px 0px 3px;vertical-align:bottom;font-weight:bold;">Opal (T/O)</td> <td data-sheets-numberformat='{"1":2,"2":"0.00","3":1}' data-sheets-value='{"1":3,"3":2.9}' style="overflow:hidden;padding:0px 3px 0px 3px;vertical-align:bottom;text-align:center;">2.90</td> <td data-sheets-numberformat='{"1":2,"2":"0","3":1}' data-sheets-value='{"1":3,"3":41}' style="overflow:hidden;padding:0px 3px 0px 3px;vertical-align:bottom;text-align:center;">41</td> <td data-sheets-numberformat='{"1":2,"2":"0","3":1}' data-sheets-value='{"1":3,"3":45}' style="overflow:hidden;padding:0px 3px 0px 3px;vertical-align:bottom;text-align:center;">45</td> <td data-sheets-numberformat='{"1":2,"2":"0","3":1}' data-sheets-value='{"1":3,"3":20}' style="border-right:1px solid #000000;overflow:hidden;padding:0px 3px 0px 3px;vertical-align:bottom;text-align:center;">20</td> </tr> <tr style="height:20px;"> <td style="border-left:1px solid #000000;overflow:hidden;padding:0px 3px 0px 3px;vertical-align:bottom;font-weight:bold;"></td> <td data-sheets-value='{"1":2,"2":"Triple-walled"}' style="overflow:hidden; | skylux-160-ce-met-koepel-en-pvc-opstand-16-00-met-lm-motor-en-windvang-0800-x-1400-mm | 8586028122445 | 46872340562253
Smoke and heat exhaust (SHEV) | SHE system | Skylux | Skylux 160° CE with skylight and PVC curb 16/00 with LM-actuator and spoiler 0900 x 1200 mm |  | 50372 | 5412970503729 | 3674.8 | Yes | 30-45 | 55.74 | 900 x 1200 mm | 1200 | 900 |  | PVC 16/00 (16 cm high & roof opening = daylight size) | Rectangular | 5.17 W/m²K - 1.28 W/m²K | 87% - 32% | 90% - 32% | 20dB - 23dB | 160° CE (for industry) | skylight | with spoiler | E | Single actuator | Maximum four-walled skylight possible for this product | Ut-value LT-value g-value Rw-value EN 1873 : 2014 EN ISO 13468 EN 16153 EN 410 EN 410 EN ISO 140-3 Material Walls Shells (W/m²K) (%) (%) (dB) Acrylic Single-walled Clear (H) 5.17 90 87 - PMMA Single-walled Opal (O) 5.17 83 76 - Double-walled Clear (H/H) 2.90 81 75 20 Double-walled Opal (O/O) 2.90 69 58 20 Triple-walled Clear (H/H/H) 1.70 73 65 22 Triple-walled Opal (O/H/O) 1.70 62 51 22 Four-walled Clear (H/H/H/H) 1.28 64 54 23 Four-walled Opal (H/H/O/H) 1.28 59 48 23 Polycarbonate Single-walled Clear (A) 5.17 88 83 - PC Single-walled Opal (D) 5.17 58 60 - Double-walled Clear (A/H) 2.90 79 72 20 Double-walled Clear (A/A) 2.90 77 69 20 Double-walled Opal (A/O) 2.90 73 63 20 Double-walled Opal (A/D) 2.90 51 50 20 Triple-walled Clear (A/H/H) 1.70 71 63 22 Triple-walled Opal (A/O/O) 1.70 61 48 22 Four-walled Clear (A/H/H/H) 1.28 64 52 23 Four-walled Opal (A/H/O/H) 1.28 59 46 23 Polycarbonate Single-walled Heatstop Opal (T) 5.17 49 59 - Heatstop PC Double-walled Clear (T/H) 2.90 44 51 20 Double-walled Opal (T/O) 2.90 41 45 20 Triple-walled Clear (T/H/H) 1.70 40 <td data-sheets-numberformat='{"1":2,"2":"0","3":1}' data-sheets-value='{"1":3,"3":44}' style="overflow:hidden;paddin | https://skylux.eu/en/products/skylux-160-ce-met-koepel-en-pvc-opstand-16-00-met-lm-motor-en-windvang-0900-x-1200-mm | https://skylux.eu/cdn/shop/files/Skylux-160deg-CE-met-koepel-en-pvc-opstand-1600-met-LM-motor-en-windvang-0900-x-1200-mm-RWA-systeem.jpg?v=1702980131&width=1600 | https://skylux.eu/cdn/shop/files/e5a82811-1bb0-48e4-a776-cacb59c7c092_3b0ef9c5-1764-43b5-9dfd-67e6a223e10d.jpg?v=1688551059&width=1600 | //skylux.eu/cdn/shop/files/E_MH_Mounting_instructions_Skylux_160_CE_LM.pdf?v=12406716259046007223 | //skylux.eu/cdn/shop/files/E_TD_Technical_File_Skylux_Skylux_160_CE_Electric.pdf?v=3667116872303399239 | <style type="text/css" id="isPasted"> <!--td { border: 1px solid #cccccc; } br { mso-data-placement: same-cell; } --> </style> <table border="1" cellpadding="0" cellspacing="0" dir="ltr" style="table-layout:fixed;font-size:10pt;font-family:Arial;border-collapse:collapse;border:none;"><tbody> <tr style="height:20px;"> <td style="overflow:hidden;padding:0px 3px 0px 3px;vertical-align:bottom;"></td> <td style="overflow:hidden;padding:0px 3px 0px 3px;vertical-align:bottom;"></td> <td style="overflow:hidden;padding:0px 3px 0px 3px;vertical-align:bottom;"></td> <td data-sheets-value='{"1":2,"2":"Ut-value"}' style="overflow:hidden;padding:0px 3px 0px 3px;vertical-align:bottom;font-weight:bold;text-align:center;">Ut-value</td> <td data-sheets-value='{"1":2,"2":"LT-value"}' style="overflow:hidden;padding:0px 3px 0px 3px;vertical-align:bottom;font-weight:bold;text-align:center;">LT-value</td> <td data-sheets-value='{"1":2,"2":"g-value"}' style="overflow:hidden;padding:0px 3px 0px 3px;vertical-align:bottom;font-weight:bold;text-align:center;">g-value</td> <td data-sheets-value='{"1":2,"2":"Rw-value "}' style="overflow:hidden;padding:0px 3px 0px 3px;vertical-align:bottom;font-weight:bold;text-align:center;">Rw-value </td> </tr> <tr style="height:20px;"> <td style="overflow:hidden;padding:0px 3px 0px 3px;vertical-align:bottom;"></td> <td style="overflow:hidden;padding:0px 3px 0px 3px;vertical-align:bottom;"></td> <td style="overflow:hidden;padding:0px 3px 0px 3px;vertical-align:bottom;"></td> <td data-sheets-numberformat='{"1":2,"2":"0.00","3":1}' data-sheets-value='{"1":2,"2":"EN 1873 : 2014"}' style="overflow:hidden;padding:0px 3px 0px 3px;vertical-align:bottom;text-align:center;">EN 1873 : 2014</td> <td data-sheets-numberformat='{"1":2,"2":"0","3":1}' data-sheets-value='{"1":2,"2":"EN ISO 13468 EN 16153 EN 410"}' style="overflow:hidden;padding:0px 3px 0px 3px;vertical-align:bottom;text-align:center;">EN ISO 13468 EN 16153 EN 410</td> <td data-sheets-numberformat='{"1":2,"2":"0","3":1}' data-sheets-value='{"1":2,"2":"EN 410"}' style="overflow:hidden;padding:0px 3px 0px 3px;vertical-align:bottom;text-align:center;">EN 410</td> <td data-sheets-value='{"1":2,"2":"EN ISO 140-3\t\t"}' style="overflow:hidden;padding:0px 3px 0px 3px;vertical-align:bottom;text-align:center;">EN ISO 140-3 </td> </tr> <tr style="height:20px;"> <td data-sheets-value='{"1":2,"2":"Material"}' style="border-bottom:1px solid #000000;overflow:hidden;padding:0px 3px 0px 3px;vertical-align:bottom;background-color:#000000;font-weight:bold;color:#ffffff;">Material</td> <td data-sheets-value='{"1":2,"2":"Walls"}' style="border-bottom:1px solid #000000;overflow:hidden;padding:0px 3px 0px 3px;vertical-align:bottom;background-color:#000000;font-weight:bold;color:#ffffff;">Walls</td> <td data-sheets-value='{"1":2,"2":"Shells"}' style="border-bottom:1px solid #000000;overflow:hidden;padding:0px 3px 0px 3px;vertical-align:bottom;background-color:#000000;font-weight:bold;color:#ffffff;">Shells</td> <td data-sheets-numberformat='{"1":2,"2":"0.00","3":1}' data-sheets-value='{"1":2,"2":"(W/m²K)\t"}' style="border-bottom:1px solid #000000;overflow:hidden;padding:0px 3px 0px 3px;vertical-align:bottom;background-color:#000000;font-weight:bold;color:#ffffff;text-align:center;">(W/m²K) </td> <td data-sheets-numberformat='{"1":2,"2":"0","3":1}' data-sheets-value='{"1":2,"2":"(%)"}' style="border-bottom:1px solid #000000;overflow:hidden;padding:0px 3px 0px 3px;vertical-align:bottom;background-color:#000000;font-weight:bold;color:#ffffff;text-align:center;">(%)</td> <td data-sheets-numberformat='{"1":2,"2":"0","3":1}' data-sheets-value='{"1":2,"2":"(%)"}' style="border-bottom:1px solid #000000;overflow:hidden;padding:0px 3px 0px 3px;vertical-align:bottom;background-color:#000000;font-weight:bold;color:#ffffff;text-align:center;">(%)</td> <td data-sheets-value='{"1":2,"2":"(dB)"}' style="border-bottom:1px solid #000000;overflow:hidden;padding:0px 3px 0px 3px;vertical-align:bottom;background-color:#000000;font-weight:bold;color:#ffffff;text-align:center;">(dB)</td> </tr> <tr style="height:20px;"> <td data-sheets-value='{"1":2,"2":"Acrylic"}' style="border-left:1px solid #000000;overflow:hidden;padding:0px 3px 0px 3px;vertical-align:bottom;font-weight:bold;">Acrylic</td> <td data-sheets-value='{"1":2,"2":"Single-walled"}' style="overflow:hidden;padding:0px 3px 0px 3px;vertical-align:bottom;font-weight:bold;">Single-walled</td> <td data-sheets-value='{"1":2,"2":"Clear (H)"}' style="border-right:1px solid #000000;overflow:hidden;padding:0px 3px 0px 3px;vertical-align:bottom;font-weight:bold;">Clear (H)</td> <td data-sheets-numberformat='{"1":2,"2":"0.00","3":1}' data-sheets-value='{"1":3,"3":5.17}' style="overflow:hidden;padding:0px 3px 0px 3px;vertical-align:bottom;text-align:center;">5.17</td> <td data-sheets-numberformat='{"1":2,"2":"0","3":1}' data-sheets-value='{"1":3,"3":90}' style="overflow:hidden;padding:0px 3px 0px 3px;vertical-align:bottom;text-align:center;">90</td> <td data-sheets-numberformat='{"1":2,"2":"0","3":1}' data-sheets-value='{"1":3,"3":87}' style="overflow:hidden;padding:0px 3px 0px 3px;vertical-align:bottom;text-align:center;">87</td> <td data-sheets-numberformat='{"1":2,"2":"0","3":1}' data-sheets-value='{"1":2,"2":"-"}' style="border-right:1px solid #000000;overflow:hidden;padding:0px 3px 0px 3px;vertical-align:bottom;text-align:center;">-</td> </tr> <tr style="height:20px;"> <td data-sheets-value='{"1":2,"2":"PMMA"}' style="border-left:1px solid #000000;overflow:hidden;padding:0px 3px 0px 3px;vertical-align:bottom;font-weight:bold;">PMMA</td> <td data-sheets-value='{"1":2,"2":"Single-walled"}' style="overflow:hidden;padding:0px 3px 0px 3px;vertical-align:bottom;font-weight:bold;">Single-walled</td> <td data-sheets-value='{"1":2,"2":"Opal (O)"}' style="border-right:1px solid #000000;overflow:hidden;padding:0px 3px 0px 3px;vertical-align:bottom;font-weight:bold;">Opal (O)</td> <td data-sheets-numberformat='{"1":2,"2":"0.00","3":1}' data-sheets-value='{"1":3,"3":5.17}' style="overflow:hidden;padding:0px 3px 0px 3px;vertical-align:bottom;text-align:center;">5.17</td> <td data-sheets-numberformat='{"1":2,"2":"0","3":1}' data-sheets-value='{"1":3,"3":83}' style="overflow:hidden;padding:0px 3px 0px 3px;vertical-align:bottom;text-align:center;">83</td> <td data-sheets-numberformat='{"1":2,"2":"0","3":1}' data-sheets-value='{"1":3,"3":76}' style="overflow:hidden;padding:0px 3px 0px 3px;vertical-align:bottom;text-align:center;">76</td> <td data-sheets-numberformat='{"1":2,"2":"0","3":1}' data-sheets-value='{"1":2,"2":"-"}' style="border-right:1px solid #000000;overflow:hidden;padding:0px 3px 0px 3px;vertical-align:bottom;text-align:center;">-</td> </tr> <tr style="height:20px;"> <td style="border-left:1px solid #000000;overflow:hidden;padding:0px 3px 0px 3px;vertical-align:bottom;font-weight:bold;"></td> <td data-sheets-value='{"1":2,"2":"Double-walled"}' style="overflow:hidden;padding:0px 3px 0px 3px;vertical-align:bottom;font-weight:bold;">Double-walled</td> <td data-sheets-value='{"1":2,"2":"Clear (H/H)"}' style="border-right:1px solid #000000;overflow:hidden;padding:0px 3px 0px 3px;vertical-align:bottom;font-weight:bold;">Clear (H/H)</td> <td data-sheets-numberformat='{"1":2,"2":"0.00","3":1}' data-sheets-value='{"1":3,"3":2.9}' style="overflow:hidden;padding:0px 3px 0px 3px;vertical-align:bottom;text-align:center;">2.90</td> <td data-sheets-numberformat='{"1":2,"2":"0","3":1}' data-sheets-value='{"1":3,"3":81}' style="overflow:hidden;padding:0px 3px 0px 3px;vertical-align:bottom;text-align:center;">81</td> <td data-sheets-numberformat='{"1":2,"2":"0","3":1}' data-sheets-value='{"1":3,"3":75}' style="overflow:hidden;padding:0px 3px 0px 3px;vertical-align:bottom;text-align:center;">75</td> <td data-sheets-numberformat='{"1":2,"2":"0","3":1}' data-sheets-value='{"1":3,"3":20}' style="border-right:1px solid #000000;overflow:hidden;padding:0px 3px 0px 3px;vertical-align:bottom;text-align:center;">20</td> </tr> <tr style="height:20px;"> <td style="border-left:1px solid #000000;overflow:hidden;padding:0px 3px 0px 3px;vertical-align:bottom;font-weight:bold;"></td> <td data-sheets-value='{"1":2,"2":"Double-walled"}' style="overflow:hidden;padding:0px 3px 0px 3px;vertical-align:bottom;font-weight:bold;">Double-walled</td> <td data-sheets-value='{"1":2,"2":"Opal (O/O)"}' style="border-right:1px solid #000000;overflow:hidden;padding:0px 3px 0px 3px;vertical-align:bottom;font-weight:bold;">Opal (O/O)</td> <td data-sheets-numberformat='{"1":2,"2":"0.00","3":1}' data-sheets-value='{"1":3,"3":2.9}' style="overflow:hidden;padding:0px 3px 0px 3px;vertical-align:bottom;text-align:center;">2.90</td> <td data-sheets-numberformat='{"1":2,"2":"0","3":1}' data-sheets-value='{"1":3,"3":69}' style="overflow:hidden;padding:0px 3px 0px 3px;vertical-align:bottom;text-align:center;">69</td> <td data-sheets-numberformat='{"1":2,"2":"0","3":1}' data-sheets-value='{"1":3,"3":58}' style="overflow:hidden;padding:0px 3px 0px 3px;vertical-align:bottom;text-align:center;">58</td> <td data-sheets-numberformat='{"1":2,"2":"0","3":1}' data-sheets-value='{"1":3,"3":20}' style="border-right:1px solid #000000;overflow:hidden;padding:0px 3px 0px 3px;vertical-align:bottom;text-align:center;">20</td> </tr> <tr style="height:20px;"> <td style="border-left:1px solid #000000;overflow:hidden;padding:0px 3px 0px 3px;vertical-align:bottom;font-weight:bold;"></td> <td data-sheets-value='{"1":2,"2":"Triple-walled"}' style="overflow:hidden;padding:0px 3px 0px 3px;vertical-align:bottom;font-weight:bold;">Triple-walled</td> <td data-sheets-value='{"1":2,"2":"Clear (H/H/H)"}' style="border-right:1px solid #000000;overflow:hidden;padding:0px 3px 0px 3px;vertical-align:bottom;font-weight:bold;">Clear (H/H/H)</td> <td data-sheets-numberformat='{"1":2,"2":"0.00","3":1}' data-sheets-value='{"1":3,"3":1.7}' style="overflow:hidden;padding:0px 3px 0px 3px;vertical-align:bottom;text-align:center;">1.70</td> <td data-sheets-numberformat='{"1":2,"2":"0","3":1}' data-sheets-value='{"1":3,"3":73}' style="overflow:hidden;padding:0px 3px 0px 3px;vertical-align:bottom;text-align:center;">73</td> <td data-sheets-numberformat='{"1":2,"2":"0","3":1}' data-sheets-value='{"1":3,"3":65}' style="overflow:hidden;padding:0px 3px 0px 3px;vertical-align:bottom;text-align:center;">65</td> <td data-sheets-numberformat='{"1":2,"2":"0","3":1}' data-sheets-value='{"1":3,"3":22}' style="border-right:1px solid #000000;overflow:hidden;padding:0px 3px 0px 3px;vertical-align:bottom;text-align:center;">22</td> </tr> <tr style="height:20px;"> <td style="border-left:1px solid #000000;overflow:hidden;padding:0px 3px 0px 3px;vertical-align:bottom;font-weight:bold;"></td> <td data-sheets-value='{"1":2,"2":"Triple-walled"}' style="overflow:hidden;padding:0px 3px 0px 3px;vertical-align:bottom;font-weight:bold;">Triple-walled</td> <td data-sheets-value='{"1":2,"2":"Opal (O/H/O)"}' style="border-right:1px solid #000000;overflow:hidden;padding:0px 3px 0px 3px;vertical-align:bottom;font-weight:bold;">Opal (O/H/O)</td> <td data-sheets-numberformat='{"1":2,"2":"0.00","3":1}' data-sheets-value='{"1":3,"3":1.7}' style="overflow:hidden;padding:0px 3px 0px 3px;vertical-align:bottom;text-align:center;">1.70</td> <td data-sheets-numberformat='{"1":2,"2":"0","3":1}' data-sheets-value='{"1":3,"3":62}' style="overflow:hidden;padding:0px 3px 0px 3px;vertical-align:bottom;text-align:center;">62</td> <td data-sheets-numberformat='{"1":2,"2":"0","3":1}' data-sheets-value='{"1":3,"3":51}' style="overflow:hidden;padding:0px 3px 0px 3px;vertical-align:bottom;text-align:center;">51</td> <td data-sheets-numberformat='{"1":2,"2":"0","3":1}' data-sheets-value='{"1":3,"3":22}' style="border-right:1px solid #000000;overflow:hidden;padding:0px 3px 0px 3px;vertical-align:bottom;text-align:center;">22</td> </tr> <tr style="height:20px;"> <td style="border-left:1px solid #000000;overflow:hidden;padding:0px 3px 0px 3px;vertical-align:bottom;font-weight:bold;"></td> <td data-sheets-value='{"1":2,"2":"Four-walled"}' style="overflow:hidden;padding:0px 3px 0px 3px;vertical-align:bottom;font-weight:bold;">Four-walled</td> <td data-sheets-value='{"1":2,"2":"Clear (H/H/H/H)"}' style="border-right:1px solid #000000;overflow:hidden;padding:0px 3px 0px 3px;vertical-align:bottom;font-weight:bold;">Clear (H/H/H/H)</td> <td data-sheets-numberformat='{"1":2,"2":"0.00","3":1}' data-sheets-value='{"1":3,"3":1.28}' style="overflow:hidden;padding:0px 3px 0px 3px;vertical-align:bottom;text-align:center;">1.28</td> <td data-sheets-numberformat='{"1":2,"2":"0","3":1}' data-sheets-value='{"1":3,"3":64}' style="overflow:hidden;padding:0px 3px 0px 3px;vertical-align:bottom;text-align:center;">64</td> <td data-sheets-numberformat='{"1":2,"2":"0","3":1}' data-sheets-value='{"1":3,"3":54}' style="overflow:hidden;padding:0px 3px 0px 3px;vertical-align:bottom;text-align:center;">54</td> <td data-sheets-numberformat='{"1":2,"2":"0","3":1}' data-sheets-value='{"1":3,"3":23}' style="border-right:1px solid #000000;overflow:hidden;padding:0px 3px 0px 3px;vertical-align:bottom;text-align:center;">23</td> </tr> <tr style="height:20px;"> <td style="border-bottom:1px solid #000000;border-left:1px solid #000000;overflow:hidden;padding:0px 3px 0px 3px;vertical-align:bottom;"></td> <td data-sheets-value='{"1":2,"2":"Four-walled"}' style="border-bottom:1px solid #000000;overflow:hidden;padding:0px 3px 0px 3px;vertical-align:bottom;font-weight:bold;">Four-walled</td> <td data-sheets-value='{"1":2,"2":"Opal (H/H/O/H)"}' style="border-right:1px solid #000000;border-bottom:1px solid #000000;overflow:hidden;padding:0px 3px 0px 3px;vertical-align:bottom;font-weight:bold;">Opal (H/H/O/H)</td> <td data-sheets-numberformat='{"1":2,"2":"0.00","3":1}' data-sheets-value='{"1":3,"3":1.28}' style="border-bottom:1px solid #000000;overflow:hidden;padding:0px 3px 0px 3px;vertical-align:bottom;text-align:center;">1.28</td> <td data-sheets-numberformat='{"1":2,"2":"0","3":1}' data-sheets-value='{"1":3,"3":59}' style="border-bottom:1px solid #000000;overflow:hidden;padding:0px 3px 0px 3px;vertical-align:bottom;text-align:center;">59</td> <td data-sheets-numberformat='{"1":2,"2":"0","3":1}' data-sheets-value='{"1":3,"3":48}' style="border-bottom:1px solid #000000;overflow:hidden;padding:0px 3px 0px 3px;vertical-align:bottom;text-align:center;">48</td> <td data-sheets-numberformat='{"1":2,"2":"0","3":1}' data-sheets-value='{"1":3,"3":23}' style="border-right:1px solid #000000;border-bottom:1px solid #000000;overflow:hidden;padding:0px 3px 0px 3px;vertical-align:bottom;text-align:center;">23</td> </tr> <tr style="height:20px;"> <td data-sheets-value='{"1":2,"2":"Polycarbonate "}' style="border-left:1px solid #000000;overflow:hidden;padding:0px 3px 0px 3px;vertical-align:bottom;font-weight:bold;">Polycarbonate </td> <td data-sheets-value='{"1":2,"2":"Single-walled"}' style="overflow:hidden;padding:0px 3px 0px 3px;vertical-align:bottom;font-weight:bold;">Single-walled</td> <td data-sheets-value='{"1":2,"2":"Clear (A)"}' style="border-right:1px solid #000000;overflow:hidden;padding:0px 3px 0px 3px;vertical-align:bottom;font-weight:bold;">Clear (A)</td> <td data-sheets-numberformat='{"1":2,"2":"0.00","3":1}' data-sheets-value='{"1":3,"3":5.17}' style="overflow:hidden;padding:0px 3px 0px 3px;vertical-align:bottom;text-align:center;">5.17</td> <td data-sheets-numberformat='{"1":2,"2":"0","3":1}' data-sheets-value='{"1":3,"3":88}' style="overflow:hidden;padding:0px 3px 0px 3px;vertical-align:bottom;text-align:center;">88</td> <td data-sheets-numberformat='{"1":2,"2":"0","3":1}' data-sheets-value='{"1":3,"3":83}' style="overflow:hidden;padding:0px 3px 0px 3px;vertical-align:bottom;text-align:center;">83</td> <td data-sheets-numberformat='{"1":2,"2":"0","3":1}' data-sheets-value='{"1":2,"2":"-"}' style="border-right:1px solid #000000;overflow:hidden;padding:0px 3px 0px 3px;vertical-align:bottom;text-align:center;">-</td> </tr> <tr style="height:20px;"> <td data-sheets-value='{"1":2,"2":"PC"}' style="border-left:1px solid #000000;overflow:hidden;padding:0px 3px 0px 3px;vertical-align:bottom;font-weight:bold;">PC</td> <td data-sheets-value='{"1":2,"2":"Single-walled"}' style="overflow:hidden;padding:0px 3px 0px 3px;vertical-align:bottom;font-weight:bold;">Single-walled</td> <td data-sheets-value='{"1":2,"2":"Opal (D)"}' style="border-right:1px solid #000000;overflow:hidden;padding:0px 3px 0px 3px;vertical-align:bottom;font-weight:bold;">Opal (D)</td> <td data-sheets-numberformat='{"1":2,"2":"0.00","3":1}' data-sheets-value='{"1":3,"3":5.17}' style="overflow:hidden;padding:0px 3px 0px 3px;vertical-align:bottom;text-align:center;">5.17</td> <td data-sheets-numberformat='{"1":2,"2":"0","3":1}' data-sheets-value='{"1":3,"3":58}' style="overflow:hidden;padding:0px 3px 0px 3px;vertical-align:bottom;text-align:center;">58</td> <td data-sheets-numberformat='{"1":2,"2":"0","3":1}' data-sheets-value='{"1":3,"3":60}' style="overflow:hidden;padding:0px 3px 0px 3px;vertical-align:bottom;text-align:center;">60</td> <td data-sheets-numberformat='{"1":2,"2":"0","3":1}' data-sheets-value='{"1":2,"2":"-"}' style="border-right:1px solid #000000;overflow:hidden;padding:0px 3px 0px 3px;vertical-align:bottom;text-align:center;">-</td> </tr> <tr style="height:20px;"> <td style="border-left:1px solid #000000;overflow:hidden;padding:0px 3px 0px 3px;vertical-align:bottom;font-weight:bold;"></td> <td data-sheets-value='{"1":2,"2":"Double-walled"}' style="overflow:hidden;padding:0px 3px 0px 3px;vertical-align:bottom;font-weight:bold;">Double-walled</td> <td data-sheets-value='{"1":2,"2":"Clear (A/H)"}' style="border-right:1px solid #000000;overflow:hidden;padding:0px 3px 0px 3px;vertical-align:bottom;font-weight:bold;">Clear (A/H)</td> <td data-sheets-numberformat='{"1":2,"2":"0.00","3":1}' data-sheets-value='{"1":3,"3":2.9}' style="overflow:hidden;padding:0px 3px 0px 3px;vertical-align:bottom;text-align:center;">2.90</td> <td data-sheets-numberformat='{"1":2,"2":"0","3":1}' data-sheets-value='{"1":3,"3":79}' style="overflow:hidden;padding:0px 3px 0px 3px;vertical-align:bottom;text-align:center;">79</td> <td data-sheets-numberformat='{"1":2,"2":"0","3":1}' data-sheets-value='{"1":3,"3":72}' style="overflow:hidden;padding:0px 3px 0px 3px;vertical-align:bottom;text-align:center;">72</td> <td data-sheets-numberformat='{"1":2,"2":"0","3":1}' data-sheets-value='{"1":3,"3":20}' style="border-right:1px solid #000000;overflow:hidden;padding:0px 3px 0px 3px;vertical-align:bottom;text-align:center;">20</td> </tr> <tr style="height:20px;"> <td style="border-left:1px solid #000000;overflow:hidden;padding:0px 3px 0px 3px;vertical-align:bottom;font-weight:bold;"></td> <td data-sheets-value='{"1":2,"2":"Double-walled"}' style="overflow:hidden;padding:0px 3px 0px 3px;vertical-align:bottom;font-weight:bold;">Double-walled</td> <td data-sheets-value='{"1":2,"2":"Clear (A/A)"}' style="border-right:1px solid #000000;overflow:hidden;padding:0px 3px 0px 3px;vertical-align:bottom;font-weight:bold;">Clear (A/A)</td> <td data-sheets-numberformat='{"1":2,"2":"0.00","3":1}' data-sheets-value='{"1":3,"3":2.9}' style="overflow:hidden;padding:0px 3px 0px 3px;vertical-align:bottom;text-align:center;">2.90</td> <td data-sheets-numberformat='{"1":2,"2":"0","3":1}' data-sheets-value='{"1":3,"3":77}' style="overflow:hidden;padding:0px 3px 0px 3px;vertical-align:bottom;text-align:center;">77</td> <td data-sheets-numberformat='{"1":2,"2":"0","3":1}' data-sheets-value='{"1":3,"3":69}' style="overflow:hidden;padding:0px 3px 0px 3px;vertical-align:bottom;text-align:center;">69</td> <td data-sheets-numberformat='{"1":2,"2":"0","3":1}' data-sheets-value='{"1":3,"3":20}' style="border-right:1px solid #000000;overflow:hidden;padding:0px 3px 0px 3px;vertical-align:bottom;text-align:center;">20</td> </tr> <tr style="height:20px;"> <td style="border-left:1px solid #000000;overflow:hidden;padding:0px 3px 0px 3px;vertical-align:bottom;font-weight:bold;"></td> <td data-sheets-value='{"1":2,"2":"Double-walled"}' style="overflow:hidden;padding:0px 3px 0px 3px;vertical-align:bottom;font-weight:bold;">Double-walled</td> <td data-sheets-value='{"1":2,"2":"Opal (A/O)"}' style="border-right:1px solid #000000;overflow:hidden;padding:0px 3px 0px 3px;vertical-align:bottom;font-weight:bold;">Opal (A/O)</td> <td data-sheets-numberformat='{"1":2,"2":"0.00","3":1}' data-sheets-value='{"1":3,"3":2.9}' style="overflow:hidden;padding:0px 3px 0px 3px;vertical-align:bottom;text-align:center;">2.90</td> <td data-sheets-numberformat='{"1":2,"2":"0","3":1}' data-sheets-value='{"1":3,"3":73}' style="overflow:hidden;padding:0px 3px 0px 3px;vertical-align:bottom;text-align:center;">73</td> <td data-sheets-numberformat='{"1":2,"2":"0","3":1}' data-sheets-value='{"1":3,"3":63}' style="overflow:hidden;padding:0px 3px 0px 3px;vertical-align:bottom;text-align:center;">63</td> <td data-sheets-numberformat='{"1":2,"2":"0","3":1}' data-sheets-value='{"1":3,"3":20}' style="border-right:1px solid #000000;overflow:hidden;padding:0px 3px 0px 3px;vertical-align:bottom;text-align:center;">20</td> </tr> <tr style="height:20px;"> <td style="border-left:1px solid #000000;overflow:hidden;padding:0px 3px 0px 3px;vertical-align:bottom;font-weight:bold;"></td> <td data-sheets-value='{"1":2,"2":"Double-walled"}' style="overflow:hidden;padding:0px 3px 0px 3px;vertical-align:bottom;font-weight:bold;">Double-walled</td> <td data-sheets-value='{"1":2,"2":"Opal (A/D)"}' style="border-right:1px solid #000000;overflow:hidden;padding:0px 3px 0px 3px;vertical-align:bottom;font-weight:bold;">Opal (A/D)</td> <td data-sheets-numberformat='{"1":2,"2":"0.00","3":1}' data-sheets-value='{"1":3,"3":2.9}' style="overflow:hidden;padding:0px 3px 0px 3px;vertical-align:bottom;text-align:center;">2.90</td> <td data-sheets-numberformat='{"1":2,"2":"0","3":1}' data-sheets-value='{"1":3,"3":51}' style="overflow:hidden;padding:0px 3px 0px 3px;vertical-align:bottom;text-align:center;">51</td> <td data-sheets-numberformat='{"1":2,"2":"0","3":1}' data-sheets-value='{"1":3,"3":50}' style="overflow:hidden;padding:0px 3px 0px 3px;vertical-align:bottom;text-align:center;">50</td> <td data-sheets-numberformat='{"1":2,"2":"0","3":1}' data-sheets-value='{"1":3,"3":20}' style="border-right:1px solid #000000;overflow:hidden;padding:0px 3px 0px 3px;vertical-align:bottom;text-align:center;">20</td> </tr> <tr style="height:20px;"> <td style="border-left:1px solid #000000;overflow:hidden;padding:0px 3px 0px 3px;vertical-align:bottom;font-weight:bold;"></td> <td data-sheets-value='{"1":2,"2":"Triple-walled"}' style="overflow:hidden;padding:0px 3px 0px 3px;vertical-align:bottom;font-weight:bold;">Triple-walled</td> <td data-sheets-value='{"1":2,"2":"Clear (A/H/H)"}' style="border-right:1px solid #000000;overflow:hidden;padding:0px 3px 0px 3px;vertical-align:bottom;font-weight:bold;">Clear (A/H/H)</td> <td data-sheets-numberformat='{"1":2,"2":"0.00","3":1}' data-sheets-value='{"1":3,"3":1.7}' style="overflow:hidden;padding:0px 3px 0px 3px;vertical-align:bottom;text-align:center;">1.70</td> <td data-sheets-numberformat='{"1":2,"2":"0","3":1}' data-sheets-value='{"1":3,"3":71}' style="overflow:hidden;padding:0px 3px 0px 3px;vertical-align:bottom;text-align:center;">71</td> <td data-sheets-numberformat='{"1":2,"2":"0","3":1}' data-sheets-value='{"1":3,"3":63}' style="overflow:hidden;padding:0px 3px 0px 3px;vertical-align:bottom;text-align:center;">63</td> <td data-sheets-numberformat='{"1":2,"2":"0","3":1}' data-sheets-value='{"1":3,"3":22}' style="border-right:1px solid #000000;overflow:hidden;padding:0px 3px 0px 3px;vertical-align:bottom;text-align:center;">22</td> </tr> <tr style="height:20px;"> <td style="border-left:1px solid #000000;overflow:hidden;padding:0px 3px 0px 3px;vertical-align:bottom;font-weight:bold;"></td> <td data-sheets-value='{"1":2,"2":"Triple-walled"}' style="overflow:hidden;padding:0px 3px 0px 3px;vertical-align:bottom;font-weight:bold;">Triple-walled</td> <td data-sheets-value='{"1":2,"2":"Opal (A/O/O)"}' style="border-right:1px solid #000000;overflow:hidden;padding:0px 3px 0px 3px;vertical-align:bottom;font-weight:bold;">Opal (A/O/O)</td> <td data-sheets-numberformat='{"1":2,"2":"0.00","3":1}' data-sheets-value='{"1":3,"3":1.7}' style="overflow:hidden;padding:0px 3px 0px 3px;vertical-align:bottom;text-align:center;">1.70</td> <td data-sheets-numberformat='{"1":2,"2":"0","3":1}' data-sheets-value='{"1":3,"3":61}' style="overflow:hidden;padding:0px 3px 0px 3px;vertical-align:bottom;text-align:center;">61</td> <td data-sheets-numberformat='{"1":2,"2":"0","3":1}' data-sheets-value='{"1":3,"3":48}' style="overflow:hidden;padding:0px 3px 0px 3px;vertical-align:bottom;text-align:center;">48</td> <td data-sheets-numberformat='{"1":2,"2":"0","3":1}' data-sheets-value='{"1":3,"3":22}' style="border-right:1px solid #000000;overflow:hidden;padding:0px 3px 0px 3px;vertical-align:bottom;text-align:center;">22</td> </tr> <tr style="height:20px;"> <td style="border-left:1px solid #000000;overflow:hidden;padding:0px 3px 0px 3px;vertical-align:bottom;font-weight:bold;"></td> <td data-sheets-value='{"1":2,"2":"Four-walled"}' style="overflow:hidden;padding:0px 3px 0px 3px;vertical-align:bottom;font-weight:bold;">Four-walled</td> <td data-sheets-value='{"1":2,"2":"Clear (A/H/H/H)"}' style="border-right:1px solid #000000;overflow:hidden;padding:0px 3px 0px 3px;vertical-align:bottom;font-weight:bold;">Clear (A/H/H/H)</td> <td data-sheets-numberformat='{"1":2,"2":"0.00","3":1}' data-sheets-value='{"1":3,"3":1.28}' style="overflow:hidden;padding:0px 3px 0px 3px;vertical-align:bottom;text-align:center;">1.28</td> <td data-sheets-numberformat='{"1":2,"2":"0","3":1}' data-sheets-value='{"1":3,"3":64}' style="overflow:hidden;padding:0px 3px 0px 3px;vertical-align:bottom;text-align:center;">64</td> <td data-sheets-numberformat='{"1":2,"2":"0","3":1}' data-sheets-value='{"1":3,"3":52}' style="overflow:hidden;padding:0px 3px 0px 3px;vertical-align:bottom;text-align:center;">52</td> <td data-sheets-numberformat='{"1":2,"2":"0","3":1}' data-sheets-value='{"1":3,"3":23}' style="border-right:1px solid #000000;overflow:hidden;padding:0px 3px 0px 3px;vertical-align:bottom;text-align:center;">23</td> </tr> <tr style="height:20px;"> <td style="border-bottom:1px solid #000000;border-left:1px solid #000000;overflow:hidden;padding:0px 3px 0px 3px;vertical-align:bottom;"></td> <td data-sheets-value='{"1":2,"2":"Four-walled"}' style="border-bottom:1px solid #000000;overflow:hidden;padding:0px 3px 0px 3px;vertical-align:bottom;font-weight:bold;">Four-walled</td> <td data-sheets-value='{"1":2,"2":"Opal (A/H/O/H)"}' style="border-right:1px solid #000000;border-bottom:1px solid #000000;overflow:hidden;padding:0px 3px 0px 3px;vertical-align:bottom;font-weight:bold;">Opal (A/H/O/H)</td> <td data-sheets-numberformat='{"1":2,"2":"0.00","3":1}' data-sheets-value='{"1":3,"3":1.28}' style="border-bottom:1px solid #000000;overflow:hidden;padding:0px 3px 0px 3px;vertical-align:bottom;text-align:center;">1.28</td> <td data-sheets-numberformat='{"1":2,"2":"0","3":1}' data-sheets-value='{"1":3,"3":59}' style="border-bottom:1px solid #000000;overflow:hidden;padding:0px 3px 0px 3px;vertical-align:bottom;text-align:center;">59</td> <td data-sheets-numberformat='{"1":2,"2":"0","3":1}' data-sheets-value='{"1":3,"3":46}' style="border-bottom:1px solid #000000;overflow:hidden;padding:0px 3px 0px 3px;vertical-align:bottom;text-align:center;">46</td> <td data-sheets-numberformat='{"1":2,"2":"0","3":1}' data-sheets-value='{"1":3,"3":23}' style="border-right:1px solid #000000;border-bottom:1px solid #000000;overflow:hidden;padding:0px 3px 0px 3px;vertical-align:bottom;text-align:center;">23</td> </tr> <tr style="height:20px;"> <td data-sheets-value='{"1":2,"2":"Polycarbonate"}' style="border-left:1px solid #000000;overflow:hidden;padding:0px 3px 0px 3px;vertical-align:bottom;font-weight:bold;">Polycarbonate</td> <td data-sheets-value='{"1":2,"2":"Single-walled"}' style="overflow:hidden;padding:0px 3px 0px 3px;vertical-align:bottom;font-weight:bold;">Single-walled</td> <td data-sheets-value='{"1":2,"2":"Heatstop Opal (T)"}' style="border-right:1px solid #000000;overflow:hidden;padding:0px 3px 0px 3px;vertical-align:bottom;font-weight:bold;">Heatstop Opal (T)</td> <td data-sheets-numberformat='{"1":2,"2":"0.00","3":1}' data-sheets-value='{"1":3,"3":5.17}' style="overflow:hidden;padding:0px 3px 0px 3px;vertical-align:bottom;text-align:center;">5.17</td> <td data-sheets-numberformat='{"1":2,"2":"0","3":1}' data-sheets-value='{"1":3,"3":49}' style="overflow:hidden;padding:0px 3px 0px 3px;vertical-align:bottom;text-align:center;">49</td> <td data-sheets-numberformat='{"1":2,"2":"0","3":1}' data-sheets-value='{"1":3,"3":59}' style="overflow:hidden;padding:0px 3px 0px 3px;vertical-align:bottom;text-align:center;">59</td> <td data-sheets-numberformat='{"1":2,"2":"0","3":1}' data-sheets-value='{"1":2,"2":"-"}' style="border-right:1px solid #000000;overflow:hidden;padding:0px 3px 0px 3px;vertical-align:bottom;text-align:center;">-</td> </tr> <tr style="height:20px;"> <td data-sheets-value='{"1":2,"2":"Heatstop PC"}' style="border-left:1px solid #000000;overflow:hidden;padding:0px 3px 0px 3px;vertical-align:bottom;font-weight:bold;">Heatstop PC</td> <td data-sheets-value='{"1":2,"2":"Double-walled"}' style="overflow:hidden;padding:0px 3px 0px 3px;vertical-align:bottom;font-weight:bold;">Double-walled</td> <td data-sheets-value='{"1":2,"2":"Clear (T/H)"}' style="border-right:1px solid #000000;overflow:hidden;padding:0px 3px 0px 3px;vertical-align:bottom;font-weight:bold;">Clear (T/H)</td> <td data-sheets-numberformat='{"1":2,"2":"0.00","3":1}' data-sheets-value='{"1":3,"3":2.9}' style="overflow:hidden;padding:0px 3px 0px 3px;vertical-align:bottom;text-align:center;">2.90</td> <td data-sheets-numberformat='{"1":2,"2":"0","3":1}' data-sheets-value='{"1":3,"3":44}' style="overflow:hidden;padding:0px 3px 0px 3px;vertical-align:bottom;text-align:center;">44</td> <td data-sheets-numberformat='{"1":2,"2":"0","3":1}' data-sheets-value='{"1":3,"3":51}' style="overflow:hidden;padding:0px 3px 0px 3px;vertical-align:bottom;text-align:center;">51</td> <td data-sheets-numberformat='{"1":2,"2":"0","3":1}' data-sheets-value='{"1":3,"3":20}' style="border-right:1px solid #000000;overflow:hidden;padding:0px 3px 0px 3px;vertical-align:bottom;text-align:center;">20</td> </tr> <tr style="height:20px;"> <td style="border-left:1px solid #000000;overflow:hidden;padding:0px 3px 0px 3px;vertical-align:bottom;font-weight:bold;"></td> <td data-sheets-value='{"1":2,"2":"Double-walled"}' style="overflow:hidden;padding:0px 3px 0px 3px;vertical-align:bottom;font-weight:bold;">Double-walled</td> <td data-sheets-value='{"1":2,"2":"Opal (T/O)"}' style="border-right:1px solid #000000;overflow:hidden;padding:0px 3px 0px 3px;vertical-align:bottom;font-weight:bold;">Opal (T/O)</td> <td data-sheets-numberformat='{"1":2,"2":"0.00","3":1}' data-sheets-value='{"1":3,"3":2.9}' style="overflow:hidden;padding:0px 3px 0px 3px;vertical-align:bottom;text-align:center;">2.90</td> <td data-sheets-numberformat='{"1":2,"2":"0","3":1}' data-sheets-value='{"1":3,"3":41}' style="overflow:hidden;padding:0px 3px 0px 3px;vertical-align:bottom;text-align:center;">41</td> <td data-sheets-numberformat='{"1":2,"2":"0","3":1}' data-sheets-value='{"1":3,"3":45}' style="overflow:hidden;padding:0px 3px 0px 3px;vertical-align:bottom;text-align:center;">45</td> <td data-sheets-numberformat='{"1":2,"2":"0","3":1}' data-sheets-value='{"1":3,"3":20}' style="border-right:1px solid #000000;overflow:hidden;padding:0px 3px 0px 3px;vertical-align:bottom;text-align:center;">20</td> </tr> <tr style="height:20px;"> <td style="border-left:1px solid #000000;overflow:hidden;padding:0px 3px 0px 3px;vertical-align:bottom;font-weight:bold;"></td> <td data-sheets-value='{"1":2,"2":"Triple-walled"}' style="overflow:hidden; | skylux-160-ce-met-koepel-en-pvc-opstand-16-00-met-lm-motor-en-windvang-0900-x-1200-mm | 8586028155213 | 46872340627789
Smoke and heat exhaust (SHEV) | SHE system | Skylux | Skylux 160° CE with skylight and PVC curb 16/00 with LM-actuator and spoiler 0900 x 1500 mm |  | 50373 | 5412970503736 | 3878.05 | Yes | 30-45 | 59.08 | 900 x 1500 mm | 1500 | 900 |  | PVC 16/00 (16 cm high & roof opening = daylight size) | Rectangular | 5.17 W/m²K - 1.28 W/m²K | 87% - 32% | 90% - 32% | 20dB - 23dB | 160° CE (for industry) | skylight | with spoiler | E | Single actuator | Maximum four-walled skylight possible for this product | Ut-value LT-value g-value Rw-value EN 1873 : 2014 EN ISO 13468 EN 16153 EN 410 EN 410 EN ISO 140-3 Material Walls Shells (W/m²K) (%) (%) (dB) Acrylic Single-walled Clear (H) 5.17 90 87 - PMMA Single-walled Opal (O) 5.17 83 76 - Double-walled Clear (H/H) 2.90 81 75 20 Double-walled Opal (O/O) 2.90 69 58 20 Triple-walled Clear (H/H/H) 1.70 73 65 22 Triple-walled Opal (O/H/O) 1.70 62 51 22 Four-walled Clear (H/H/H/H) 1.28 64 54 23 Four-walled Opal (H/H/O/H) 1.28 59 48 23 Polycarbonate Single-walled Clear (A) 5.17 88 83 - PC Single-walled Opal (D) 5.17 58 60 - Double-walled Clear (A/H) 2.90 79 72 20 Double-walled Clear (A/A) 2.90 77 69 20 Double-walled Opal (A/O) 2.90 73 63 20 Double-walled Opal (A/D) 2.90 51 50 20 Triple-walled Clear (A/H/H) 1.70 71 63 22 Triple-walled Opal (A/O/O) 1.70 61 48 22 Four-walled Clear (A/H/H/H) 1.28 64 52 23 Four-walled Opal (A/H/O/H) 1.28 59 46 23 Polycarbonate Single-walled Heatstop Opal (T) 5.17 49 59 - Heatstop PC Double-walled Clear (T/H) 2.90 44 51 20 Double-walled Opal (T/O) 2.90 41 45 20 Triple-walled Clear (T/H/H) 1.70 40 <td data-sheets-numberformat='{"1":2,"2":"0","3":1}' data-sheets-value='{"1":3,"3":44}' style="overflow:hidden;paddin | https://skylux.eu/en/products/skylux-160-ce-met-koepel-en-pvc-opstand-16-00-met-lm-motor-en-windvang-0900-x-1500-mm | https://skylux.eu/cdn/shop/files/Skylux-160deg-CE-met-koepel-en-pvc-opstand-1600-met-LM-motor-en-windvang-0900-x-1500-mm-RWA-systeem.jpg?v=1702980136&width=1600 | https://skylux.eu/cdn/shop/files/e5a82811-1bb0-48e4-a776-cacb59c7c092_82d8f8d5-8976-45d3-bf02-d0fc217d75c0.jpg?v=1688551061&width=1600 | //skylux.eu/cdn/shop/files/E_MH_Mounting_instructions_Skylux_160_CE_LM.pdf?v=12406716259046007223 | //skylux.eu/cdn/shop/files/E_TD_Technical_File_Skylux_Skylux_160_CE_Electric.pdf?v=3667116872303399239 | <style type="text/css" id="isPasted"> <!--td { border: 1px solid #cccccc; } br { mso-data-placement: same-cell; } --> </style> <table border="1" cellpadding="0" cellspacing="0" dir="ltr" style="table-layout:fixed;font-size:10pt;font-family:Arial;border-collapse:collapse;border:none;"><tbody> <tr style="height:20px;"> <td style="overflow:hidden;padding:0px 3px 0px 3px;vertical-align:bottom;"></td> <td style="overflow:hidden;padding:0px 3px 0px 3px;vertical-align:bottom;"></td> <td style="overflow:hidden;padding:0px 3px 0px 3px;vertical-align:bottom;"></td> <td data-sheets-value='{"1":2,"2":"Ut-value"}' style="overflow:hidden;padding:0px 3px 0px 3px;vertical-align:bottom;font-weight:bold;text-align:center;">Ut-value</td> <td data-sheets-value='{"1":2,"2":"LT-value"}' style="overflow:hidden;padding:0px 3px 0px 3px;vertical-align:bottom;font-weight:bold;text-align:center;">LT-value</td> <td data-sheets-value='{"1":2,"2":"g-value"}' style="overflow:hidden;padding:0px 3px 0px 3px;vertical-align:bottom;font-weight:bold;text-align:center;">g-value</td> <td data-sheets-value='{"1":2,"2":"Rw-value "}' style="overflow:hidden;padding:0px 3px 0px 3px;vertical-align:bottom;font-weight:bold;text-align:center;">Rw-value </td> </tr> <tr style="height:20px;"> <td style="overflow:hidden;padding:0px 3px 0px 3px;vertical-align:bottom;"></td> <td style="overflow:hidden;padding:0px 3px 0px 3px;vertical-align:bottom;"></td> <td style="overflow:hidden;padding:0px 3px 0px 3px;vertical-align:bottom;"></td> <td data-sheets-numberformat='{"1":2,"2":"0.00","3":1}' data-sheets-value='{"1":2,"2":"EN 1873 : 2014"}' style="overflow:hidden;padding:0px 3px 0px 3px;vertical-align:bottom;text-align:center;">EN 1873 : 2014</td> <td data-sheets-numberformat='{"1":2,"2":"0","3":1}' data-sheets-value='{"1":2,"2":"EN ISO 13468 EN 16153 EN 410"}' style="overflow:hidden;padding:0px 3px 0px 3px;vertical-align:bottom;text-align:center;">EN ISO 13468 EN 16153 EN 410</td> <td data-sheets-numberformat='{"1":2,"2":"0","3":1}' data-sheets-value='{"1":2,"2":"EN 410"}' style="overflow:hidden;padding:0px 3px 0px 3px;vertical-align:bottom;text-align:center;">EN 410</td> <td data-sheets-value='{"1":2,"2":"EN ISO 140-3\t\t"}' style="overflow:hidden;padding:0px 3px 0px 3px;vertical-align:bottom;text-align:center;">EN ISO 140-3 </td> </tr> <tr style="height:20px;"> <td data-sheets-value='{"1":2,"2":"Material"}' style="border-bottom:1px solid #000000;overflow:hidden;padding:0px 3px 0px 3px;vertical-align:bottom;background-color:#000000;font-weight:bold;color:#ffffff;">Material</td> <td data-sheets-value='{"1":2,"2":"Walls"}' style="border-bottom:1px solid #000000;overflow:hidden;padding:0px 3px 0px 3px;vertical-align:bottom;background-color:#000000;font-weight:bold;color:#ffffff;">Walls</td> <td data-sheets-value='{"1":2,"2":"Shells"}' style="border-bottom:1px solid #000000;overflow:hidden;padding:0px 3px 0px 3px;vertical-align:bottom;background-color:#000000;font-weight:bold;color:#ffffff;">Shells</td> <td data-sheets-numberformat='{"1":2,"2":"0.00","3":1}' data-sheets-value='{"1":2,"2":"(W/m²K)\t"}' style="border-bottom:1px solid #000000;overflow:hidden;padding:0px 3px 0px 3px;vertical-align:bottom;background-color:#000000;font-weight:bold;color:#ffffff;text-align:center;">(W/m²K) </td> <td data-sheets-numberformat='{"1":2,"2":"0","3":1}' data-sheets-value='{"1":2,"2":"(%)"}' style="border-bottom:1px solid #000000;overflow:hidden;padding:0px 3px 0px 3px;vertical-align:bottom;background-color:#000000;font-weight:bold;color:#ffffff;text-align:center;">(%)</td> <td data-sheets-numberformat='{"1":2,"2":"0","3":1}' data-sheets-value='{"1":2,"2":"(%)"}' style="border-bottom:1px solid #000000;overflow:hidden;padding:0px 3px 0px 3px;vertical-align:bottom;background-color:#000000;font-weight:bold;color:#ffffff;text-align:center;">(%)</td> <td data-sheets-value='{"1":2,"2":"(dB)"}' style="border-bottom:1px solid #000000;overflow:hidden;padding:0px 3px 0px 3px;vertical-align:bottom;background-color:#000000;font-weight:bold;color:#ffffff;text-align:center;">(dB)</td> </tr> <tr style="height:20px;"> <td data-sheets-value='{"1":2,"2":"Acrylic"}' style="border-left:1px solid #000000;overflow:hidden;padding:0px 3px 0px 3px;vertical-align:bottom;font-weight:bold;">Acrylic</td> <td data-sheets-value='{"1":2,"2":"Single-walled"}' style="overflow:hidden;padding:0px 3px 0px 3px;vertical-align:bottom;font-weight:bold;">Single-walled</td> <td data-sheets-value='{"1":2,"2":"Clear (H)"}' style="border-right:1px solid #000000;overflow:hidden;padding:0px 3px 0px 3px;vertical-align:bottom;font-weight:bold;">Clear (H)</td> <td data-sheets-numberformat='{"1":2,"2":"0.00","3":1}' data-sheets-value='{"1":3,"3":5.17}' style="overflow:hidden;padding:0px 3px 0px 3px;vertical-align:bottom;text-align:center;">5.17</td> <td data-sheets-numberformat='{"1":2,"2":"0","3":1}' data-sheets-value='{"1":3,"3":90}' style="overflow:hidden;padding:0px 3px 0px 3px;vertical-align:bottom;text-align:center;">90</td> <td data-sheets-numberformat='{"1":2,"2":"0","3":1}' data-sheets-value='{"1":3,"3":87}' style="overflow:hidden;padding:0px 3px 0px 3px;vertical-align:bottom;text-align:center;">87</td> <td data-sheets-numberformat='{"1":2,"2":"0","3":1}' data-sheets-value='{"1":2,"2":"-"}' style="border-right:1px solid #000000;overflow:hidden;padding:0px 3px 0px 3px;vertical-align:bottom;text-align:center;">-</td> </tr> <tr style="height:20px;"> <td data-sheets-value='{"1":2,"2":"PMMA"}' style="border-left:1px solid #000000;overflow:hidden;padding:0px 3px 0px 3px;vertical-align:bottom;font-weight:bold;">PMMA</td> <td data-sheets-value='{"1":2,"2":"Single-walled"}' style="overflow:hidden;padding:0px 3px 0px 3px;vertical-align:bottom;font-weight:bold;">Single-walled</td> <td data-sheets-value='{"1":2,"2":"Opal (O)"}' style="border-right:1px solid #000000;overflow:hidden;padding:0px 3px 0px 3px;vertical-align:bottom;font-weight:bold;">Opal (O)</td> <td data-sheets-numberformat='{"1":2,"2":"0.00","3":1}' data-sheets-value='{"1":3,"3":5.17}' style="overflow:hidden;padding:0px 3px 0px 3px;vertical-align:bottom;text-align:center;">5.17</td> <td data-sheets-numberformat='{"1":2,"2":"0","3":1}' data-sheets-value='{"1":3,"3":83}' style="overflow:hidden;padding:0px 3px 0px 3px;vertical-align:bottom;text-align:center;">83</td> <td data-sheets-numberformat='{"1":2,"2":"0","3":1}' data-sheets-value='{"1":3,"3":76}' style="overflow:hidden;padding:0px 3px 0px 3px;vertical-align:bottom;text-align:center;">76</td> <td data-sheets-numberformat='{"1":2,"2":"0","3":1}' data-sheets-value='{"1":2,"2":"-"}' style="border-right:1px solid #000000;overflow:hidden;padding:0px 3px 0px 3px;vertical-align:bottom;text-align:center;">-</td> </tr> <tr style="height:20px;"> <td style="border-left:1px solid #000000;overflow:hidden;padding:0px 3px 0px 3px;vertical-align:bottom;font-weight:bold;"></td> <td data-sheets-value='{"1":2,"2":"Double-walled"}' style="overflow:hidden;padding:0px 3px 0px 3px;vertical-align:bottom;font-weight:bold;">Double-walled</td> <td data-sheets-value='{"1":2,"2":"Clear (H/H)"}' style="border-right:1px solid #000000;overflow:hidden;padding:0px 3px 0px 3px;vertical-align:bottom;font-weight:bold;">Clear (H/H)</td> <td data-sheets-numberformat='{"1":2,"2":"0.00","3":1}' data-sheets-value='{"1":3,"3":2.9}' style="overflow:hidden;padding:0px 3px 0px 3px;vertical-align:bottom;text-align:center;">2.90</td> <td data-sheets-numberformat='{"1":2,"2":"0","3":1}' data-sheets-value='{"1":3,"3":81}' style="overflow:hidden;padding:0px 3px 0px 3px;vertical-align:bottom;text-align:center;">81</td> <td data-sheets-numberformat='{"1":2,"2":"0","3":1}' data-sheets-value='{"1":3,"3":75}' style="overflow:hidden;padding:0px 3px 0px 3px;vertical-align:bottom;text-align:center;">75</td> <td data-sheets-numberformat='{"1":2,"2":"0","3":1}' data-sheets-value='{"1":3,"3":20}' style="border-right:1px solid #000000;overflow:hidden;padding:0px 3px 0px 3px;vertical-align:bottom;text-align:center;">20</td> </tr> <tr style="height:20px;"> <td style="border-left:1px solid #000000;overflow:hidden;padding:0px 3px 0px 3px;vertical-align:bottom;font-weight:bold;"></td> <td data-sheets-value='{"1":2,"2":"Double-walled"}' style="overflow:hidden;padding:0px 3px 0px 3px;vertical-align:bottom;font-weight:bold;">Double-walled</td> <td data-sheets-value='{"1":2,"2":"Opal (O/O)"}' style="border-right:1px solid #000000;overflow:hidden;padding:0px 3px 0px 3px;vertical-align:bottom;font-weight:bold;">Opal (O/O)</td> <td data-sheets-numberformat='{"1":2,"2":"0.00","3":1}' data-sheets-value='{"1":3,"3":2.9}' style="overflow:hidden;padding:0px 3px 0px 3px;vertical-align:bottom;text-align:center;">2.90</td> <td data-sheets-numberformat='{"1":2,"2":"0","3":1}' data-sheets-value='{"1":3,"3":69}' style="overflow:hidden;padding:0px 3px 0px 3px;vertical-align:bottom;text-align:center;">69</td> <td data-sheets-numberformat='{"1":2,"2":"0","3":1}' data-sheets-value='{"1":3,"3":58}' style="overflow:hidden;padding:0px 3px 0px 3px;vertical-align:bottom;text-align:center;">58</td> <td data-sheets-numberformat='{"1":2,"2":"0","3":1}' data-sheets-value='{"1":3,"3":20}' style="border-right:1px solid #000000;overflow:hidden;padding:0px 3px 0px 3px;vertical-align:bottom;text-align:center;">20</td> </tr> <tr style="height:20px;"> <td style="border-left:1px solid #000000;overflow:hidden;padding:0px 3px 0px 3px;vertical-align:bottom;font-weight:bold;"></td> <td data-sheets-value='{"1":2,"2":"Triple-walled"}' style="overflow:hidden;padding:0px 3px 0px 3px;vertical-align:bottom;font-weight:bold;">Triple-walled</td> <td data-sheets-value='{"1":2,"2":"Clear (H/H/H)"}' style="border-right:1px solid #000000;overflow:hidden;padding:0px 3px 0px 3px;vertical-align:bottom;font-weight:bold;">Clear (H/H/H)</td> <td data-sheets-numberformat='{"1":2,"2":"0.00","3":1}' data-sheets-value='{"1":3,"3":1.7}' style="overflow:hidden;padding:0px 3px 0px 3px;vertical-align:bottom;text-align:center;">1.70</td> <td data-sheets-numberformat='{"1":2,"2":"0","3":1}' data-sheets-value='{"1":3,"3":73}' style="overflow:hidden;padding:0px 3px 0px 3px;vertical-align:bottom;text-align:center;">73</td> <td data-sheets-numberformat='{"1":2,"2":"0","3":1}' data-sheets-value='{"1":3,"3":65}' style="overflow:hidden;padding:0px 3px 0px 3px;vertical-align:bottom;text-align:center;">65</td> <td data-sheets-numberformat='{"1":2,"2":"0","3":1}' data-sheets-value='{"1":3,"3":22}' style="border-right:1px solid #000000;overflow:hidden;padding:0px 3px 0px 3px;vertical-align:bottom;text-align:center;">22</td> </tr> <tr style="height:20px;"> <td style="border-left:1px solid #000000;overflow:hidden;padding:0px 3px 0px 3px;vertical-align:bottom;font-weight:bold;"></td> <td data-sheets-value='{"1":2,"2":"Triple-walled"}' style="overflow:hidden;padding:0px 3px 0px 3px;vertical-align:bottom;font-weight:bold;">Triple-walled</td> <td data-sheets-value='{"1":2,"2":"Opal (O/H/O)"}' style="border-right:1px solid #000000;overflow:hidden;padding:0px 3px 0px 3px;vertical-align:bottom;font-weight:bold;">Opal (O/H/O)</td> <td data-sheets-numberformat='{"1":2,"2":"0.00","3":1}' data-sheets-value='{"1":3,"3":1.7}' style="overflow:hidden;padding:0px 3px 0px 3px;vertical-align:bottom;text-align:center;">1.70</td> <td data-sheets-numberformat='{"1":2,"2":"0","3":1}' data-sheets-value='{"1":3,"3":62}' style="overflow:hidden;padding:0px 3px 0px 3px;vertical-align:bottom;text-align:center;">62</td> <td data-sheets-numberformat='{"1":2,"2":"0","3":1}' data-sheets-value='{"1":3,"3":51}' style="overflow:hidden;padding:0px 3px 0px 3px;vertical-align:bottom;text-align:center;">51</td> <td data-sheets-numberformat='{"1":2,"2":"0","3":1}' data-sheets-value='{"1":3,"3":22}' style="border-right:1px solid #000000;overflow:hidden;padding:0px 3px 0px 3px;vertical-align:bottom;text-align:center;">22</td> </tr> <tr style="height:20px;"> <td style="border-left:1px solid #000000;overflow:hidden;padding:0px 3px 0px 3px;vertical-align:bottom;font-weight:bold;"></td> <td data-sheets-value='{"1":2,"2":"Four-walled"}' style="overflow:hidden;padding:0px 3px 0px 3px;vertical-align:bottom;font-weight:bold;">Four-walled</td> <td data-sheets-value='{"1":2,"2":"Clear (H/H/H/H)"}' style="border-right:1px solid #000000;overflow:hidden;padding:0px 3px 0px 3px;vertical-align:bottom;font-weight:bold;">Clear (H/H/H/H)</td> <td data-sheets-numberformat='{"1":2,"2":"0.00","3":1}' data-sheets-value='{"1":3,"3":1.28}' style="overflow:hidden;padding:0px 3px 0px 3px;vertical-align:bottom;text-align:center;">1.28</td> <td data-sheets-numberformat='{"1":2,"2":"0","3":1}' data-sheets-value='{"1":3,"3":64}' style="overflow:hidden;padding:0px 3px 0px 3px;vertical-align:bottom;text-align:center;">64</td> <td data-sheets-numberformat='{"1":2,"2":"0","3":1}' data-sheets-value='{"1":3,"3":54}' style="overflow:hidden;padding:0px 3px 0px 3px;vertical-align:bottom;text-align:center;">54</td> <td data-sheets-numberformat='{"1":2,"2":"0","3":1}' data-sheets-value='{"1":3,"3":23}' style="border-right:1px solid #000000;overflow:hidden;padding:0px 3px 0px 3px;vertical-align:bottom;text-align:center;">23</td> </tr> <tr style="height:20px;"> <td style="border-bottom:1px solid #000000;border-left:1px solid #000000;overflow:hidden;padding:0px 3px 0px 3px;vertical-align:bottom;"></td> <td data-sheets-value='{"1":2,"2":"Four-walled"}' style="border-bottom:1px solid #000000;overflow:hidden;padding:0px 3px 0px 3px;vertical-align:bottom;font-weight:bold;">Four-walled</td> <td data-sheets-value='{"1":2,"2":"Opal (H/H/O/H)"}' style="border-right:1px solid #000000;border-bottom:1px solid #000000;overflow:hidden;padding:0px 3px 0px 3px;vertical-align:bottom;font-weight:bold;">Opal (H/H/O/H)</td> <td data-sheets-numberformat='{"1":2,"2":"0.00","3":1}' data-sheets-value='{"1":3,"3":1.28}' style="border-bottom:1px solid #000000;overflow:hidden;padding:0px 3px 0px 3px;vertical-align:bottom;text-align:center;">1.28</td> <td data-sheets-numberformat='{"1":2,"2":"0","3":1}' data-sheets-value='{"1":3,"3":59}' style="border-bottom:1px solid #000000;overflow:hidden;padding:0px 3px 0px 3px;vertical-align:bottom;text-align:center;">59</td> <td data-sheets-numberformat='{"1":2,"2":"0","3":1}' data-sheets-value='{"1":3,"3":48}' style="border-bottom:1px solid #000000;overflow:hidden;padding:0px 3px 0px 3px;vertical-align:bottom;text-align:center;">48</td> <td data-sheets-numberformat='{"1":2,"2":"0","3":1}' data-sheets-value='{"1":3,"3":23}' style="border-right:1px solid #000000;border-bottom:1px solid #000000;overflow:hidden;padding:0px 3px 0px 3px;vertical-align:bottom;text-align:center;">23</td> </tr> <tr style="height:20px;"> <td data-sheets-value='{"1":2,"2":"Polycarbonate "}' style="border-left:1px solid #000000;overflow:hidden;padding:0px 3px 0px 3px;vertical-align:bottom;font-weight:bold;">Polycarbonate </td> <td data-sheets-value='{"1":2,"2":"Single-walled"}' style="overflow:hidden;padding:0px 3px 0px 3px;vertical-align:bottom;font-weight:bold;">Single-walled</td> <td data-sheets-value='{"1":2,"2":"Clear (A)"}' style="border-right:1px solid #000000;overflow:hidden;padding:0px 3px 0px 3px;vertical-align:bottom;font-weight:bold;">Clear (A)</td> <td data-sheets-numberformat='{"1":2,"2":"0.00","3":1}' data-sheets-value='{"1":3,"3":5.17}' style="overflow:hidden;padding:0px 3px 0px 3px;vertical-align:bottom;text-align:center;">5.17</td> <td data-sheets-numberformat='{"1":2,"2":"0","3":1}' data-sheets-value='{"1":3,"3":88}' style="overflow:hidden;padding:0px 3px 0px 3px;vertical-align:bottom;text-align:center;">88</td> <td data-sheets-numberformat='{"1":2,"2":"0","3":1}' data-sheets-value='{"1":3,"3":83}' style="overflow:hidden;padding:0px 3px 0px 3px;vertical-align:bottom;text-align:center;">83</td> <td data-sheets-numberformat='{"1":2,"2":"0","3":1}' data-sheets-value='{"1":2,"2":"-"}' style="border-right:1px solid #000000;overflow:hidden;padding:0px 3px 0px 3px;vertical-align:bottom;text-align:center;">-</td> </tr> <tr style="height:20px;"> <td data-sheets-value='{"1":2,"2":"PC"}' style="border-left:1px solid #000000;overflow:hidden;padding:0px 3px 0px 3px;vertical-align:bottom;font-weight:bold;">PC</td> <td data-sheets-value='{"1":2,"2":"Single-walled"}' style="overflow:hidden;padding:0px 3px 0px 3px;vertical-align:bottom;font-weight:bold;">Single-walled</td> <td data-sheets-value='{"1":2,"2":"Opal (D)"}' style="border-right:1px solid #000000;overflow:hidden;padding:0px 3px 0px 3px;vertical-align:bottom;font-weight:bold;">Opal (D)</td> <td data-sheets-numberformat='{"1":2,"2":"0.00","3":1}' data-sheets-value='{"1":3,"3":5.17}' style="overflow:hidden;padding:0px 3px 0px 3px;vertical-align:bottom;text-align:center;">5.17</td> <td data-sheets-numberformat='{"1":2,"2":"0","3":1}' data-sheets-value='{"1":3,"3":58}' style="overflow:hidden;padding:0px 3px 0px 3px;vertical-align:bottom;text-align:center;">58</td> <td data-sheets-numberformat='{"1":2,"2":"0","3":1}' data-sheets-value='{"1":3,"3":60}' style="overflow:hidden;padding:0px 3px 0px 3px;vertical-align:bottom;text-align:center;">60</td> <td data-sheets-numberformat='{"1":2,"2":"0","3":1}' data-sheets-value='{"1":2,"2":"-"}' style="border-right:1px solid #000000;overflow:hidden;padding:0px 3px 0px 3px;vertical-align:bottom;text-align:center;">-</td> </tr> <tr style="height:20px;"> <td style="border-left:1px solid #000000;overflow:hidden;padding:0px 3px 0px 3px;vertical-align:bottom;font-weight:bold;"></td> <td data-sheets-value='{"1":2,"2":"Double-walled"}' style="overflow:hidden;padding:0px 3px 0px 3px;vertical-align:bottom;font-weight:bold;">Double-walled</td> <td data-sheets-value='{"1":2,"2":"Clear (A/H)"}' style="border-right:1px solid #000000;overflow:hidden;padding:0px 3px 0px 3px;vertical-align:bottom;font-weight:bold;">Clear (A/H)</td> <td data-sheets-numberformat='{"1":2,"2":"0.00","3":1}' data-sheets-value='{"1":3,"3":2.9}' style="overflow:hidden;padding:0px 3px 0px 3px;vertical-align:bottom;text-align:center;">2.90</td> <td data-sheets-numberformat='{"1":2,"2":"0","3":1}' data-sheets-value='{"1":3,"3":79}' style="overflow:hidden;padding:0px 3px 0px 3px;vertical-align:bottom;text-align:center;">79</td> <td data-sheets-numberformat='{"1":2,"2":"0","3":1}' data-sheets-value='{"1":3,"3":72}' style="overflow:hidden;padding:0px 3px 0px 3px;vertical-align:bottom;text-align:center;">72</td> <td data-sheets-numberformat='{"1":2,"2":"0","3":1}' data-sheets-value='{"1":3,"3":20}' style="border-right:1px solid #000000;overflow:hidden;padding:0px 3px 0px 3px;vertical-align:bottom;text-align:center;">20</td> </tr> <tr style="height:20px;"> <td style="border-left:1px solid #000000;overflow:hidden;padding:0px 3px 0px 3px;vertical-align:bottom;font-weight:bold;"></td> <td data-sheets-value='{"1":2,"2":"Double-walled"}' style="overflow:hidden;padding:0px 3px 0px 3px;vertical-align:bottom;font-weight:bold;">Double-walled</td> <td data-sheets-value='{"1":2,"2":"Clear (A/A)"}' style="border-right:1px solid #000000;overflow:hidden;padding:0px 3px 0px 3px;vertical-align:bottom;font-weight:bold;">Clear (A/A)</td> <td data-sheets-numberformat='{"1":2,"2":"0.00","3":1}' data-sheets-value='{"1":3,"3":2.9}' style="overflow:hidden;padding:0px 3px 0px 3px;vertical-align:bottom;text-align:center;">2.90</td> <td data-sheets-numberformat='{"1":2,"2":"0","3":1}' data-sheets-value='{"1":3,"3":77}' style="overflow:hidden;padding:0px 3px 0px 3px;vertical-align:bottom;text-align:center;">77</td> <td data-sheets-numberformat='{"1":2,"2":"0","3":1}' data-sheets-value='{"1":3,"3":69}' style="overflow:hidden;padding:0px 3px 0px 3px;vertical-align:bottom;text-align:center;">69</td> <td data-sheets-numberformat='{"1":2,"2":"0","3":1}' data-sheets-value='{"1":3,"3":20}' style="border-right:1px solid #000000;overflow:hidden;padding:0px 3px 0px 3px;vertical-align:bottom;text-align:center;">20</td> </tr> <tr style="height:20px;"> <td style="border-left:1px solid #000000;overflow:hidden;padding:0px 3px 0px 3px;vertical-align:bottom;font-weight:bold;"></td> <td data-sheets-value='{"1":2,"2":"Double-walled"}' style="overflow:hidden;padding:0px 3px 0px 3px;vertical-align:bottom;font-weight:bold;">Double-walled</td> <td data-sheets-value='{"1":2,"2":"Opal (A/O)"}' style="border-right:1px solid #000000;overflow:hidden;padding:0px 3px 0px 3px;vertical-align:bottom;font-weight:bold;">Opal (A/O)</td> <td data-sheets-numberformat='{"1":2,"2":"0.00","3":1}' data-sheets-value='{"1":3,"3":2.9}' style="overflow:hidden;padding:0px 3px 0px 3px;vertical-align:bottom;text-align:center;">2.90</td> <td data-sheets-numberformat='{"1":2,"2":"0","3":1}' data-sheets-value='{"1":3,"3":73}' style="overflow:hidden;padding:0px 3px 0px 3px;vertical-align:bottom;text-align:center;">73</td> <td data-sheets-numberformat='{"1":2,"2":"0","3":1}' data-sheets-value='{"1":3,"3":63}' style="overflow:hidden;padding:0px 3px 0px 3px;vertical-align:bottom;text-align:center;">63</td> <td data-sheets-numberformat='{"1":2,"2":"0","3":1}' data-sheets-value='{"1":3,"3":20}' style="border-right:1px solid #000000;overflow:hidden;padding:0px 3px 0px 3px;vertical-align:bottom;text-align:center;">20</td> </tr> <tr style="height:20px;"> <td style="border-left:1px solid #000000;overflow:hidden;padding:0px 3px 0px 3px;vertical-align:bottom;font-weight:bold;"></td> <td data-sheets-value='{"1":2,"2":"Double-walled"}' style="overflow:hidden;padding:0px 3px 0px 3px;vertical-align:bottom;font-weight:bold;">Double-walled</td> <td data-sheets-value='{"1":2,"2":"Opal (A/D)"}' style="border-right:1px solid #000000;overflow:hidden;padding:0px 3px 0px 3px;vertical-align:bottom;font-weight:bold;">Opal (A/D)</td> <td data-sheets-numberformat='{"1":2,"2":"0.00","3":1}' data-sheets-value='{"1":3,"3":2.9}' style="overflow:hidden;padding:0px 3px 0px 3px;vertical-align:bottom;text-align:center;">2.90</td> <td data-sheets-numberformat='{"1":2,"2":"0","3":1}' data-sheets-value='{"1":3,"3":51}' style="overflow:hidden;padding:0px 3px 0px 3px;vertical-align:bottom;text-align:center;">51</td> <td data-sheets-numberformat='{"1":2,"2":"0","3":1}' data-sheets-value='{"1":3,"3":50}' style="overflow:hidden;padding:0px 3px 0px 3px;vertical-align:bottom;text-align:center;">50</td> <td data-sheets-numberformat='{"1":2,"2":"0","3":1}' data-sheets-value='{"1":3,"3":20}' style="border-right:1px solid #000000;overflow:hidden;padding:0px 3px 0px 3px;vertical-align:bottom;text-align:center;">20</td> </tr> <tr style="height:20px;"> <td style="border-left:1px solid #000000;overflow:hidden;padding:0px 3px 0px 3px;vertical-align:bottom;font-weight:bold;"></td> <td data-sheets-value='{"1":2,"2":"Triple-walled"}' style="overflow:hidden;padding:0px 3px 0px 3px;vertical-align:bottom;font-weight:bold;">Triple-walled</td> <td data-sheets-value='{"1":2,"2":"Clear (A/H/H)"}' style="border-right:1px solid #000000;overflow:hidden;padding:0px 3px 0px 3px;vertical-align:bottom;font-weight:bold;">Clear (A/H/H)</td> <td data-sheets-numberformat='{"1":2,"2":"0.00","3":1}' data-sheets-value='{"1":3,"3":1.7}' style="overflow:hidden;padding:0px 3px 0px 3px;vertical-align:bottom;text-align:center;">1.70</td> <td data-sheets-numberformat='{"1":2,"2":"0","3":1}' data-sheets-value='{"1":3,"3":71}' style="overflow:hidden;padding:0px 3px 0px 3px;vertical-align:bottom;text-align:center;">71</td> <td data-sheets-numberformat='{"1":2,"2":"0","3":1}' data-sheets-value='{"1":3,"3":63}' style="overflow:hidden;padding:0px 3px 0px 3px;vertical-align:bottom;text-align:center;">63</td> <td data-sheets-numberformat='{"1":2,"2":"0","3":1}' data-sheets-value='{"1":3,"3":22}' style="border-right:1px solid #000000;overflow:hidden;padding:0px 3px 0px 3px;vertical-align:bottom;text-align:center;">22</td> </tr> <tr style="height:20px;"> <td style="border-left:1px solid #000000;overflow:hidden;padding:0px 3px 0px 3px;vertical-align:bottom;font-weight:bold;"></td> <td data-sheets-value='{"1":2,"2":"Triple-walled"}' style="overflow:hidden;padding:0px 3px 0px 3px;vertical-align:bottom;font-weight:bold;">Triple-walled</td> <td data-sheets-value='{"1":2,"2":"Opal (A/O/O)"}' style="border-right:1px solid #000000;overflow:hidden;padding:0px 3px 0px 3px;vertical-align:bottom;font-weight:bold;">Opal (A/O/O)</td> <td data-sheets-numberformat='{"1":2,"2":"0.00","3":1}' data-sheets-value='{"1":3,"3":1.7}' style="overflow:hidden;padding:0px 3px 0px 3px;vertical-align:bottom;text-align:center;">1.70</td> <td data-sheets-numberformat='{"1":2,"2":"0","3":1}' data-sheets-value='{"1":3,"3":61}' style="overflow:hidden;padding:0px 3px 0px 3px;vertical-align:bottom;text-align:center;">61</td> <td data-sheets-numberformat='{"1":2,"2":"0","3":1}' data-sheets-value='{"1":3,"3":48}' style="overflow:hidden;padding:0px 3px 0px 3px;vertical-align:bottom;text-align:center;">48</td> <td data-sheets-numberformat='{"1":2,"2":"0","3":1}' data-sheets-value='{"1":3,"3":22}' style="border-right:1px solid #000000;overflow:hidden;padding:0px 3px 0px 3px;vertical-align:bottom;text-align:center;">22</td> </tr> <tr style="height:20px;"> <td style="border-left:1px solid #000000;overflow:hidden;padding:0px 3px 0px 3px;vertical-align:bottom;font-weight:bold;"></td> <td data-sheets-value='{"1":2,"2":"Four-walled"}' style="overflow:hidden;padding:0px 3px 0px 3px;vertical-align:bottom;font-weight:bold;">Four-walled</td> <td data-sheets-value='{"1":2,"2":"Clear (A/H/H/H)"}' style="border-right:1px solid #000000;overflow:hidden;padding:0px 3px 0px 3px;vertical-align:bottom;font-weight:bold;">Clear (A/H/H/H)</td> <td data-sheets-numberformat='{"1":2,"2":"0.00","3":1}' data-sheets-value='{"1":3,"3":1.28}' style="overflow:hidden;padding:0px 3px 0px 3px;vertical-align:bottom;text-align:center;">1.28</td> <td data-sheets-numberformat='{"1":2,"2":"0","3":1}' data-sheets-value='{"1":3,"3":64}' style="overflow:hidden;padding:0px 3px 0px 3px;vertical-align:bottom;text-align:center;">64</td> <td data-sheets-numberformat='{"1":2,"2":"0","3":1}' data-sheets-value='{"1":3,"3":52}' style="overflow:hidden;padding:0px 3px 0px 3px;vertical-align:bottom;text-align:center;">52</td> <td data-sheets-numberformat='{"1":2,"2":"0","3":1}' data-sheets-value='{"1":3,"3":23}' style="border-right:1px solid #000000;overflow:hidden;padding:0px 3px 0px 3px;vertical-align:bottom;text-align:center;">23</td> </tr> <tr style="height:20px;"> <td style="border-bottom:1px solid #000000;border-left:1px solid #000000;overflow:hidden;padding:0px 3px 0px 3px;vertical-align:bottom;"></td> <td data-sheets-value='{"1":2,"2":"Four-walled"}' style="border-bottom:1px solid #000000;overflow:hidden;padding:0px 3px 0px 3px;vertical-align:bottom;font-weight:bold;">Four-walled</td> <td data-sheets-value='{"1":2,"2":"Opal (A/H/O/H)"}' style="border-right:1px solid #000000;border-bottom:1px solid #000000;overflow:hidden;padding:0px 3px 0px 3px;vertical-align:bottom;font-weight:bold;">Opal (A/H/O/H)</td> <td data-sheets-numberformat='{"1":2,"2":"0.00","3":1}' data-sheets-value='{"1":3,"3":1.28}' style="border-bottom:1px solid #000000;overflow:hidden;padding:0px 3px 0px 3px;vertical-align:bottom;text-align:center;">1.28</td> <td data-sheets-numberformat='{"1":2,"2":"0","3":1}' data-sheets-value='{"1":3,"3":59}' style="border-bottom:1px solid #000000;overflow:hidden;padding:0px 3px 0px 3px;vertical-align:bottom;text-align:center;">59</td> <td data-sheets-numberformat='{"1":2,"2":"0","3":1}' data-sheets-value='{"1":3,"3":46}' style="border-bottom:1px solid #000000;overflow:hidden;padding:0px 3px 0px 3px;vertical-align:bottom;text-align:center;">46</td> <td data-sheets-numberformat='{"1":2,"2":"0","3":1}' data-sheets-value='{"1":3,"3":23}' style="border-right:1px solid #000000;border-bottom:1px solid #000000;overflow:hidden;padding:0px 3px 0px 3px;vertical-align:bottom;text-align:center;">23</td> </tr> <tr style="height:20px;"> <td data-sheets-value='{"1":2,"2":"Polycarbonate"}' style="border-left:1px solid #000000;overflow:hidden;padding:0px 3px 0px 3px;vertical-align:bottom;font-weight:bold;">Polycarbonate</td> <td data-sheets-value='{"1":2,"2":"Single-walled"}' style="overflow:hidden;padding:0px 3px 0px 3px;vertical-align:bottom;font-weight:bold;">Single-walled</td> <td data-sheets-value='{"1":2,"2":"Heatstop Opal (T)"}' style="border-right:1px solid #000000;overflow:hidden;padding:0px 3px 0px 3px;vertical-align:bottom;font-weight:bold;">Heatstop Opal (T)</td> <td data-sheets-numberformat='{"1":2,"2":"0.00","3":1}' data-sheets-value='{"1":3,"3":5.17}' style="overflow:hidden;padding:0px 3px 0px 3px;vertical-align:bottom;text-align:center;">5.17</td> <td data-sheets-numberformat='{"1":2,"2":"0","3":1}' data-sheets-value='{"1":3,"3":49}' style="overflow:hidden;padding:0px 3px 0px 3px;vertical-align:bottom;text-align:center;">49</td> <td data-sheets-numberformat='{"1":2,"2":"0","3":1}' data-sheets-value='{"1":3,"3":59}' style="overflow:hidden;padding:0px 3px 0px 3px;vertical-align:bottom;text-align:center;">59</td> <td data-sheets-numberformat='{"1":2,"2":"0","3":1}' data-sheets-value='{"1":2,"2":"-"}' style="border-right:1px solid #000000;overflow:hidden;padding:0px 3px 0px 3px;vertical-align:bottom;text-align:center;">-</td> </tr> <tr style="height:20px;"> <td data-sheets-value='{"1":2,"2":"Heatstop PC"}' style="border-left:1px solid #000000;overflow:hidden;padding:0px 3px 0px 3px;vertical-align:bottom;font-weight:bold;">Heatstop PC</td> <td data-sheets-value='{"1":2,"2":"Double-walled"}' style="overflow:hidden;padding:0px 3px 0px 3px;vertical-align:bottom;font-weight:bold;">Double-walled</td> <td data-sheets-value='{"1":2,"2":"Clear (T/H)"}' style="border-right:1px solid #000000;overflow:hidden;padding:0px 3px 0px 3px;vertical-align:bottom;font-weight:bold;">Clear (T/H)</td> <td data-sheets-numberformat='{"1":2,"2":"0.00","3":1}' data-sheets-value='{"1":3,"3":2.9}' style="overflow:hidden;padding:0px 3px 0px 3px;vertical-align:bottom;text-align:center;">2.90</td> <td data-sheets-numberformat='{"1":2,"2":"0","3":1}' data-sheets-value='{"1":3,"3":44}' style="overflow:hidden;padding:0px 3px 0px 3px;vertical-align:bottom;text-align:center;">44</td> <td data-sheets-numberformat='{"1":2,"2":"0","3":1}' data-sheets-value='{"1":3,"3":51}' style="overflow:hidden;padding:0px 3px 0px 3px;vertical-align:bottom;text-align:center;">51</td> <td data-sheets-numberformat='{"1":2,"2":"0","3":1}' data-sheets-value='{"1":3,"3":20}' style="border-right:1px solid #000000;overflow:hidden;padding:0px 3px 0px 3px;vertical-align:bottom;text-align:center;">20</td> </tr> <tr style="height:20px;"> <td style="border-left:1px solid #000000;overflow:hidden;padding:0px 3px 0px 3px;vertical-align:bottom;font-weight:bold;"></td> <td data-sheets-value='{"1":2,"2":"Double-walled"}' style="overflow:hidden;padding:0px 3px 0px 3px;vertical-align:bottom;font-weight:bold;">Double-walled</td> <td data-sheets-value='{"1":2,"2":"Opal (T/O)"}' style="border-right:1px solid #000000;overflow:hidden;padding:0px 3px 0px 3px;vertical-align:bottom;font-weight:bold;">Opal (T/O)</td> <td data-sheets-numberformat='{"1":2,"2":"0.00","3":1}' data-sheets-value='{"1":3,"3":2.9}' style="overflow:hidden;padding:0px 3px 0px 3px;vertical-align:bottom;text-align:center;">2.90</td> <td data-sheets-numberformat='{"1":2,"2":"0","3":1}' data-sheets-value='{"1":3,"3":41}' style="overflow:hidden;padding:0px 3px 0px 3px;vertical-align:bottom;text-align:center;">41</td> <td data-sheets-numberformat='{"1":2,"2":"0","3":1}' data-sheets-value='{"1":3,"3":45}' style="overflow:hidden;padding:0px 3px 0px 3px;vertical-align:bottom;text-align:center;">45</td> <td data-sheets-numberformat='{"1":2,"2":"0","3":1}' data-sheets-value='{"1":3,"3":20}' style="border-right:1px solid #000000;overflow:hidden;padding:0px 3px 0px 3px;vertical-align:bottom;text-align:center;">20</td> </tr> <tr style="height:20px;"> <td style="border-left:1px solid #000000;overflow:hidden;padding:0px 3px 0px 3px;vertical-align:bottom;font-weight:bold;"></td> <td data-sheets-value='{"1":2,"2":"Triple-walled"}' style="overflow:hidden; | skylux-160-ce-met-koepel-en-pvc-opstand-16-00-met-lm-motor-en-windvang-0900-x-1500-mm | 8586028220749 | 46872341217613
Smoke and heat exhaust (SHEV) | SHE system | Skylux | Skylux 160° CE with skylight and PVC curb 16/00 with LM-actuator and spoiler 1000 x 1000 mm |  | 28330 | 5412970283300 | 3528.4 | Yes | 30-45 | 54.13 | 1000 x 1000 mm | 1000 | 1000 |  | PVC 16/00 (16 cm high & roof opening = daylight size) | Square | 5.17 W/m²K - 1.28 W/m²K | 87% - 32% | 90% - 32% | 20dB - 23dB | 160° CE (for industry) | skylight | with spoiler | E | Single actuator | Maximum four-walled skylight possible for this product | Ut-value LT-value g-value Rw-value EN 1873 : 2014 EN ISO 13468 EN 16153 EN 410 EN 410 EN ISO 140-3 Material Walls Shells (W/m²K) (%) (%) (dB) Acrylic Single-walled Clear (H) 5.17 90 87 - PMMA Single-walled Opal (O) 5.17 83 76 - Double-walled Clear (H/H) 2.90 81 75 20 Double-walled Opal (O/O) 2.90 69 58 20 Triple-walled Clear (H/H/H) 1.70 73 65 22 Triple-walled Opal (O/H/O) 1.70 62 51 22 Four-walled Clear (H/H/H/H) 1.28 64 54 23 Four-walled Opal (H/H/O/H) 1.28 59 48 23 Polycarbonate Single-walled Clear (A) 5.17 88 83 - PC Single-walled Opal (D) 5.17 58 60 - Double-walled Clear (A/H) 2.90 79 72 20 Double-walled Clear (A/A) 2.90 77 69 20 Double-walled Opal (A/O) 2.90 73 63 20 Double-walled Opal (A/D) 2.90 51 50 20 Triple-walled Clear (A/H/H) 1.70 71 63 22 Triple-walled Opal (A/O/O) 1.70 61 48 22 Four-walled Clear (A/H/H/H) 1.28 64 52 23 Four-walled Opal (A/H/O/H) 1.28 59 46 23 Polycarbonate Single-walled Heatstop Opal (T) 5.17 49 59 - Heatstop PC Double-walled Clear (T/H) 2.90 44 51 20 Double-walled Opal (T/O) 2.90 41 45 20 Triple-walled Clear (T/H/H) 1.70 40 <td data-sheets-numberformat='{"1":2,"2":"0","3":1}' data-sheets-value='{"1":3,"3":44}' style="overflow:hidden;paddin | https://skylux.eu/en/products/skylux-160-ce-met-koepel-en-pvc-opstand-16-00-met-lm-motor-en-windvang-1000-x-1000-mm | https://skylux.eu/cdn/shop/files/Skylux-160deg-CE-met-koepel-en-pvc-opstand-1600-met-LM-motor-en-windvang-1000-x-1000-mm-RWA-systeem.jpg?v=1702980141&width=1600 | https://skylux.eu/cdn/shop/files/e5a82811-1bb0-48e4-a776-cacb59c7c092_e195a5fd-434b-4b11-86c5-24e0ecbc3115.jpg?v=1688551062&width=1600 | //skylux.eu/cdn/shop/files/E_MH_Mounting_instructions_Skylux_160_CE_LM.pdf?v=12406716259046007223 | //skylux.eu/cdn/shop/files/E_TD_Technical_File_Skylux_Skylux_160_CE_Electric.pdf?v=3667116872303399239 | <style type="text/css" id="isPasted"> <!--td { border: 1px solid #cccccc; } br { mso-data-placement: same-cell; } --> </style> <table border="1" cellpadding="0" cellspacing="0" dir="ltr" style="table-layout:fixed;font-size:10pt;font-family:Arial;border-collapse:collapse;border:none;"><tbody> <tr style="height:20px;"> <td style="overflow:hidden;padding:0px 3px 0px 3px;vertical-align:bottom;"></td> <td style="overflow:hidden;padding:0px 3px 0px 3px;vertical-align:bottom;"></td> <td style="overflow:hidden;padding:0px 3px 0px 3px;vertical-align:bottom;"></td> <td data-sheets-value='{"1":2,"2":"Ut-value"}' style="overflow:hidden;padding:0px 3px 0px 3px;vertical-align:bottom;font-weight:bold;text-align:center;">Ut-value</td> <td data-sheets-value='{"1":2,"2":"LT-value"}' style="overflow:hidden;padding:0px 3px 0px 3px;vertical-align:bottom;font-weight:bold;text-align:center;">LT-value</td> <td data-sheets-value='{"1":2,"2":"g-value"}' style="overflow:hidden;padding:0px 3px 0px 3px;vertical-align:bottom;font-weight:bold;text-align:center;">g-value</td> <td data-sheets-value='{"1":2,"2":"Rw-value "}' style="overflow:hidden;padding:0px 3px 0px 3px;vertical-align:bottom;font-weight:bold;text-align:center;">Rw-value </td> </tr> <tr style="height:20px;"> <td style="overflow:hidden;padding:0px 3px 0px 3px;vertical-align:bottom;"></td> <td style="overflow:hidden;padding:0px 3px 0px 3px;vertical-align:bottom;"></td> <td style="overflow:hidden;padding:0px 3px 0px 3px;vertical-align:bottom;"></td> <td data-sheets-numberformat='{"1":2,"2":"0.00","3":1}' data-sheets-value='{"1":2,"2":"EN 1873 : 2014"}' style="overflow:hidden;padding:0px 3px 0px 3px;vertical-align:bottom;text-align:center;">EN 1873 : 2014</td> <td data-sheets-numberformat='{"1":2,"2":"0","3":1}' data-sheets-value='{"1":2,"2":"EN ISO 13468 EN 16153 EN 410"}' style="overflow:hidden;padding:0px 3px 0px 3px;vertical-align:bottom;text-align:center;">EN ISO 13468 EN 16153 EN 410</td> <td data-sheets-numberformat='{"1":2,"2":"0","3":1}' data-sheets-value='{"1":2,"2":"EN 410"}' style="overflow:hidden;padding:0px 3px 0px 3px;vertical-align:bottom;text-align:center;">EN 410</td> <td data-sheets-value='{"1":2,"2":"EN ISO 140-3\t\t"}' style="overflow:hidden;padding:0px 3px 0px 3px;vertical-align:bottom;text-align:center;">EN ISO 140-3 </td> </tr> <tr style="height:20px;"> <td data-sheets-value='{"1":2,"2":"Material"}' style="border-bottom:1px solid #000000;overflow:hidden;padding:0px 3px 0px 3px;vertical-align:bottom;background-color:#000000;font-weight:bold;color:#ffffff;">Material</td> <td data-sheets-value='{"1":2,"2":"Walls"}' style="border-bottom:1px solid #000000;overflow:hidden;padding:0px 3px 0px 3px;vertical-align:bottom;background-color:#000000;font-weight:bold;color:#ffffff;">Walls</td> <td data-sheets-value='{"1":2,"2":"Shells"}' style="border-bottom:1px solid #000000;overflow:hidden;padding:0px 3px 0px 3px;vertical-align:bottom;background-color:#000000;font-weight:bold;color:#ffffff;">Shells</td> <td data-sheets-numberformat='{"1":2,"2":"0.00","3":1}' data-sheets-value='{"1":2,"2":"(W/m²K)\t"}' style="border-bottom:1px solid #000000;overflow:hidden;padding:0px 3px 0px 3px;vertical-align:bottom;background-color:#000000;font-weight:bold;color:#ffffff;text-align:center;">(W/m²K) </td> <td data-sheets-numberformat='{"1":2,"2":"0","3":1}' data-sheets-value='{"1":2,"2":"(%)"}' style="border-bottom:1px solid #000000;overflow:hidden;padding:0px 3px 0px 3px;vertical-align:bottom;background-color:#000000;font-weight:bold;color:#ffffff;text-align:center;">(%)</td> <td data-sheets-numberformat='{"1":2,"2":"0","3":1}' data-sheets-value='{"1":2,"2":"(%)"}' style="border-bottom:1px solid #000000;overflow:hidden;padding:0px 3px 0px 3px;vertical-align:bottom;background-color:#000000;font-weight:bold;color:#ffffff;text-align:center;">(%)</td> <td data-sheets-value='{"1":2,"2":"(dB)"}' style="border-bottom:1px solid #000000;overflow:hidden;padding:0px 3px 0px 3px;vertical-align:bottom;background-color:#000000;font-weight:bold;color:#ffffff;text-align:center;">(dB)</td> </tr> <tr style="height:20px;"> <td data-sheets-value='{"1":2,"2":"Acrylic"}' style="border-left:1px solid #000000;overflow:hidden;padding:0px 3px 0px 3px;vertical-align:bottom;font-weight:bold;">Acrylic</td> <td data-sheets-value='{"1":2,"2":"Single-walled"}' style="overflow:hidden;padding:0px 3px 0px 3px;vertical-align:bottom;font-weight:bold;">Single-walled</td> <td data-sheets-value='{"1":2,"2":"Clear (H)"}' style="border-right:1px solid #000000;overflow:hidden;padding:0px 3px 0px 3px;vertical-align:bottom;font-weight:bold;">Clear (H)</td> <td data-sheets-numberformat='{"1":2,"2":"0.00","3":1}' data-sheets-value='{"1":3,"3":5.17}' style="overflow:hidden;padding:0px 3px 0px 3px;vertical-align:bottom;text-align:center;">5.17</td> <td data-sheets-numberformat='{"1":2,"2":"0","3":1}' data-sheets-value='{"1":3,"3":90}' style="overflow:hidden;padding:0px 3px 0px 3px;vertical-align:bottom;text-align:center;">90</td> <td data-sheets-numberformat='{"1":2,"2":"0","3":1}' data-sheets-value='{"1":3,"3":87}' style="overflow:hidden;padding:0px 3px 0px 3px;vertical-align:bottom;text-align:center;">87</td> <td data-sheets-numberformat='{"1":2,"2":"0","3":1}' data-sheets-value='{"1":2,"2":"-"}' style="border-right:1px solid #000000;overflow:hidden;padding:0px 3px 0px 3px;vertical-align:bottom;text-align:center;">-</td> </tr> <tr style="height:20px;"> <td data-sheets-value='{"1":2,"2":"PMMA"}' style="border-left:1px solid #000000;overflow:hidden;padding:0px 3px 0px 3px;vertical-align:bottom;font-weight:bold;">PMMA</td> <td data-sheets-value='{"1":2,"2":"Single-walled"}' style="overflow:hidden;padding:0px 3px 0px 3px;vertical-align:bottom;font-weight:bold;">Single-walled</td> <td data-sheets-value='{"1":2,"2":"Opal (O)"}' style="border-right:1px solid #000000;overflow:hidden;padding:0px 3px 0px 3px;vertical-align:bottom;font-weight:bold;">Opal (O)</td> <td data-sheets-numberformat='{"1":2,"2":"0.00","3":1}' data-sheets-value='{"1":3,"3":5.17}' style="overflow:hidden;padding:0px 3px 0px 3px;vertical-align:bottom;text-align:center;">5.17</td> <td data-sheets-numberformat='{"1":2,"2":"0","3":1}' data-sheets-value='{"1":3,"3":83}' style="overflow:hidden;padding:0px 3px 0px 3px;vertical-align:bottom;text-align:center;">83</td> <td data-sheets-numberformat='{"1":2,"2":"0","3":1}' data-sheets-value='{"1":3,"3":76}' style="overflow:hidden;padding:0px 3px 0px 3px;vertical-align:bottom;text-align:center;">76</td> <td data-sheets-numberformat='{"1":2,"2":"0","3":1}' data-sheets-value='{"1":2,"2":"-"}' style="border-right:1px solid #000000;overflow:hidden;padding:0px 3px 0px 3px;vertical-align:bottom;text-align:center;">-</td> </tr> <tr style="height:20px;"> <td style="border-left:1px solid #000000;overflow:hidden;padding:0px 3px 0px 3px;vertical-align:bottom;font-weight:bold;"></td> <td data-sheets-value='{"1":2,"2":"Double-walled"}' style="overflow:hidden;padding:0px 3px 0px 3px;vertical-align:bottom;font-weight:bold;">Double-walled</td> <td data-sheets-value='{"1":2,"2":"Clear (H/H)"}' style="border-right:1px solid #000000;overflow:hidden;padding:0px 3px 0px 3px;vertical-align:bottom;font-weight:bold;">Clear (H/H)</td> <td data-sheets-numberformat='{"1":2,"2":"0.00","3":1}' data-sheets-value='{"1":3,"3":2.9}' style="overflow:hidden;padding:0px 3px 0px 3px;vertical-align:bottom;text-align:center;">2.90</td> <td data-sheets-numberformat='{"1":2,"2":"0","3":1}' data-sheets-value='{"1":3,"3":81}' style="overflow:hidden;padding:0px 3px 0px 3px;vertical-align:bottom;text-align:center;">81</td> <td data-sheets-numberformat='{"1":2,"2":"0","3":1}' data-sheets-value='{"1":3,"3":75}' style="overflow:hidden;padding:0px 3px 0px 3px;vertical-align:bottom;text-align:center;">75</td> <td data-sheets-numberformat='{"1":2,"2":"0","3":1}' data-sheets-value='{"1":3,"3":20}' style="border-right:1px solid #000000;overflow:hidden;padding:0px 3px 0px 3px;vertical-align:bottom;text-align:center;">20</td> </tr> <tr style="height:20px;"> <td style="border-left:1px solid #000000;overflow:hidden;padding:0px 3px 0px 3px;vertical-align:bottom;font-weight:bold;"></td> <td data-sheets-value='{"1":2,"2":"Double-walled"}' style="overflow:hidden;padding:0px 3px 0px 3px;vertical-align:bottom;font-weight:bold;">Double-walled</td> <td data-sheets-value='{"1":2,"2":"Opal (O/O)"}' style="border-right:1px solid #000000;overflow:hidden;padding:0px 3px 0px 3px;vertical-align:bottom;font-weight:bold;">Opal (O/O)</td> <td data-sheets-numberformat='{"1":2,"2":"0.00","3":1}' data-sheets-value='{"1":3,"3":2.9}' style="overflow:hidden;padding:0px 3px 0px 3px;vertical-align:bottom;text-align:center;">2.90</td> <td data-sheets-numberformat='{"1":2,"2":"0","3":1}' data-sheets-value='{"1":3,"3":69}' style="overflow:hidden;padding:0px 3px 0px 3px;vertical-align:bottom;text-align:center;">69</td> <td data-sheets-numberformat='{"1":2,"2":"0","3":1}' data-sheets-value='{"1":3,"3":58}' style="overflow:hidden;padding:0px 3px 0px 3px;vertical-align:bottom;text-align:center;">58</td> <td data-sheets-numberformat='{"1":2,"2":"0","3":1}' data-sheets-value='{"1":3,"3":20}' style="border-right:1px solid #000000;overflow:hidden;padding:0px 3px 0px 3px;vertical-align:bottom;text-align:center;">20</td> </tr> <tr style="height:20px;"> <td style="border-left:1px solid #000000;overflow:hidden;padding:0px 3px 0px 3px;vertical-align:bottom;font-weight:bold;"></td> <td data-sheets-value='{"1":2,"2":"Triple-walled"}' style="overflow:hidden;padding:0px 3px 0px 3px;vertical-align:bottom;font-weight:bold;">Triple-walled</td> <td data-sheets-value='{"1":2,"2":"Clear (H/H/H)"}' style="border-right:1px solid #000000;overflow:hidden;padding:0px 3px 0px 3px;vertical-align:bottom;font-weight:bold;">Clear (H/H/H)</td> <td data-sheets-numberformat='{"1":2,"2":"0.00","3":1}' data-sheets-value='{"1":3,"3":1.7}' style="overflow:hidden;padding:0px 3px 0px 3px;vertical-align:bottom;text-align:center;">1.70</td> <td data-sheets-numberformat='{"1":2,"2":"0","3":1}' data-sheets-value='{"1":3,"3":73}' style="overflow:hidden;padding:0px 3px 0px 3px;vertical-align:bottom;text-align:center;">73</td> <td data-sheets-numberformat='{"1":2,"2":"0","3":1}' data-sheets-value='{"1":3,"3":65}' style="overflow:hidden;padding:0px 3px 0px 3px;vertical-align:bottom;text-align:center;">65</td> <td data-sheets-numberformat='{"1":2,"2":"0","3":1}' data-sheets-value='{"1":3,"3":22}' style="border-right:1px solid #000000;overflow:hidden;padding:0px 3px 0px 3px;vertical-align:bottom;text-align:center;">22</td> </tr> <tr style="height:20px;"> <td style="border-left:1px solid #000000;overflow:hidden;padding:0px 3px 0px 3px;vertical-align:bottom;font-weight:bold;"></td> <td data-sheets-value='{"1":2,"2":"Triple-walled"}' style="overflow:hidden;padding:0px 3px 0px 3px;vertical-align:bottom;font-weight:bold;">Triple-walled</td> <td data-sheets-value='{"1":2,"2":"Opal (O/H/O)"}' style="border-right:1px solid #000000;overflow:hidden;padding:0px 3px 0px 3px;vertical-align:bottom;font-weight:bold;">Opal (O/H/O)</td> <td data-sheets-numberformat='{"1":2,"2":"0.00","3":1}' data-sheets-value='{"1":3,"3":1.7}' style="overflow:hidden;padding:0px 3px 0px 3px;vertical-align:bottom;text-align:center;">1.70</td> <td data-sheets-numberformat='{"1":2,"2":"0","3":1}' data-sheets-value='{"1":3,"3":62}' style="overflow:hidden;padding:0px 3px 0px 3px;vertical-align:bottom;text-align:center;">62</td> <td data-sheets-numberformat='{"1":2,"2":"0","3":1}' data-sheets-value='{"1":3,"3":51}' style="overflow:hidden;padding:0px 3px 0px 3px;vertical-align:bottom;text-align:center;">51</td> <td data-sheets-numberformat='{"1":2,"2":"0","3":1}' data-sheets-value='{"1":3,"3":22}' style="border-right:1px solid #000000;overflow:hidden;padding:0px 3px 0px 3px;vertical-align:bottom;text-align:center;">22</td> </tr> <tr style="height:20px;"> <td style="border-left:1px solid #000000;overflow:hidden;padding:0px 3px 0px 3px;vertical-align:bottom;font-weight:bold;"></td> <td data-sheets-value='{"1":2,"2":"Four-walled"}' style="overflow:hidden;padding:0px 3px 0px 3px;vertical-align:bottom;font-weight:bold;">Four-walled</td> <td data-sheets-value='{"1":2,"2":"Clear (H/H/H/H)"}' style="border-right:1px solid #000000;overflow:hidden;padding:0px 3px 0px 3px;vertical-align:bottom;font-weight:bold;">Clear (H/H/H/H)</td> <td data-sheets-numberformat='{"1":2,"2":"0.00","3":1}' data-sheets-value='{"1":3,"3":1.28}' style="overflow:hidden;padding:0px 3px 0px 3px;vertical-align:bottom;text-align:center;">1.28</td> <td data-sheets-numberformat='{"1":2,"2":"0","3":1}' data-sheets-value='{"1":3,"3":64}' style="overflow:hidden;padding:0px 3px 0px 3px;vertical-align:bottom;text-align:center;">64</td> <td data-sheets-numberformat='{"1":2,"2":"0","3":1}' data-sheets-value='{"1":3,"3":54}' style="overflow:hidden;padding:0px 3px 0px 3px;vertical-align:bottom;text-align:center;">54</td> <td data-sheets-numberformat='{"1":2,"2":"0","3":1}' data-sheets-value='{"1":3,"3":23}' style="border-right:1px solid #000000;overflow:hidden;padding:0px 3px 0px 3px;vertical-align:bottom;text-align:center;">23</td> </tr> <tr style="height:20px;"> <td style="border-bottom:1px solid #000000;border-left:1px solid #000000;overflow:hidden;padding:0px 3px 0px 3px;vertical-align:bottom;"></td> <td data-sheets-value='{"1":2,"2":"Four-walled"}' style="border-bottom:1px solid #000000;overflow:hidden;padding:0px 3px 0px 3px;vertical-align:bottom;font-weight:bold;">Four-walled</td> <td data-sheets-value='{"1":2,"2":"Opal (H/H/O/H)"}' style="border-right:1px solid #000000;border-bottom:1px solid #000000;overflow:hidden;padding:0px 3px 0px 3px;vertical-align:bottom;font-weight:bold;">Opal (H/H/O/H)</td> <td data-sheets-numberformat='{"1":2,"2":"0.00","3":1}' data-sheets-value='{"1":3,"3":1.28}' style="border-bottom:1px solid #000000;overflow:hidden;padding:0px 3px 0px 3px;vertical-align:bottom;text-align:center;">1.28</td> <td data-sheets-numberformat='{"1":2,"2":"0","3":1}' data-sheets-value='{"1":3,"3":59}' style="border-bottom:1px solid #000000;overflow:hidden;padding:0px 3px 0px 3px;vertical-align:bottom;text-align:center;">59</td> <td data-sheets-numberformat='{"1":2,"2":"0","3":1}' data-sheets-value='{"1":3,"3":48}' style="border-bottom:1px solid #000000;overflow:hidden;padding:0px 3px 0px 3px;vertical-align:bottom;text-align:center;">48</td> <td data-sheets-numberformat='{"1":2,"2":"0","3":1}' data-sheets-value='{"1":3,"3":23}' style="border-right:1px solid #000000;border-bottom:1px solid #000000;overflow:hidden;padding:0px 3px 0px 3px;vertical-align:bottom;text-align:center;">23</td> </tr> <tr style="height:20px;"> <td data-sheets-value='{"1":2,"2":"Polycarbonate "}' style="border-left:1px solid #000000;overflow:hidden;padding:0px 3px 0px 3px;vertical-align:bottom;font-weight:bold;">Polycarbonate </td> <td data-sheets-value='{"1":2,"2":"Single-walled"}' style="overflow:hidden;padding:0px 3px 0px 3px;vertical-align:bottom;font-weight:bold;">Single-walled</td> <td data-sheets-value='{"1":2,"2":"Clear (A)"}' style="border-right:1px solid #000000;overflow:hidden;padding:0px 3px 0px 3px;vertical-align:bottom;font-weight:bold;">Clear (A)</td> <td data-sheets-numberformat='{"1":2,"2":"0.00","3":1}' data-sheets-value='{"1":3,"3":5.17}' style="overflow:hidden;padding:0px 3px 0px 3px;vertical-align:bottom;text-align:center;">5.17</td> <td data-sheets-numberformat='{"1":2,"2":"0","3":1}' data-sheets-value='{"1":3,"3":88}' style="overflow:hidden;padding:0px 3px 0px 3px;vertical-align:bottom;text-align:center;">88</td> <td data-sheets-numberformat='{"1":2,"2":"0","3":1}' data-sheets-value='{"1":3,"3":83}' style="overflow:hidden;padding:0px 3px 0px 3px;vertical-align:bottom;text-align:center;">83</td> <td data-sheets-numberformat='{"1":2,"2":"0","3":1}' data-sheets-value='{"1":2,"2":"-"}' style="border-right:1px solid #000000;overflow:hidden;padding:0px 3px 0px 3px;vertical-align:bottom;text-align:center;">-</td> </tr> <tr style="height:20px;"> <td data-sheets-value='{"1":2,"2":"PC"}' style="border-left:1px solid #000000;overflow:hidden;padding:0px 3px 0px 3px;vertical-align:bottom;font-weight:bold;">PC</td> <td data-sheets-value='{"1":2,"2":"Single-walled"}' style="overflow:hidden;padding:0px 3px 0px 3px;vertical-align:bottom;font-weight:bold;">Single-walled</td> <td data-sheets-value='{"1":2,"2":"Opal (D)"}' style="border-right:1px solid #000000;overflow:hidden;padding:0px 3px 0px 3px;vertical-align:bottom;font-weight:bold;">Opal (D)</td> <td data-sheets-numberformat='{"1":2,"2":"0.00","3":1}' data-sheets-value='{"1":3,"3":5.17}' style="overflow:hidden;padding:0px 3px 0px 3px;vertical-align:bottom;text-align:center;">5.17</td> <td data-sheets-numberformat='{"1":2,"2":"0","3":1}' data-sheets-value='{"1":3,"3":58}' style="overflow:hidden;padding:0px 3px 0px 3px;vertical-align:bottom;text-align:center;">58</td> <td data-sheets-numberformat='{"1":2,"2":"0","3":1}' data-sheets-value='{"1":3,"3":60}' style="overflow:hidden;padding:0px 3px 0px 3px;vertical-align:bottom;text-align:center;">60</td> <td data-sheets-numberformat='{"1":2,"2":"0","3":1}' data-sheets-value='{"1":2,"2":"-"}' style="border-right:1px solid #000000;overflow:hidden;padding:0px 3px 0px 3px;vertical-align:bottom;text-align:center;">-</td> </tr> <tr style="height:20px;"> <td style="border-left:1px solid #000000;overflow:hidden;padding:0px 3px 0px 3px;vertical-align:bottom;font-weight:bold;"></td> <td data-sheets-value='{"1":2,"2":"Double-walled"}' style="overflow:hidden;padding:0px 3px 0px 3px;vertical-align:bottom;font-weight:bold;">Double-walled</td> <td data-sheets-value='{"1":2,"2":"Clear (A/H)"}' style="border-right:1px solid #000000;overflow:hidden;padding:0px 3px 0px 3px;vertical-align:bottom;font-weight:bold;">Clear (A/H)</td> <td data-sheets-numberformat='{"1":2,"2":"0.00","3":1}' data-sheets-value='{"1":3,"3":2.9}' style="overflow:hidden;padding:0px 3px 0px 3px;vertical-align:bottom;text-align:center;">2.90</td> <td data-sheets-numberformat='{"1":2,"2":"0","3":1}' data-sheets-value='{"1":3,"3":79}' style="overflow:hidden;padding:0px 3px 0px 3px;vertical-align:bottom;text-align:center;">79</td> <td data-sheets-numberformat='{"1":2,"2":"0","3":1}' data-sheets-value='{"1":3,"3":72}' style="overflow:hidden;padding:0px 3px 0px 3px;vertical-align:bottom;text-align:center;">72</td> <td data-sheets-numberformat='{"1":2,"2":"0","3":1}' data-sheets-value='{"1":3,"3":20}' style="border-right:1px solid #000000;overflow:hidden;padding:0px 3px 0px 3px;vertical-align:bottom;text-align:center;">20</td> </tr> <tr style="height:20px;"> <td style="border-left:1px solid #000000;overflow:hidden;padding:0px 3px 0px 3px;vertical-align:bottom;font-weight:bold;"></td> <td data-sheets-value='{"1":2,"2":"Double-walled"}' style="overflow:hidden;padding:0px 3px 0px 3px;vertical-align:bottom;font-weight:bold;">Double-walled</td> <td data-sheets-value='{"1":2,"2":"Clear (A/A)"}' style="border-right:1px solid #000000;overflow:hidden;padding:0px 3px 0px 3px;vertical-align:bottom;font-weight:bold;">Clear (A/A)</td> <td data-sheets-numberformat='{"1":2,"2":"0.00","3":1}' data-sheets-value='{"1":3,"3":2.9}' style="overflow:hidden;padding:0px 3px 0px 3px;vertical-align:bottom;text-align:center;">2.90</td> <td data-sheets-numberformat='{"1":2,"2":"0","3":1}' data-sheets-value='{"1":3,"3":77}' style="overflow:hidden;padding:0px 3px 0px 3px;vertical-align:bottom;text-align:center;">77</td> <td data-sheets-numberformat='{"1":2,"2":"0","3":1}' data-sheets-value='{"1":3,"3":69}' style="overflow:hidden;padding:0px 3px 0px 3px;vertical-align:bottom;text-align:center;">69</td> <td data-sheets-numberformat='{"1":2,"2":"0","3":1}' data-sheets-value='{"1":3,"3":20}' style="border-right:1px solid #000000;overflow:hidden;padding:0px 3px 0px 3px;vertical-align:bottom;text-align:center;">20</td> </tr> <tr style="height:20px;"> <td style="border-left:1px solid #000000;overflow:hidden;padding:0px 3px 0px 3px;vertical-align:bottom;font-weight:bold;"></td> <td data-sheets-value='{"1":2,"2":"Double-walled"}' style="overflow:hidden;padding:0px 3px 0px 3px;vertical-align:bottom;font-weight:bold;">Double-walled</td> <td data-sheets-value='{"1":2,"2":"Opal (A/O)"}' style="border-right:1px solid #000000;overflow:hidden;padding:0px 3px 0px 3px;vertical-align:bottom;font-weight:bold;">Opal (A/O)</td> <td data-sheets-numberformat='{"1":2,"2":"0.00","3":1}' data-sheets-value='{"1":3,"3":2.9}' style="overflow:hidden;padding:0px 3px 0px 3px;vertical-align:bottom;text-align:center;">2.90</td> <td data-sheets-numberformat='{"1":2,"2":"0","3":1}' data-sheets-value='{"1":3,"3":73}' style="overflow:hidden;padding:0px 3px 0px 3px;vertical-align:bottom;text-align:center;">73</td> <td data-sheets-numberformat='{"1":2,"2":"0","3":1}' data-sheets-value='{"1":3,"3":63}' style="overflow:hidden;padding:0px 3px 0px 3px;vertical-align:bottom;text-align:center;">63</td> <td data-sheets-numberformat='{"1":2,"2":"0","3":1}' data-sheets-value='{"1":3,"3":20}' style="border-right:1px solid #000000;overflow:hidden;padding:0px 3px 0px 3px;vertical-align:bottom;text-align:center;">20</td> </tr> <tr style="height:20px;"> <td style="border-left:1px solid #000000;overflow:hidden;padding:0px 3px 0px 3px;vertical-align:bottom;font-weight:bold;"></td> <td data-sheets-value='{"1":2,"2":"Double-walled"}' style="overflow:hidden;padding:0px 3px 0px 3px;vertical-align:bottom;font-weight:bold;">Double-walled</td> <td data-sheets-value='{"1":2,"2":"Opal (A/D)"}' style="border-right:1px solid #000000;overflow:hidden;padding:0px 3px 0px 3px;vertical-align:bottom;font-weight:bold;">Opal (A/D)</td> <td data-sheets-numberformat='{"1":2,"2":"0.00","3":1}' data-sheets-value='{"1":3,"3":2.9}' style="overflow:hidden;padding:0px 3px 0px 3px;vertical-align:bottom;text-align:center;">2.90</td> <td data-sheets-numberformat='{"1":2,"2":"0","3":1}' data-sheets-value='{"1":3,"3":51}' style="overflow:hidden;padding:0px 3px 0px 3px;vertical-align:bottom;text-align:center;">51</td> <td data-sheets-numberformat='{"1":2,"2":"0","3":1}' data-sheets-value='{"1":3,"3":50}' style="overflow:hidden;padding:0px 3px 0px 3px;vertical-align:bottom;text-align:center;">50</td> <td data-sheets-numberformat='{"1":2,"2":"0","3":1}' data-sheets-value='{"1":3,"3":20}' style="border-right:1px solid #000000;overflow:hidden;padding:0px 3px 0px 3px;vertical-align:bottom;text-align:center;">20</td> </tr> <tr style="height:20px;"> <td style="border-left:1px solid #000000;overflow:hidden;padding:0px 3px 0px 3px;vertical-align:bottom;font-weight:bold;"></td> <td data-sheets-value='{"1":2,"2":"Triple-walled"}' style="overflow:hidden;padding:0px 3px 0px 3px;vertical-align:bottom;font-weight:bold;">Triple-walled</td> <td data-sheets-value='{"1":2,"2":"Clear (A/H/H)"}' style="border-right:1px solid #000000;overflow:hidden;padding:0px 3px 0px 3px;vertical-align:bottom;font-weight:bold;">Clear (A/H/H)</td> <td data-sheets-numberformat='{"1":2,"2":"0.00","3":1}' data-sheets-value='{"1":3,"3":1.7}' style="overflow:hidden;padding:0px 3px 0px 3px;vertical-align:bottom;text-align:center;">1.70</td> <td data-sheets-numberformat='{"1":2,"2":"0","3":1}' data-sheets-value='{"1":3,"3":71}' style="overflow:hidden;padding:0px 3px 0px 3px;vertical-align:bottom;text-align:center;">71</td> <td data-sheets-numberformat='{"1":2,"2":"0","3":1}' data-sheets-value='{"1":3,"3":63}' style="overflow:hidden;padding:0px 3px 0px 3px;vertical-align:bottom;text-align:center;">63</td> <td data-sheets-numberformat='{"1":2,"2":"0","3":1}' data-sheets-value='{"1":3,"3":22}' style="border-right:1px solid #000000;overflow:hidden;padding:0px 3px 0px 3px;vertical-align:bottom;text-align:center;">22</td> </tr> <tr style="height:20px;"> <td style="border-left:1px solid #000000;overflow:hidden;padding:0px 3px 0px 3px;vertical-align:bottom;font-weight:bold;"></td> <td data-sheets-value='{"1":2,"2":"Triple-walled"}' style="overflow:hidden;padding:0px 3px 0px 3px;vertical-align:bottom;font-weight:bold;">Triple-walled</td> <td data-sheets-value='{"1":2,"2":"Opal (A/O/O)"}' style="border-right:1px solid #000000;overflow:hidden;padding:0px 3px 0px 3px;vertical-align:bottom;font-weight:bold;">Opal (A/O/O)</td> <td data-sheets-numberformat='{"1":2,"2":"0.00","3":1}' data-sheets-value='{"1":3,"3":1.7}' style="overflow:hidden;padding:0px 3px 0px 3px;vertical-align:bottom;text-align:center;">1.70</td> <td data-sheets-numberformat='{"1":2,"2":"0","3":1}' data-sheets-value='{"1":3,"3":61}' style="overflow:hidden;padding:0px 3px 0px 3px;vertical-align:bottom;text-align:center;">61</td> <td data-sheets-numberformat='{"1":2,"2":"0","3":1}' data-sheets-value='{"1":3,"3":48}' style="overflow:hidden;padding:0px 3px 0px 3px;vertical-align:bottom;text-align:center;">48</td> <td data-sheets-numberformat='{"1":2,"2":"0","3":1}' data-sheets-value='{"1":3,"3":22}' style="border-right:1px solid #000000;overflow:hidden;padding:0px 3px 0px 3px;vertical-align:bottom;text-align:center;">22</td> </tr> <tr style="height:20px;"> <td style="border-left:1px solid #000000;overflow:hidden;padding:0px 3px 0px 3px;vertical-align:bottom;font-weight:bold;"></td> <td data-sheets-value='{"1":2,"2":"Four-walled"}' style="overflow:hidden;padding:0px 3px 0px 3px;vertical-align:bottom;font-weight:bold;">Four-walled</td> <td data-sheets-value='{"1":2,"2":"Clear (A/H/H/H)"}' style="border-right:1px solid #000000;overflow:hidden;padding:0px 3px 0px 3px;vertical-align:bottom;font-weight:bold;">Clear (A/H/H/H)</td> <td data-sheets-numberformat='{"1":2,"2":"0.00","3":1}' data-sheets-value='{"1":3,"3":1.28}' style="overflow:hidden;padding:0px 3px 0px 3px;vertical-align:bottom;text-align:center;">1.28</td> <td data-sheets-numberformat='{"1":2,"2":"0","3":1}' data-sheets-value='{"1":3,"3":64}' style="overflow:hidden;padding:0px 3px 0px 3px;vertical-align:bottom;text-align:center;">64</td> <td data-sheets-numberformat='{"1":2,"2":"0","3":1}' data-sheets-value='{"1":3,"3":52}' style="overflow:hidden;padding:0px 3px 0px 3px;vertical-align:bottom;text-align:center;">52</td> <td data-sheets-numberformat='{"1":2,"2":"0","3":1}' data-sheets-value='{"1":3,"3":23}' style="border-right:1px solid #000000;overflow:hidden;padding:0px 3px 0px 3px;vertical-align:bottom;text-align:center;">23</td> </tr> <tr style="height:20px;"> <td style="border-bottom:1px solid #000000;border-left:1px solid #000000;overflow:hidden;padding:0px 3px 0px 3px;vertical-align:bottom;"></td> <td data-sheets-value='{"1":2,"2":"Four-walled"}' style="border-bottom:1px solid #000000;overflow:hidden;padding:0px 3px 0px 3px;vertical-align:bottom;font-weight:bold;">Four-walled</td> <td data-sheets-value='{"1":2,"2":"Opal (A/H/O/H)"}' style="border-right:1px solid #000000;border-bottom:1px solid #000000;overflow:hidden;padding:0px 3px 0px 3px;vertical-align:bottom;font-weight:bold;">Opal (A/H/O/H)</td> <td data-sheets-numberformat='{"1":2,"2":"0.00","3":1}' data-sheets-value='{"1":3,"3":1.28}' style="border-bottom:1px solid #000000;overflow:hidden;padding:0px 3px 0px 3px;vertical-align:bottom;text-align:center;">1.28</td> <td data-sheets-numberformat='{"1":2,"2":"0","3":1}' data-sheets-value='{"1":3,"3":59}' style="border-bottom:1px solid #000000;overflow:hidden;padding:0px 3px 0px 3px;vertical-align:bottom;text-align:center;">59</td> <td data-sheets-numberformat='{"1":2,"2":"0","3":1}' data-sheets-value='{"1":3,"3":46}' style="border-bottom:1px solid #000000;overflow:hidden;padding:0px 3px 0px 3px;vertical-align:bottom;text-align:center;">46</td> <td data-sheets-numberformat='{"1":2,"2":"0","3":1}' data-sheets-value='{"1":3,"3":23}' style="border-right:1px solid #000000;border-bottom:1px solid #000000;overflow:hidden;padding:0px 3px 0px 3px;vertical-align:bottom;text-align:center;">23</td> </tr> <tr style="height:20px;"> <td data-sheets-value='{"1":2,"2":"Polycarbonate"}' style="border-left:1px solid #000000;overflow:hidden;padding:0px 3px 0px 3px;vertical-align:bottom;font-weight:bold;">Polycarbonate</td> <td data-sheets-value='{"1":2,"2":"Single-walled"}' style="overflow:hidden;padding:0px 3px 0px 3px;vertical-align:bottom;font-weight:bold;">Single-walled</td> <td data-sheets-value='{"1":2,"2":"Heatstop Opal (T)"}' style="border-right:1px solid #000000;overflow:hidden;padding:0px 3px 0px 3px;vertical-align:bottom;font-weight:bold;">Heatstop Opal (T)</td> <td data-sheets-numberformat='{"1":2,"2":"0.00","3":1}' data-sheets-value='{"1":3,"3":5.17}' style="overflow:hidden;padding:0px 3px 0px 3px;vertical-align:bottom;text-align:center;">5.17</td> <td data-sheets-numberformat='{"1":2,"2":"0","3":1}' data-sheets-value='{"1":3,"3":49}' style="overflow:hidden;padding:0px 3px 0px 3px;vertical-align:bottom;text-align:center;">49</td> <td data-sheets-numberformat='{"1":2,"2":"0","3":1}' data-sheets-value='{"1":3,"3":59}' style="overflow:hidden;padding:0px 3px 0px 3px;vertical-align:bottom;text-align:center;">59</td> <td data-sheets-numberformat='{"1":2,"2":"0","3":1}' data-sheets-value='{"1":2,"2":"-"}' style="border-right:1px solid #000000;overflow:hidden;padding:0px 3px 0px 3px;vertical-align:bottom;text-align:center;">-</td> </tr> <tr style="height:20px;"> <td data-sheets-value='{"1":2,"2":"Heatstop PC"}' style="border-left:1px solid #000000;overflow:hidden;padding:0px 3px 0px 3px;vertical-align:bottom;font-weight:bold;">Heatstop PC</td> <td data-sheets-value='{"1":2,"2":"Double-walled"}' style="overflow:hidden;padding:0px 3px 0px 3px;vertical-align:bottom;font-weight:bold;">Double-walled</td> <td data-sheets-value='{"1":2,"2":"Clear (T/H)"}' style="border-right:1px solid #000000;overflow:hidden;padding:0px 3px 0px 3px;vertical-align:bottom;font-weight:bold;">Clear (T/H)</td> <td data-sheets-numberformat='{"1":2,"2":"0.00","3":1}' data-sheets-value='{"1":3,"3":2.9}' style="overflow:hidden;padding:0px 3px 0px 3px;vertical-align:bottom;text-align:center;">2.90</td> <td data-sheets-numberformat='{"1":2,"2":"0","3":1}' data-sheets-value='{"1":3,"3":44}' style="overflow:hidden;padding:0px 3px 0px 3px;vertical-align:bottom;text-align:center;">44</td> <td data-sheets-numberformat='{"1":2,"2":"0","3":1}' data-sheets-value='{"1":3,"3":51}' style="overflow:hidden;padding:0px 3px 0px 3px;vertical-align:bottom;text-align:center;">51</td> <td data-sheets-numberformat='{"1":2,"2":"0","3":1}' data-sheets-value='{"1":3,"3":20}' style="border-right:1px solid #000000;overflow:hidden;padding:0px 3px 0px 3px;vertical-align:bottom;text-align:center;">20</td> </tr> <tr style="height:20px;"> <td style="border-left:1px solid #000000;overflow:hidden;padding:0px 3px 0px 3px;vertical-align:bottom;font-weight:bold;"></td> <td data-sheets-value='{"1":2,"2":"Double-walled"}' style="overflow:hidden;padding:0px 3px 0px 3px;vertical-align:bottom;font-weight:bold;">Double-walled</td> <td data-sheets-value='{"1":2,"2":"Opal (T/O)"}' style="border-right:1px solid #000000;overflow:hidden;padding:0px 3px 0px 3px;vertical-align:bottom;font-weight:bold;">Opal (T/O)</td> <td data-sheets-numberformat='{"1":2,"2":"0.00","3":1}' data-sheets-value='{"1":3,"3":2.9}' style="overflow:hidden;padding:0px 3px 0px 3px;vertical-align:bottom;text-align:center;">2.90</td> <td data-sheets-numberformat='{"1":2,"2":"0","3":1}' data-sheets-value='{"1":3,"3":41}' style="overflow:hidden;padding:0px 3px 0px 3px;vertical-align:bottom;text-align:center;">41</td> <td data-sheets-numberformat='{"1":2,"2":"0","3":1}' data-sheets-value='{"1":3,"3":45}' style="overflow:hidden;padding:0px 3px 0px 3px;vertical-align:bottom;text-align:center;">45</td> <td data-sheets-numberformat='{"1":2,"2":"0","3":1}' data-sheets-value='{"1":3,"3":20}' style="border-right:1px solid #000000;overflow:hidden;padding:0px 3px 0px 3px;vertical-align:bottom;text-align:center;">20</td> </tr> <tr style="height:20px;"> <td style="border-left:1px solid #000000;overflow:hidden;padding:0px 3px 0px 3px;vertical-align:bottom;font-weight:bold;"></td> <td data-sheets-value='{"1":2,"2":"Triple-walled"}' style="overflow:hidden; | skylux-160-ce-met-koepel-en-pvc-opstand-16-00-met-lm-motor-en-windvang-1000-x-1000-mm | 8586028253517 | 46872341250381
Smoke and heat exhaust (SHEV) | SHE system | Skylux | Skylux 160° CE with skylight and PVC curb 16/00 with LM-actuator and spoiler 1000 x 1300 mm |  | 50374 | 5412970503743 | 3789.75 | Yes | 30-45 | 58.57 | 1000 x 1300 mm | 1300 | 1000 |  | PVC 16/00 (16 cm high & roof opening = daylight size) | Rectangular | 5.17 W/m²K - 1.28 W/m²K | 87% - 32% | 90% - 32% | 20dB - 23dB | 160° CE (for industry) | skylight | with spoiler | E | Single actuator | Maximum four-walled skylight possible for this product | Ut-value LT-value g-value Rw-value EN 1873 : 2014 EN ISO 13468 EN 16153 EN 410 EN 410 EN ISO 140-3 Material Walls Shells (W/m²K) (%) (%) (dB) Acrylic Single-walled Clear (H) 5.17 90 87 - PMMA Single-walled Opal (O) 5.17 83 76 - Double-walled Clear (H/H) 2.90 81 75 20 Double-walled Opal (O/O) 2.90 69 58 20 Triple-walled Clear (H/H/H) 1.70 73 65 22 Triple-walled Opal (O/H/O) 1.70 62 51 22 Four-walled Clear (H/H/H/H) 1.28 64 54 23 Four-walled Opal (H/H/O/H) 1.28 59 48 23 Polycarbonate Single-walled Clear (A) 5.17 88 83 - PC Single-walled Opal (D) 5.17 58 60 - Double-walled Clear (A/H) 2.90 79 72 20 Double-walled Clear (A/A) 2.90 77 69 20 Double-walled Opal (A/O) 2.90 73 63 20 Double-walled Opal (A/D) 2.90 51 50 20 Triple-walled Clear (A/H/H) 1.70 71 63 22 Triple-walled Opal (A/O/O) 1.70 61 48 22 Four-walled Clear (A/H/H/H) 1.28 64 52 23 Four-walled Opal (A/H/O/H) 1.28 59 46 23 Polycarbonate Single-walled Heatstop Opal (T) 5.17 49 59 - Heatstop PC Double-walled Clear (T/H) 2.90 44 51 20 Double-walled Opal (T/O) 2.90 41 45 20 Triple-walled Clear (T/H/H) 1.70 40 <td data-sheets-numberformat='{"1":2,"2":"0","3":1}' data-sheets-value='{"1":3,"3":44}' style="overflow:hidden;paddin | https://skylux.eu/en/products/skylux-160-ce-met-koepel-en-pvc-opstand-16-00-met-lm-motor-en-windvang-1000-x-1300-mm | https://skylux.eu/cdn/shop/files/Skylux-160deg-CE-met-koepel-en-pvc-opstand-1600-met-LM-motor-en-windvang-1000-x-1300-mm-RWA-systeem.jpg?v=1702980147&width=1600 | https://skylux.eu/cdn/shop/files/e5a82811-1bb0-48e4-a776-cacb59c7c092_bac788bc-d179-466f-85cb-92e79bb1eec7.jpg?v=1688551063&width=1600 | //skylux.eu/cdn/shop/files/E_MH_Mounting_instructions_Skylux_160_CE_LM.pdf?v=12406716259046007223 | //skylux.eu/cdn/shop/files/E_TD_Technical_File_Skylux_Skylux_160_CE_Electric.pdf?v=3667116872303399239 | <style type="text/css" id="isPasted"> <!--td { border: 1px solid #cccccc; } br { mso-data-placement: same-cell; } --> </style> <table border="1" cellpadding="0" cellspacing="0" dir="ltr" style="table-layout:fixed;font-size:10pt;font-family:Arial;border-collapse:collapse;border:none;"><tbody> <tr style="height:20px;"> <td style="overflow:hidden;padding:0px 3px 0px 3px;vertical-align:bottom;"></td> <td style="overflow:hidden;padding:0px 3px 0px 3px;vertical-align:bottom;"></td> <td style="overflow:hidden;padding:0px 3px 0px 3px;vertical-align:bottom;"></td> <td data-sheets-value='{"1":2,"2":"Ut-value"}' style="overflow:hidden;padding:0px 3px 0px 3px;vertical-align:bottom;font-weight:bold;text-align:center;">Ut-value</td> <td data-sheets-value='{"1":2,"2":"LT-value"}' style="overflow:hidden;padding:0px 3px 0px 3px;vertical-align:bottom;font-weight:bold;text-align:center;">LT-value</td> <td data-sheets-value='{"1":2,"2":"g-value"}' style="overflow:hidden;padding:0px 3px 0px 3px;vertical-align:bottom;font-weight:bold;text-align:center;">g-value</td> <td data-sheets-value='{"1":2,"2":"Rw-value "}' style="overflow:hidden;padding:0px 3px 0px 3px;vertical-align:bottom;font-weight:bold;text-align:center;">Rw-value </td> </tr> <tr style="height:20px;"> <td style="overflow:hidden;padding:0px 3px 0px 3px;vertical-align:bottom;"></td> <td style="overflow:hidden;padding:0px 3px 0px 3px;vertical-align:bottom;"></td> <td style="overflow:hidden;padding:0px 3px 0px 3px;vertical-align:bottom;"></td> <td data-sheets-numberformat='{"1":2,"2":"0.00","3":1}' data-sheets-value='{"1":2,"2":"EN 1873 : 2014"}' style="overflow:hidden;padding:0px 3px 0px 3px;vertical-align:bottom;text-align:center;">EN 1873 : 2014</td> <td data-sheets-numberformat='{"1":2,"2":"0","3":1}' data-sheets-value='{"1":2,"2":"EN ISO 13468 EN 16153 EN 410"}' style="overflow:hidden;padding:0px 3px 0px 3px;vertical-align:bottom;text-align:center;">EN ISO 13468 EN 16153 EN 410</td> <td data-sheets-numberformat='{"1":2,"2":"0","3":1}' data-sheets-value='{"1":2,"2":"EN 410"}' style="overflow:hidden;padding:0px 3px 0px 3px;vertical-align:bottom;text-align:center;">EN 410</td> <td data-sheets-value='{"1":2,"2":"EN ISO 140-3\t\t"}' style="overflow:hidden;padding:0px 3px 0px 3px;vertical-align:bottom;text-align:center;">EN ISO 140-3 </td> </tr> <tr style="height:20px;"> <td data-sheets-value='{"1":2,"2":"Material"}' style="border-bottom:1px solid #000000;overflow:hidden;padding:0px 3px 0px 3px;vertical-align:bottom;background-color:#000000;font-weight:bold;color:#ffffff;">Material</td> <td data-sheets-value='{"1":2,"2":"Walls"}' style="border-bottom:1px solid #000000;overflow:hidden;padding:0px 3px 0px 3px;vertical-align:bottom;background-color:#000000;font-weight:bold;color:#ffffff;">Walls</td> <td data-sheets-value='{"1":2,"2":"Shells"}' style="border-bottom:1px solid #000000;overflow:hidden;padding:0px 3px 0px 3px;vertical-align:bottom;background-color:#000000;font-weight:bold;color:#ffffff;">Shells</td> <td data-sheets-numberformat='{"1":2,"2":"0.00","3":1}' data-sheets-value='{"1":2,"2":"(W/m²K)\t"}' style="border-bottom:1px solid #000000;overflow:hidden;padding:0px 3px 0px 3px;vertical-align:bottom;background-color:#000000;font-weight:bold;color:#ffffff;text-align:center;">(W/m²K) </td> <td data-sheets-numberformat='{"1":2,"2":"0","3":1}' data-sheets-value='{"1":2,"2":"(%)"}' style="border-bottom:1px solid #000000;overflow:hidden;padding:0px 3px 0px 3px;vertical-align:bottom;background-color:#000000;font-weight:bold;color:#ffffff;text-align:center;">(%)</td> <td data-sheets-numberformat='{"1":2,"2":"0","3":1}' data-sheets-value='{"1":2,"2":"(%)"}' style="border-bottom:1px solid #000000;overflow:hidden;padding:0px 3px 0px 3px;vertical-align:bottom;background-color:#000000;font-weight:bold;color:#ffffff;text-align:center;">(%)</td> <td data-sheets-value='{"1":2,"2":"(dB)"}' style="border-bottom:1px solid #000000;overflow:hidden;padding:0px 3px 0px 3px;vertical-align:bottom;background-color:#000000;font-weight:bold;color:#ffffff;text-align:center;">(dB)</td> </tr> <tr style="height:20px;"> <td data-sheets-value='{"1":2,"2":"Acrylic"}' style="border-left:1px solid #000000;overflow:hidden;padding:0px 3px 0px 3px;vertical-align:bottom;font-weight:bold;">Acrylic</td> <td data-sheets-value='{"1":2,"2":"Single-walled"}' style="overflow:hidden;padding:0px 3px 0px 3px;vertical-align:bottom;font-weight:bold;">Single-walled</td> <td data-sheets-value='{"1":2,"2":"Clear (H)"}' style="border-right:1px solid #000000;overflow:hidden;padding:0px 3px 0px 3px;vertical-align:bottom;font-weight:bold;">Clear (H)</td> <td data-sheets-numberformat='{"1":2,"2":"0.00","3":1}' data-sheets-value='{"1":3,"3":5.17}' style="overflow:hidden;padding:0px 3px 0px 3px;vertical-align:bottom;text-align:center;">5.17</td> <td data-sheets-numberformat='{"1":2,"2":"0","3":1}' data-sheets-value='{"1":3,"3":90}' style="overflow:hidden;padding:0px 3px 0px 3px;vertical-align:bottom;text-align:center;">90</td> <td data-sheets-numberformat='{"1":2,"2":"0","3":1}' data-sheets-value='{"1":3,"3":87}' style="overflow:hidden;padding:0px 3px 0px 3px;vertical-align:bottom;text-align:center;">87</td> <td data-sheets-numberformat='{"1":2,"2":"0","3":1}' data-sheets-value='{"1":2,"2":"-"}' style="border-right:1px solid #000000;overflow:hidden;padding:0px 3px 0px 3px;vertical-align:bottom;text-align:center;">-</td> </tr> <tr style="height:20px;"> <td data-sheets-value='{"1":2,"2":"PMMA"}' style="border-left:1px solid #000000;overflow:hidden;padding:0px 3px 0px 3px;vertical-align:bottom;font-weight:bold;">PMMA</td> <td data-sheets-value='{"1":2,"2":"Single-walled"}' style="overflow:hidden;padding:0px 3px 0px 3px;vertical-align:bottom;font-weight:bold;">Single-walled</td> <td data-sheets-value='{"1":2,"2":"Opal (O)"}' style="border-right:1px solid #000000;overflow:hidden;padding:0px 3px 0px 3px;vertical-align:bottom;font-weight:bold;">Opal (O)</td> <td data-sheets-numberformat='{"1":2,"2":"0.00","3":1}' data-sheets-value='{"1":3,"3":5.17}' style="overflow:hidden;padding:0px 3px 0px 3px;vertical-align:bottom;text-align:center;">5.17</td> <td data-sheets-numberformat='{"1":2,"2":"0","3":1}' data-sheets-value='{"1":3,"3":83}' style="overflow:hidden;padding:0px 3px 0px 3px;vertical-align:bottom;text-align:center;">83</td> <td data-sheets-numberformat='{"1":2,"2":"0","3":1}' data-sheets-value='{"1":3,"3":76}' style="overflow:hidden;padding:0px 3px 0px 3px;vertical-align:bottom;text-align:center;">76</td> <td data-sheets-numberformat='{"1":2,"2":"0","3":1}' data-sheets-value='{"1":2,"2":"-"}' style="border-right:1px solid #000000;overflow:hidden;padding:0px 3px 0px 3px;vertical-align:bottom;text-align:center;">-</td> </tr> <tr style="height:20px;"> <td style="border-left:1px solid #000000;overflow:hidden;padding:0px 3px 0px 3px;vertical-align:bottom;font-weight:bold;"></td> <td data-sheets-value='{"1":2,"2":"Double-walled"}' style="overflow:hidden;padding:0px 3px 0px 3px;vertical-align:bottom;font-weight:bold;">Double-walled</td> <td data-sheets-value='{"1":2,"2":"Clear (H/H)"}' style="border-right:1px solid #000000;overflow:hidden;padding:0px 3px 0px 3px;vertical-align:bottom;font-weight:bold;">Clear (H/H)</td> <td data-sheets-numberformat='{"1":2,"2":"0.00","3":1}' data-sheets-value='{"1":3,"3":2.9}' style="overflow:hidden;padding:0px 3px 0px 3px;vertical-align:bottom;text-align:center;">2.90</td> <td data-sheets-numberformat='{"1":2,"2":"0","3":1}' data-sheets-value='{"1":3,"3":81}' style="overflow:hidden;padding:0px 3px 0px 3px;vertical-align:bottom;text-align:center;">81</td> <td data-sheets-numberformat='{"1":2,"2":"0","3":1}' data-sheets-value='{"1":3,"3":75}' style="overflow:hidden;padding:0px 3px 0px 3px;vertical-align:bottom;text-align:center;">75</td> <td data-sheets-numberformat='{"1":2,"2":"0","3":1}' data-sheets-value='{"1":3,"3":20}' style="border-right:1px solid #000000;overflow:hidden;padding:0px 3px 0px 3px;vertical-align:bottom;text-align:center;">20</td> </tr> <tr style="height:20px;"> <td style="border-left:1px solid #000000;overflow:hidden;padding:0px 3px 0px 3px;vertical-align:bottom;font-weight:bold;"></td> <td data-sheets-value='{"1":2,"2":"Double-walled"}' style="overflow:hidden;padding:0px 3px 0px 3px;vertical-align:bottom;font-weight:bold;">Double-walled</td> <td data-sheets-value='{"1":2,"2":"Opal (O/O)"}' style="border-right:1px solid #000000;overflow:hidden;padding:0px 3px 0px 3px;vertical-align:bottom;font-weight:bold;">Opal (O/O)</td> <td data-sheets-numberformat='{"1":2,"2":"0.00","3":1}' data-sheets-value='{"1":3,"3":2.9}' style="overflow:hidden;padding:0px 3px 0px 3px;vertical-align:bottom;text-align:center;">2.90</td> <td data-sheets-numberformat='{"1":2,"2":"0","3":1}' data-sheets-value='{"1":3,"3":69}' style="overflow:hidden;padding:0px 3px 0px 3px;vertical-align:bottom;text-align:center;">69</td> <td data-sheets-numberformat='{"1":2,"2":"0","3":1}' data-sheets-value='{"1":3,"3":58}' style="overflow:hidden;padding:0px 3px 0px 3px;vertical-align:bottom;text-align:center;">58</td> <td data-sheets-numberformat='{"1":2,"2":"0","3":1}' data-sheets-value='{"1":3,"3":20}' style="border-right:1px solid #000000;overflow:hidden;padding:0px 3px 0px 3px;vertical-align:bottom;text-align:center;">20</td> </tr> <tr style="height:20px;"> <td style="border-left:1px solid #000000;overflow:hidden;padding:0px 3px 0px 3px;vertical-align:bottom;font-weight:bold;"></td> <td data-sheets-value='{"1":2,"2":"Triple-walled"}' style="overflow:hidden;padding:0px 3px 0px 3px;vertical-align:bottom;font-weight:bold;">Triple-walled</td> <td data-sheets-value='{"1":2,"2":"Clear (H/H/H)"}' style="border-right:1px solid #000000;overflow:hidden;padding:0px 3px 0px 3px;vertical-align:bottom;font-weight:bold;">Clear (H/H/H)</td> <td data-sheets-numberformat='{"1":2,"2":"0.00","3":1}' data-sheets-value='{"1":3,"3":1.7}' style="overflow:hidden;padding:0px 3px 0px 3px;vertical-align:bottom;text-align:center;">1.70</td> <td data-sheets-numberformat='{"1":2,"2":"0","3":1}' data-sheets-value='{"1":3,"3":73}' style="overflow:hidden;padding:0px 3px 0px 3px;vertical-align:bottom;text-align:center;">73</td> <td data-sheets-numberformat='{"1":2,"2":"0","3":1}' data-sheets-value='{"1":3,"3":65}' style="overflow:hidden;padding:0px 3px 0px 3px;vertical-align:bottom;text-align:center;">65</td> <td data-sheets-numberformat='{"1":2,"2":"0","3":1}' data-sheets-value='{"1":3,"3":22}' style="border-right:1px solid #000000;overflow:hidden;padding:0px 3px 0px 3px;vertical-align:bottom;text-align:center;">22</td> </tr> <tr style="height:20px;"> <td style="border-left:1px solid #000000;overflow:hidden;padding:0px 3px 0px 3px;vertical-align:bottom;font-weight:bold;"></td> <td data-sheets-value='{"1":2,"2":"Triple-walled"}' style="overflow:hidden;padding:0px 3px 0px 3px;vertical-align:bottom;font-weight:bold;">Triple-walled</td> <td data-sheets-value='{"1":2,"2":"Opal (O/H/O)"}' style="border-right:1px solid #000000;overflow:hidden;padding:0px 3px 0px 3px;vertical-align:bottom;font-weight:bold;">Opal (O/H/O)</td> <td data-sheets-numberformat='{"1":2,"2":"0.00","3":1}' data-sheets-value='{"1":3,"3":1.7}' style="overflow:hidden;padding:0px 3px 0px 3px;vertical-align:bottom;text-align:center;">1.70</td> <td data-sheets-numberformat='{"1":2,"2":"0","3":1}' data-sheets-value='{"1":3,"3":62}' style="overflow:hidden;padding:0px 3px 0px 3px;vertical-align:bottom;text-align:center;">62</td> <td data-sheets-numberformat='{"1":2,"2":"0","3":1}' data-sheets-value='{"1":3,"3":51}' style="overflow:hidden;padding:0px 3px 0px 3px;vertical-align:bottom;text-align:center;">51</td> <td data-sheets-numberformat='{"1":2,"2":"0","3":1}' data-sheets-value='{"1":3,"3":22}' style="border-right:1px solid #000000;overflow:hidden;padding:0px 3px 0px 3px;vertical-align:bottom;text-align:center;">22</td> </tr> <tr style="height:20px;"> <td style="border-left:1px solid #000000;overflow:hidden;padding:0px 3px 0px 3px;vertical-align:bottom;font-weight:bold;"></td> <td data-sheets-value='{"1":2,"2":"Four-walled"}' style="overflow:hidden;padding:0px 3px 0px 3px;vertical-align:bottom;font-weight:bold;">Four-walled</td> <td data-sheets-value='{"1":2,"2":"Clear (H/H/H/H)"}' style="border-right:1px solid #000000;overflow:hidden;padding:0px 3px 0px 3px;vertical-align:bottom;font-weight:bold;">Clear (H/H/H/H)</td> <td data-sheets-numberformat='{"1":2,"2":"0.00","3":1}' data-sheets-value='{"1":3,"3":1.28}' style="overflow:hidden;padding:0px 3px 0px 3px;vertical-align:bottom;text-align:center;">1.28</td> <td data-sheets-numberformat='{"1":2,"2":"0","3":1}' data-sheets-value='{"1":3,"3":64}' style="overflow:hidden;padding:0px 3px 0px 3px;vertical-align:bottom;text-align:center;">64</td> <td data-sheets-numberformat='{"1":2,"2":"0","3":1}' data-sheets-value='{"1":3,"3":54}' style="overflow:hidden;padding:0px 3px 0px 3px;vertical-align:bottom;text-align:center;">54</td> <td data-sheets-numberformat='{"1":2,"2":"0","3":1}' data-sheets-value='{"1":3,"3":23}' style="border-right:1px solid #000000;overflow:hidden;padding:0px 3px 0px 3px;vertical-align:bottom;text-align:center;">23</td> </tr> <tr style="height:20px;"> <td style="border-bottom:1px solid #000000;border-left:1px solid #000000;overflow:hidden;padding:0px 3px 0px 3px;vertical-align:bottom;"></td> <td data-sheets-value='{"1":2,"2":"Four-walled"}' style="border-bottom:1px solid #000000;overflow:hidden;padding:0px 3px 0px 3px;vertical-align:bottom;font-weight:bold;">Four-walled</td> <td data-sheets-value='{"1":2,"2":"Opal (H/H/O/H)"}' style="border-right:1px solid #000000;border-bottom:1px solid #000000;overflow:hidden;padding:0px 3px 0px 3px;vertical-align:bottom;font-weight:bold;">Opal (H/H/O/H)</td> <td data-sheets-numberformat='{"1":2,"2":"0.00","3":1}' data-sheets-value='{"1":3,"3":1.28}' style="border-bottom:1px solid #000000;overflow:hidden;padding:0px 3px 0px 3px;vertical-align:bottom;text-align:center;">1.28</td> <td data-sheets-numberformat='{"1":2,"2":"0","3":1}' data-sheets-value='{"1":3,"3":59}' style="border-bottom:1px solid #000000;overflow:hidden;padding:0px 3px 0px 3px;vertical-align:bottom;text-align:center;">59</td> <td data-sheets-numberformat='{"1":2,"2":"0","3":1}' data-sheets-value='{"1":3,"3":48}' style="border-bottom:1px solid #000000;overflow:hidden;padding:0px 3px 0px 3px;vertical-align:bottom;text-align:center;">48</td> <td data-sheets-numberformat='{"1":2,"2":"0","3":1}' data-sheets-value='{"1":3,"3":23}' style="border-right:1px solid #000000;border-bottom:1px solid #000000;overflow:hidden;padding:0px 3px 0px 3px;vertical-align:bottom;text-align:center;">23</td> </tr> <tr style="height:20px;"> <td data-sheets-value='{"1":2,"2":"Polycarbonate "}' style="border-left:1px solid #000000;overflow:hidden;padding:0px 3px 0px 3px;vertical-align:bottom;font-weight:bold;">Polycarbonate </td> <td data-sheets-value='{"1":2,"2":"Single-walled"}' style="overflow:hidden;padding:0px 3px 0px 3px;vertical-align:bottom;font-weight:bold;">Single-walled</td> <td data-sheets-value='{"1":2,"2":"Clear (A)"}' style="border-right:1px solid #000000;overflow:hidden;padding:0px 3px 0px 3px;vertical-align:bottom;font-weight:bold;">Clear (A)</td> <td data-sheets-numberformat='{"1":2,"2":"0.00","3":1}' data-sheets-value='{"1":3,"3":5.17}' style="overflow:hidden;padding:0px 3px 0px 3px;vertical-align:bottom;text-align:center;">5.17</td> <td data-sheets-numberformat='{"1":2,"2":"0","3":1}' data-sheets-value='{"1":3,"3":88}' style="overflow:hidden;padding:0px 3px 0px 3px;vertical-align:bottom;text-align:center;">88</td> <td data-sheets-numberformat='{"1":2,"2":"0","3":1}' data-sheets-value='{"1":3,"3":83}' style="overflow:hidden;padding:0px 3px 0px 3px;vertical-align:bottom;text-align:center;">83</td> <td data-sheets-numberformat='{"1":2,"2":"0","3":1}' data-sheets-value='{"1":2,"2":"-"}' style="border-right:1px solid #000000;overflow:hidden;padding:0px 3px 0px 3px;vertical-align:bottom;text-align:center;">-</td> </tr> <tr style="height:20px;"> <td data-sheets-value='{"1":2,"2":"PC"}' style="border-left:1px solid #000000;overflow:hidden;padding:0px 3px 0px 3px;vertical-align:bottom;font-weight:bold;">PC</td> <td data-sheets-value='{"1":2,"2":"Single-walled"}' style="overflow:hidden;padding:0px 3px 0px 3px;vertical-align:bottom;font-weight:bold;">Single-walled</td> <td data-sheets-value='{"1":2,"2":"Opal (D)"}' style="border-right:1px solid #000000;overflow:hidden;padding:0px 3px 0px 3px;vertical-align:bottom;font-weight:bold;">Opal (D)</td> <td data-sheets-numberformat='{"1":2,"2":"0.00","3":1}' data-sheets-value='{"1":3,"3":5.17}' style="overflow:hidden;padding:0px 3px 0px 3px;vertical-align:bottom;text-align:center;">5.17</td> <td data-sheets-numberformat='{"1":2,"2":"0","3":1}' data-sheets-value='{"1":3,"3":58}' style="overflow:hidden;padding:0px 3px 0px 3px;vertical-align:bottom;text-align:center;">58</td> <td data-sheets-numberformat='{"1":2,"2":"0","3":1}' data-sheets-value='{"1":3,"3":60}' style="overflow:hidden;padding:0px 3px 0px 3px;vertical-align:bottom;text-align:center;">60</td> <td data-sheets-numberformat='{"1":2,"2":"0","3":1}' data-sheets-value='{"1":2,"2":"-"}' style="border-right:1px solid #000000;overflow:hidden;padding:0px 3px 0px 3px;vertical-align:bottom;text-align:center;">-</td> </tr> <tr style="height:20px;"> <td style="border-left:1px solid #000000;overflow:hidden;padding:0px 3px 0px 3px;vertical-align:bottom;font-weight:bold;"></td> <td data-sheets-value='{"1":2,"2":"Double-walled"}' style="overflow:hidden;padding:0px 3px 0px 3px;vertical-align:bottom;font-weight:bold;">Double-walled</td> <td data-sheets-value='{"1":2,"2":"Clear (A/H)"}' style="border-right:1px solid #000000;overflow:hidden;padding:0px 3px 0px 3px;vertical-align:bottom;font-weight:bold;">Clear (A/H)</td> <td data-sheets-numberformat='{"1":2,"2":"0.00","3":1}' data-sheets-value='{"1":3,"3":2.9}' style="overflow:hidden;padding:0px 3px 0px 3px;vertical-align:bottom;text-align:center;">2.90</td> <td data-sheets-numberformat='{"1":2,"2":"0","3":1}' data-sheets-value='{"1":3,"3":79}' style="overflow:hidden;padding:0px 3px 0px 3px;vertical-align:bottom;text-align:center;">79</td> <td data-sheets-numberformat='{"1":2,"2":"0","3":1}' data-sheets-value='{"1":3,"3":72}' style="overflow:hidden;padding:0px 3px 0px 3px;vertical-align:bottom;text-align:center;">72</td> <td data-sheets-numberformat='{"1":2,"2":"0","3":1}' data-sheets-value='{"1":3,"3":20}' style="border-right:1px solid #000000;overflow:hidden;padding:0px 3px 0px 3px;vertical-align:bottom;text-align:center;">20</td> </tr> <tr style="height:20px;"> <td style="border-left:1px solid #000000;overflow:hidden;padding:0px 3px 0px 3px;vertical-align:bottom;font-weight:bold;"></td> <td data-sheets-value='{"1":2,"2":"Double-walled"}' style="overflow:hidden;padding:0px 3px 0px 3px;vertical-align:bottom;font-weight:bold;">Double-walled</td> <td data-sheets-value='{"1":2,"2":"Clear (A/A)"}' style="border-right:1px solid #000000;overflow:hidden;padding:0px 3px 0px 3px;vertical-align:bottom;font-weight:bold;">Clear (A/A)</td> <td data-sheets-numberformat='{"1":2,"2":"0.00","3":1}' data-sheets-value='{"1":3,"3":2.9}' style="overflow:hidden;padding:0px 3px 0px 3px;vertical-align:bottom;text-align:center;">2.90</td> <td data-sheets-numberformat='{"1":2,"2":"0","3":1}' data-sheets-value='{"1":3,"3":77}' style="overflow:hidden;padding:0px 3px 0px 3px;vertical-align:bottom;text-align:center;">77</td> <td data-sheets-numberformat='{"1":2,"2":"0","3":1}' data-sheets-value='{"1":3,"3":69}' style="overflow:hidden;padding:0px 3px 0px 3px;vertical-align:bottom;text-align:center;">69</td> <td data-sheets-numberformat='{"1":2,"2":"0","3":1}' data-sheets-value='{"1":3,"3":20}' style="border-right:1px solid #000000;overflow:hidden;padding:0px 3px 0px 3px;vertical-align:bottom;text-align:center;">20</td> </tr> <tr style="height:20px;"> <td style="border-left:1px solid #000000;overflow:hidden;padding:0px 3px 0px 3px;vertical-align:bottom;font-weight:bold;"></td> <td data-sheets-value='{"1":2,"2":"Double-walled"}' style="overflow:hidden;padding:0px 3px 0px 3px;vertical-align:bottom;font-weight:bold;">Double-walled</td> <td data-sheets-value='{"1":2,"2":"Opal (A/O)"}' style="border-right:1px solid #000000;overflow:hidden;padding:0px 3px 0px 3px;vertical-align:bottom;font-weight:bold;">Opal (A/O)</td> <td data-sheets-numberformat='{"1":2,"2":"0.00","3":1}' data-sheets-value='{"1":3,"3":2.9}' style="overflow:hidden;padding:0px 3px 0px 3px;vertical-align:bottom;text-align:center;">2.90</td> <td data-sheets-numberformat='{"1":2,"2":"0","3":1}' data-sheets-value='{"1":3,"3":73}' style="overflow:hidden;padding:0px 3px 0px 3px;vertical-align:bottom;text-align:center;">73</td> <td data-sheets-numberformat='{"1":2,"2":"0","3":1}' data-sheets-value='{"1":3,"3":63}' style="overflow:hidden;padding:0px 3px 0px 3px;vertical-align:bottom;text-align:center;">63</td> <td data-sheets-numberformat='{"1":2,"2":"0","3":1}' data-sheets-value='{"1":3,"3":20}' style="border-right:1px solid #000000;overflow:hidden;padding:0px 3px 0px 3px;vertical-align:bottom;text-align:center;">20</td> </tr> <tr style="height:20px;"> <td style="border-left:1px solid #000000;overflow:hidden;padding:0px 3px 0px 3px;vertical-align:bottom;font-weight:bold;"></td> <td data-sheets-value='{"1":2,"2":"Double-walled"}' style="overflow:hidden;padding:0px 3px 0px 3px;vertical-align:bottom;font-weight:bold;">Double-walled</td> <td data-sheets-value='{"1":2,"2":"Opal (A/D)"}' style="border-right:1px solid #000000;overflow:hidden;padding:0px 3px 0px 3px;vertical-align:bottom;font-weight:bold;">Opal (A/D)</td> <td data-sheets-numberformat='{"1":2,"2":"0.00","3":1}' data-sheets-value='{"1":3,"3":2.9}' style="overflow:hidden;padding:0px 3px 0px 3px;vertical-align:bottom;text-align:center;">2.90</td> <td data-sheets-numberformat='{"1":2,"2":"0","3":1}' data-sheets-value='{"1":3,"3":51}' style="overflow:hidden;padding:0px 3px 0px 3px;vertical-align:bottom;text-align:center;">51</td> <td data-sheets-numberformat='{"1":2,"2":"0","3":1}' data-sheets-value='{"1":3,"3":50}' style="overflow:hidden;padding:0px 3px 0px 3px;vertical-align:bottom;text-align:center;">50</td> <td data-sheets-numberformat='{"1":2,"2":"0","3":1}' data-sheets-value='{"1":3,"3":20}' style="border-right:1px solid #000000;overflow:hidden;padding:0px 3px 0px 3px;vertical-align:bottom;text-align:center;">20</td> </tr> <tr style="height:20px;"> <td style="border-left:1px solid #000000;overflow:hidden;padding:0px 3px 0px 3px;vertical-align:bottom;font-weight:bold;"></td> <td data-sheets-value='{"1":2,"2":"Triple-walled"}' style="overflow:hidden;padding:0px 3px 0px 3px;vertical-align:bottom;font-weight:bold;">Triple-walled</td> <td data-sheets-value='{"1":2,"2":"Clear (A/H/H)"}' style="border-right:1px solid #000000;overflow:hidden;padding:0px 3px 0px 3px;vertical-align:bottom;font-weight:bold;">Clear (A/H/H)</td> <td data-sheets-numberformat='{"1":2,"2":"0.00","3":1}' data-sheets-value='{"1":3,"3":1.7}' style="overflow:hidden;padding:0px 3px 0px 3px;vertical-align:bottom;text-align:center;">1.70</td> <td data-sheets-numberformat='{"1":2,"2":"0","3":1}' data-sheets-value='{"1":3,"3":71}' style="overflow:hidden;padding:0px 3px 0px 3px;vertical-align:bottom;text-align:center;">71</td> <td data-sheets-numberformat='{"1":2,"2":"0","3":1}' data-sheets-value='{"1":3,"3":63}' style="overflow:hidden;padding:0px 3px 0px 3px;vertical-align:bottom;text-align:center;">63</td> <td data-sheets-numberformat='{"1":2,"2":"0","3":1}' data-sheets-value='{"1":3,"3":22}' style="border-right:1px solid #000000;overflow:hidden;padding:0px 3px 0px 3px;vertical-align:bottom;text-align:center;">22</td> </tr> <tr style="height:20px;"> <td style="border-left:1px solid #000000;overflow:hidden;padding:0px 3px 0px 3px;vertical-align:bottom;font-weight:bold;"></td> <td data-sheets-value='{"1":2,"2":"Triple-walled"}' style="overflow:hidden;padding:0px 3px 0px 3px;vertical-align:bottom;font-weight:bold;">Triple-walled</td> <td data-sheets-value='{"1":2,"2":"Opal (A/O/O)"}' style="border-right:1px solid #000000;overflow:hidden;padding:0px 3px 0px 3px;vertical-align:bottom;font-weight:bold;">Opal (A/O/O)</td> <td data-sheets-numberformat='{"1":2,"2":"0.00","3":1}' data-sheets-value='{"1":3,"3":1.7}' style="overflow:hidden;padding:0px 3px 0px 3px;vertical-align:bottom;text-align:center;">1.70</td> <td data-sheets-numberformat='{"1":2,"2":"0","3":1}' data-sheets-value='{"1":3,"3":61}' style="overflow:hidden;padding:0px 3px 0px 3px;vertical-align:bottom;text-align:center;">61</td> <td data-sheets-numberformat='{"1":2,"2":"0","3":1}' data-sheets-value='{"1":3,"3":48}' style="overflow:hidden;padding:0px 3px 0px 3px;vertical-align:bottom;text-align:center;">48</td> <td data-sheets-numberformat='{"1":2,"2":"0","3":1}' data-sheets-value='{"1":3,"3":22}' style="border-right:1px solid #000000;overflow:hidden;padding:0px 3px 0px 3px;vertical-align:bottom;text-align:center;">22</td> </tr> <tr style="height:20px;"> <td style="border-left:1px solid #000000;overflow:hidden;padding:0px 3px 0px 3px;vertical-align:bottom;font-weight:bold;"></td> <td data-sheets-value='{"1":2,"2":"Four-walled"}' style="overflow:hidden;padding:0px 3px 0px 3px;vertical-align:bottom;font-weight:bold;">Four-walled</td> <td data-sheets-value='{"1":2,"2":"Clear (A/H/H/H)"}' style="border-right:1px solid #000000;overflow:hidden;padding:0px 3px 0px 3px;vertical-align:bottom;font-weight:bold;">Clear (A/H/H/H)</td> <td data-sheets-numberformat='{"1":2,"2":"0.00","3":1}' data-sheets-value='{"1":3,"3":1.28}' style="overflow:hidden;padding:0px 3px 0px 3px;vertical-align:bottom;text-align:center;">1.28</td> <td data-sheets-numberformat='{"1":2,"2":"0","3":1}' data-sheets-value='{"1":3,"3":64}' style="overflow:hidden;padding:0px 3px 0px 3px;vertical-align:bottom;text-align:center;">64</td> <td data-sheets-numberformat='{"1":2,"2":"0","3":1}' data-sheets-value='{"1":3,"3":52}' style="overflow:hidden;padding:0px 3px 0px 3px;vertical-align:bottom;text-align:center;">52</td> <td data-sheets-numberformat='{"1":2,"2":"0","3":1}' data-sheets-value='{"1":3,"3":23}' style="border-right:1px solid #000000;overflow:hidden;padding:0px 3px 0px 3px;vertical-align:bottom;text-align:center;">23</td> </tr> <tr style="height:20px;"> <td style="border-bottom:1px solid #000000;border-left:1px solid #000000;overflow:hidden;padding:0px 3px 0px 3px;vertical-align:bottom;"></td> <td data-sheets-value='{"1":2,"2":"Four-walled"}' style="border-bottom:1px solid #000000;overflow:hidden;padding:0px 3px 0px 3px;vertical-align:bottom;font-weight:bold;">Four-walled</td> <td data-sheets-value='{"1":2,"2":"Opal (A/H/O/H)"}' style="border-right:1px solid #000000;border-bottom:1px solid #000000;overflow:hidden;padding:0px 3px 0px 3px;vertical-align:bottom;font-weight:bold;">Opal (A/H/O/H)</td> <td data-sheets-numberformat='{"1":2,"2":"0.00","3":1}' data-sheets-value='{"1":3,"3":1.28}' style="border-bottom:1px solid #000000;overflow:hidden;padding:0px 3px 0px 3px;vertical-align:bottom;text-align:center;">1.28</td> <td data-sheets-numberformat='{"1":2,"2":"0","3":1}' data-sheets-value='{"1":3,"3":59}' style="border-bottom:1px solid #000000;overflow:hidden;padding:0px 3px 0px 3px;vertical-align:bottom;text-align:center;">59</td> <td data-sheets-numberformat='{"1":2,"2":"0","3":1}' data-sheets-value='{"1":3,"3":46}' style="border-bottom:1px solid #000000;overflow:hidden;padding:0px 3px 0px 3px;vertical-align:bottom;text-align:center;">46</td> <td data-sheets-numberformat='{"1":2,"2":"0","3":1}' data-sheets-value='{"1":3,"3":23}' style="border-right:1px solid #000000;border-bottom:1px solid #000000;overflow:hidden;padding:0px 3px 0px 3px;vertical-align:bottom;text-align:center;">23</td> </tr> <tr style="height:20px;"> <td data-sheets-value='{"1":2,"2":"Polycarbonate"}' style="border-left:1px solid #000000;overflow:hidden;padding:0px 3px 0px 3px;vertical-align:bottom;font-weight:bold;">Polycarbonate</td> <td data-sheets-value='{"1":2,"2":"Single-walled"}' style="overflow:hidden;padding:0px 3px 0px 3px;vertical-align:bottom;font-weight:bold;">Single-walled</td> <td data-sheets-value='{"1":2,"2":"Heatstop Opal (T)"}' style="border-right:1px solid #000000;overflow:hidden;padding:0px 3px 0px 3px;vertical-align:bottom;font-weight:bold;">Heatstop Opal (T)</td> <td data-sheets-numberformat='{"1":2,"2":"0.00","3":1}' data-sheets-value='{"1":3,"3":5.17}' style="overflow:hidden;padding:0px 3px 0px 3px;vertical-align:bottom;text-align:center;">5.17</td> <td data-sheets-numberformat='{"1":2,"2":"0","3":1}' data-sheets-value='{"1":3,"3":49}' style="overflow:hidden;padding:0px 3px 0px 3px;vertical-align:bottom;text-align:center;">49</td> <td data-sheets-numberformat='{"1":2,"2":"0","3":1}' data-sheets-value='{"1":3,"3":59}' style="overflow:hidden;padding:0px 3px 0px 3px;vertical-align:bottom;text-align:center;">59</td> <td data-sheets-numberformat='{"1":2,"2":"0","3":1}' data-sheets-value='{"1":2,"2":"-"}' style="border-right:1px solid #000000;overflow:hidden;padding:0px 3px 0px 3px;vertical-align:bottom;text-align:center;">-</td> </tr> <tr style="height:20px;"> <td data-sheets-value='{"1":2,"2":"Heatstop PC"}' style="border-left:1px solid #000000;overflow:hidden;padding:0px 3px 0px 3px;vertical-align:bottom;font-weight:bold;">Heatstop PC</td> <td data-sheets-value='{"1":2,"2":"Double-walled"}' style="overflow:hidden;padding:0px 3px 0px 3px;vertical-align:bottom;font-weight:bold;">Double-walled</td> <td data-sheets-value='{"1":2,"2":"Clear (T/H)"}' style="border-right:1px solid #000000;overflow:hidden;padding:0px 3px 0px 3px;vertical-align:bottom;font-weight:bold;">Clear (T/H)</td> <td data-sheets-numberformat='{"1":2,"2":"0.00","3":1}' data-sheets-value='{"1":3,"3":2.9}' style="overflow:hidden;padding:0px 3px 0px 3px;vertical-align:bottom;text-align:center;">2.90</td> <td data-sheets-numberformat='{"1":2,"2":"0","3":1}' data-sheets-value='{"1":3,"3":44}' style="overflow:hidden;padding:0px 3px 0px 3px;vertical-align:bottom;text-align:center;">44</td> <td data-sheets-numberformat='{"1":2,"2":"0","3":1}' data-sheets-value='{"1":3,"3":51}' style="overflow:hidden;padding:0px 3px 0px 3px;vertical-align:bottom;text-align:center;">51</td> <td data-sheets-numberformat='{"1":2,"2":"0","3":1}' data-sheets-value='{"1":3,"3":20}' style="border-right:1px solid #000000;overflow:hidden;padding:0px 3px 0px 3px;vertical-align:bottom;text-align:center;">20</td> </tr> <tr style="height:20px;"> <td style="border-left:1px solid #000000;overflow:hidden;padding:0px 3px 0px 3px;vertical-align:bottom;font-weight:bold;"></td> <td data-sheets-value='{"1":2,"2":"Double-walled"}' style="overflow:hidden;padding:0px 3px 0px 3px;vertical-align:bottom;font-weight:bold;">Double-walled</td> <td data-sheets-value='{"1":2,"2":"Opal (T/O)"}' style="border-right:1px solid #000000;overflow:hidden;padding:0px 3px 0px 3px;vertical-align:bottom;font-weight:bold;">Opal (T/O)</td> <td data-sheets-numberformat='{"1":2,"2":"0.00","3":1}' data-sheets-value='{"1":3,"3":2.9}' style="overflow:hidden;padding:0px 3px 0px 3px;vertical-align:bottom;text-align:center;">2.90</td> <td data-sheets-numberformat='{"1":2,"2":"0","3":1}' data-sheets-value='{"1":3,"3":41}' style="overflow:hidden;padding:0px 3px 0px 3px;vertical-align:bottom;text-align:center;">41</td> <td data-sheets-numberformat='{"1":2,"2":"0","3":1}' data-sheets-value='{"1":3,"3":45}' style="overflow:hidden;padding:0px 3px 0px 3px;vertical-align:bottom;text-align:center;">45</td> <td data-sheets-numberformat='{"1":2,"2":"0","3":1}' data-sheets-value='{"1":3,"3":20}' style="border-right:1px solid #000000;overflow:hidden;padding:0px 3px 0px 3px;vertical-align:bottom;text-align:center;">20</td> </tr> <tr style="height:20px;"> <td style="border-left:1px solid #000000;overflow:hidden;padding:0px 3px 0px 3px;vertical-align:bottom;font-weight:bold;"></td> <td data-sheets-value='{"1":2,"2":"Triple-walled"}' style="overflow:hidden; | skylux-160-ce-met-koepel-en-pvc-opstand-16-00-met-lm-motor-en-windvang-1000-x-1300-mm | 8586028286285 | 46872341315917
Smoke and heat exhaust (SHEV) | SHE system | Skylux | Skylux 160° CE with skylight and PVC curb 16/00 with LM-actuator and spoiler 1000 x 1500 mm |  | 29707 | 5412970297079 | 3941 | Yes | 30-45 | 60.42 | 1000 x 1500 mm | 1500 | 1000 |  | PVC 16/00 (16 cm high & roof opening = daylight size) | Rectangular | 5.17 W/m²K - 1.28 W/m²K | 87% - 32% | 90% - 32% | 20dB - 23dB | 160° CE (for industry) | skylight | with spoiler | E | Single actuator | Maximum four-walled skylight possible for this product | Ut-value LT-value g-value Rw-value EN 1873 : 2014 EN ISO 13468 EN 16153 EN 410 EN 410 EN ISO 140-3 Material Walls Shells (W/m²K) (%) (%) (dB) Acrylic Single-walled Clear (H) 5.17 90 87 - PMMA Single-walled Opal (O) 5.17 83 76 - Double-walled Clear (H/H) 2.90 81 75 20 Double-walled Opal (O/O) 2.90 69 58 20 Triple-walled Clear (H/H/H) 1.70 73 65 22 Triple-walled Opal (O/H/O) 1.70 62 51 22 Four-walled Clear (H/H/H/H) 1.28 64 54 23 Four-walled Opal (H/H/O/H) 1.28 59 48 23 Polycarbonate Single-walled Clear (A) 5.17 88 83 - PC Single-walled Opal (D) 5.17 58 60 - Double-walled Clear (A/H) 2.90 79 72 20 Double-walled Clear (A/A) 2.90 77 69 20 Double-walled Opal (A/O) 2.90 73 63 20 Double-walled Opal (A/D) 2.90 51 50 20 Triple-walled Clear (A/H/H) 1.70 71 63 22 Triple-walled Opal (A/O/O) 1.70 61 48 22 Four-walled Clear (A/H/H/H) 1.28 64 52 23 Four-walled Opal (A/H/O/H) 1.28 59 46 23 Polycarbonate Single-walled Heatstop Opal (T) 5.17 49 59 - Heatstop PC Double-walled Clear (T/H) 2.90 44 51 20 Double-walled Opal (T/O) 2.90 41 45 20 Triple-walled Clear (T/H/H) 1.70 40 <td data-sheets-numberformat='{"1":2,"2":"0","3":1}' data-sheets-value='{"1":3,"3":44}' style="overflow:hidden;paddin | https://skylux.eu/en/products/skylux-160-ce-met-koepel-en-pvc-opstand-16-00-met-lm-motor-en-windvang-1000-x-1500-mm | https://skylux.eu/cdn/shop/files/Skylux-160deg-CE-met-koepel-en-pvc-opstand-1600-met-LM-motor-en-windvang-1000-x-1500-mm-RWA-systeem.jpg?v=1702980152&width=1600 | https://skylux.eu/cdn/shop/files/e5a82811-1bb0-48e4-a776-cacb59c7c092_8149d847-8494-415f-85c8-2c8d057cfbcd.jpg?v=1688551064&width=1600 | //skylux.eu/cdn/shop/files/E_MH_Mounting_instructions_Skylux_160_CE_LM.pdf?v=12406716259046007223 | //skylux.eu/cdn/shop/files/E_TD_Technical_File_Skylux_Skylux_160_CE_Electric.pdf?v=3667116872303399239 | <style type="text/css" id="isPasted"> <!--td { border: 1px solid #cccccc; } br { mso-data-placement: same-cell; } --> </style> <table border="1" cellpadding="0" cellspacing="0" dir="ltr" style="table-layout:fixed;font-size:10pt;font-family:Arial;border-collapse:collapse;border:none;"><tbody> <tr style="height:20px;"> <td style="overflow:hidden;padding:0px 3px 0px 3px;vertical-align:bottom;"></td> <td style="overflow:hidden;padding:0px 3px 0px 3px;vertical-align:bottom;"></td> <td style="overflow:hidden;padding:0px 3px 0px 3px;vertical-align:bottom;"></td> <td data-sheets-value='{"1":2,"2":"Ut-value"}' style="overflow:hidden;padding:0px 3px 0px 3px;vertical-align:bottom;font-weight:bold;text-align:center;">Ut-value</td> <td data-sheets-value='{"1":2,"2":"LT-value"}' style="overflow:hidden;padding:0px 3px 0px 3px;vertical-align:bottom;font-weight:bold;text-align:center;">LT-value</td> <td data-sheets-value='{"1":2,"2":"g-value"}' style="overflow:hidden;padding:0px 3px 0px 3px;vertical-align:bottom;font-weight:bold;text-align:center;">g-value</td> <td data-sheets-value='{"1":2,"2":"Rw-value "}' style="overflow:hidden;padding:0px 3px 0px 3px;vertical-align:bottom;font-weight:bold;text-align:center;">Rw-value </td> </tr> <tr style="height:20px;"> <td style="overflow:hidden;padding:0px 3px 0px 3px;vertical-align:bottom;"></td> <td style="overflow:hidden;padding:0px 3px 0px 3px;vertical-align:bottom;"></td> <td style="overflow:hidden;padding:0px 3px 0px 3px;vertical-align:bottom;"></td> <td data-sheets-numberformat='{"1":2,"2":"0.00","3":1}' data-sheets-value='{"1":2,"2":"EN 1873 : 2014"}' style="overflow:hidden;padding:0px 3px 0px 3px;vertical-align:bottom;text-align:center;">EN 1873 : 2014</td> <td data-sheets-numberformat='{"1":2,"2":"0","3":1}' data-sheets-value='{"1":2,"2":"EN ISO 13468 EN 16153 EN 410"}' style="overflow:hidden;padding:0px 3px 0px 3px;vertical-align:bottom;text-align:center;">EN ISO 13468 EN 16153 EN 410</td> <td data-sheets-numberformat='{"1":2,"2":"0","3":1}' data-sheets-value='{"1":2,"2":"EN 410"}' style="overflow:hidden;padding:0px 3px 0px 3px;vertical-align:bottom;text-align:center;">EN 410</td> <td data-sheets-value='{"1":2,"2":"EN ISO 140-3\t\t"}' style="overflow:hidden;padding:0px 3px 0px 3px;vertical-align:bottom;text-align:center;">EN ISO 140-3 </td> </tr> <tr style="height:20px;"> <td data-sheets-value='{"1":2,"2":"Material"}' style="border-bottom:1px solid #000000;overflow:hidden;padding:0px 3px 0px 3px;vertical-align:bottom;background-color:#000000;font-weight:bold;color:#ffffff;">Material</td> <td data-sheets-value='{"1":2,"2":"Walls"}' style="border-bottom:1px solid #000000;overflow:hidden;padding:0px 3px 0px 3px;vertical-align:bottom;background-color:#000000;font-weight:bold;color:#ffffff;">Walls</td> <td data-sheets-value='{"1":2,"2":"Shells"}' style="border-bottom:1px solid #000000;overflow:hidden;padding:0px 3px 0px 3px;vertical-align:bottom;background-color:#000000;font-weight:bold;color:#ffffff;">Shells</td> <td data-sheets-numberformat='{"1":2,"2":"0.00","3":1}' data-sheets-value='{"1":2,"2":"(W/m²K)\t"}' style="border-bottom:1px solid #000000;overflow:hidden;padding:0px 3px 0px 3px;vertical-align:bottom;background-color:#000000;font-weight:bold;color:#ffffff;text-align:center;">(W/m²K) </td> <td data-sheets-numberformat='{"1":2,"2":"0","3":1}' data-sheets-value='{"1":2,"2":"(%)"}' style="border-bottom:1px solid #000000;overflow:hidden;padding:0px 3px 0px 3px;vertical-align:bottom;background-color:#000000;font-weight:bold;color:#ffffff;text-align:center;">(%)</td> <td data-sheets-numberformat='{"1":2,"2":"0","3":1}' data-sheets-value='{"1":2,"2":"(%)"}' style="border-bottom:1px solid #000000;overflow:hidden;padding:0px 3px 0px 3px;vertical-align:bottom;background-color:#000000;font-weight:bold;color:#ffffff;text-align:center;">(%)</td> <td data-sheets-value='{"1":2,"2":"(dB)"}' style="border-bottom:1px solid #000000;overflow:hidden;padding:0px 3px 0px 3px;vertical-align:bottom;background-color:#000000;font-weight:bold;color:#ffffff;text-align:center;">(dB)</td> </tr> <tr style="height:20px;"> <td data-sheets-value='{"1":2,"2":"Acrylic"}' style="border-left:1px solid #000000;overflow:hidden;padding:0px 3px 0px 3px;vertical-align:bottom;font-weight:bold;">Acrylic</td> <td data-sheets-value='{"1":2,"2":"Single-walled"}' style="overflow:hidden;padding:0px 3px 0px 3px;vertical-align:bottom;font-weight:bold;">Single-walled</td> <td data-sheets-value='{"1":2,"2":"Clear (H)"}' style="border-right:1px solid #000000;overflow:hidden;padding:0px 3px 0px 3px;vertical-align:bottom;font-weight:bold;">Clear (H)</td> <td data-sheets-numberformat='{"1":2,"2":"0.00","3":1}' data-sheets-value='{"1":3,"3":5.17}' style="overflow:hidden;padding:0px 3px 0px 3px;vertical-align:bottom;text-align:center;">5.17</td> <td data-sheets-numberformat='{"1":2,"2":"0","3":1}' data-sheets-value='{"1":3,"3":90}' style="overflow:hidden;padding:0px 3px 0px 3px;vertical-align:bottom;text-align:center;">90</td> <td data-sheets-numberformat='{"1":2,"2":"0","3":1}' data-sheets-value='{"1":3,"3":87}' style="overflow:hidden;padding:0px 3px 0px 3px;vertical-align:bottom;text-align:center;">87</td> <td data-sheets-numberformat='{"1":2,"2":"0","3":1}' data-sheets-value='{"1":2,"2":"-"}' style="border-right:1px solid #000000;overflow:hidden;padding:0px 3px 0px 3px;vertical-align:bottom;text-align:center;">-</td> </tr> <tr style="height:20px;"> <td data-sheets-value='{"1":2,"2":"PMMA"}' style="border-left:1px solid #000000;overflow:hidden;padding:0px 3px 0px 3px;vertical-align:bottom;font-weight:bold;">PMMA</td> <td data-sheets-value='{"1":2,"2":"Single-walled"}' style="overflow:hidden;padding:0px 3px 0px 3px;vertical-align:bottom;font-weight:bold;">Single-walled</td> <td data-sheets-value='{"1":2,"2":"Opal (O)"}' style="border-right:1px solid #000000;overflow:hidden;padding:0px 3px 0px 3px;vertical-align:bottom;font-weight:bold;">Opal (O)</td> <td data-sheets-numberformat='{"1":2,"2":"0.00","3":1}' data-sheets-value='{"1":3,"3":5.17}' style="overflow:hidden;padding:0px 3px 0px 3px;vertical-align:bottom;text-align:center;">5.17</td> <td data-sheets-numberformat='{"1":2,"2":"0","3":1}' data-sheets-value='{"1":3,"3":83}' style="overflow:hidden;padding:0px 3px 0px 3px;vertical-align:bottom;text-align:center;">83</td> <td data-sheets-numberformat='{"1":2,"2":"0","3":1}' data-sheets-value='{"1":3,"3":76}' style="overflow:hidden;padding:0px 3px 0px 3px;vertical-align:bottom;text-align:center;">76</td> <td data-sheets-numberformat='{"1":2,"2":"0","3":1}' data-sheets-value='{"1":2,"2":"-"}' style="border-right:1px solid #000000;overflow:hidden;padding:0px 3px 0px 3px;vertical-align:bottom;text-align:center;">-</td> </tr> <tr style="height:20px;"> <td style="border-left:1px solid #000000;overflow:hidden;padding:0px 3px 0px 3px;vertical-align:bottom;font-weight:bold;"></td> <td data-sheets-value='{"1":2,"2":"Double-walled"}' style="overflow:hidden;padding:0px 3px 0px 3px;vertical-align:bottom;font-weight:bold;">Double-walled</td> <td data-sheets-value='{"1":2,"2":"Clear (H/H)"}' style="border-right:1px solid #000000;overflow:hidden;padding:0px 3px 0px 3px;vertical-align:bottom;font-weight:bold;">Clear (H/H)</td> <td data-sheets-numberformat='{"1":2,"2":"0.00","3":1}' data-sheets-value='{"1":3,"3":2.9}' style="overflow:hidden;padding:0px 3px 0px 3px;vertical-align:bottom;text-align:center;">2.90</td> <td data-sheets-numberformat='{"1":2,"2":"0","3":1}' data-sheets-value='{"1":3,"3":81}' style="overflow:hidden;padding:0px 3px 0px 3px;vertical-align:bottom;text-align:center;">81</td> <td data-sheets-numberformat='{"1":2,"2":"0","3":1}' data-sheets-value='{"1":3,"3":75}' style="overflow:hidden;padding:0px 3px 0px 3px;vertical-align:bottom;text-align:center;">75</td> <td data-sheets-numberformat='{"1":2,"2":"0","3":1}' data-sheets-value='{"1":3,"3":20}' style="border-right:1px solid #000000;overflow:hidden;padding:0px 3px 0px 3px;vertical-align:bottom;text-align:center;">20</td> </tr> <tr style="height:20px;"> <td style="border-left:1px solid #000000;overflow:hidden;padding:0px 3px 0px 3px;vertical-align:bottom;font-weight:bold;"></td> <td data-sheets-value='{"1":2,"2":"Double-walled"}' style="overflow:hidden;padding:0px 3px 0px 3px;vertical-align:bottom;font-weight:bold;">Double-walled</td> <td data-sheets-value='{"1":2,"2":"Opal (O/O)"}' style="border-right:1px solid #000000;overflow:hidden;padding:0px 3px 0px 3px;vertical-align:bottom;font-weight:bold;">Opal (O/O)</td> <td data-sheets-numberformat='{"1":2,"2":"0.00","3":1}' data-sheets-value='{"1":3,"3":2.9}' style="overflow:hidden;padding:0px 3px 0px 3px;vertical-align:bottom;text-align:center;">2.90</td> <td data-sheets-numberformat='{"1":2,"2":"0","3":1}' data-sheets-value='{"1":3,"3":69}' style="overflow:hidden;padding:0px 3px 0px 3px;vertical-align:bottom;text-align:center;">69</td> <td data-sheets-numberformat='{"1":2,"2":"0","3":1}' data-sheets-value='{"1":3,"3":58}' style="overflow:hidden;padding:0px 3px 0px 3px;vertical-align:bottom;text-align:center;">58</td> <td data-sheets-numberformat='{"1":2,"2":"0","3":1}' data-sheets-value='{"1":3,"3":20}' style="border-right:1px solid #000000;overflow:hidden;padding:0px 3px 0px 3px;vertical-align:bottom;text-align:center;">20</td> </tr> <tr style="height:20px;"> <td style="border-left:1px solid #000000;overflow:hidden;padding:0px 3px 0px 3px;vertical-align:bottom;font-weight:bold;"></td> <td data-sheets-value='{"1":2,"2":"Triple-walled"}' style="overflow:hidden;padding:0px 3px 0px 3px;vertical-align:bottom;font-weight:bold;">Triple-walled</td> <td data-sheets-value='{"1":2,"2":"Clear (H/H/H)"}' style="border-right:1px solid #000000;overflow:hidden;padding:0px 3px 0px 3px;vertical-align:bottom;font-weight:bold;">Clear (H/H/H)</td> <td data-sheets-numberformat='{"1":2,"2":"0.00","3":1}' data-sheets-value='{"1":3,"3":1.7}' style="overflow:hidden;padding:0px 3px 0px 3px;vertical-align:bottom;text-align:center;">1.70</td> <td data-sheets-numberformat='{"1":2,"2":"0","3":1}' data-sheets-value='{"1":3,"3":73}' style="overflow:hidden;padding:0px 3px 0px 3px;vertical-align:bottom;text-align:center;">73</td> <td data-sheets-numberformat='{"1":2,"2":"0","3":1}' data-sheets-value='{"1":3,"3":65}' style="overflow:hidden;padding:0px 3px 0px 3px;vertical-align:bottom;text-align:center;">65</td> <td data-sheets-numberformat='{"1":2,"2":"0","3":1}' data-sheets-value='{"1":3,"3":22}' style="border-right:1px solid #000000;overflow:hidden;padding:0px 3px 0px 3px;vertical-align:bottom;text-align:center;">22</td> </tr> <tr style="height:20px;"> <td style="border-left:1px solid #000000;overflow:hidden;padding:0px 3px 0px 3px;vertical-align:bottom;font-weight:bold;"></td> <td data-sheets-value='{"1":2,"2":"Triple-walled"}' style="overflow:hidden;padding:0px 3px 0px 3px;vertical-align:bottom;font-weight:bold;">Triple-walled</td> <td data-sheets-value='{"1":2,"2":"Opal (O/H/O)"}' style="border-right:1px solid #000000;overflow:hidden;padding:0px 3px 0px 3px;vertical-align:bottom;font-weight:bold;">Opal (O/H/O)</td> <td data-sheets-numberformat='{"1":2,"2":"0.00","3":1}' data-sheets-value='{"1":3,"3":1.7}' style="overflow:hidden;padding:0px 3px 0px 3px;vertical-align:bottom;text-align:center;">1.70</td> <td data-sheets-numberformat='{"1":2,"2":"0","3":1}' data-sheets-value='{"1":3,"3":62}' style="overflow:hidden;padding:0px 3px 0px 3px;vertical-align:bottom;text-align:center;">62</td> <td data-sheets-numberformat='{"1":2,"2":"0","3":1}' data-sheets-value='{"1":3,"3":51}' style="overflow:hidden;padding:0px 3px 0px 3px;vertical-align:bottom;text-align:center;">51</td> <td data-sheets-numberformat='{"1":2,"2":"0","3":1}' data-sheets-value='{"1":3,"3":22}' style="border-right:1px solid #000000;overflow:hidden;padding:0px 3px 0px 3px;vertical-align:bottom;text-align:center;">22</td> </tr> <tr style="height:20px;"> <td style="border-left:1px solid #000000;overflow:hidden;padding:0px 3px 0px 3px;vertical-align:bottom;font-weight:bold;"></td> <td data-sheets-value='{"1":2,"2":"Four-walled"}' style="overflow:hidden;padding:0px 3px 0px 3px;vertical-align:bottom;font-weight:bold;">Four-walled</td> <td data-sheets-value='{"1":2,"2":"Clear (H/H/H/H)"}' style="border-right:1px solid #000000;overflow:hidden;padding:0px 3px 0px 3px;vertical-align:bottom;font-weight:bold;">Clear (H/H/H/H)</td> <td data-sheets-numberformat='{"1":2,"2":"0.00","3":1}' data-sheets-value='{"1":3,"3":1.28}' style="overflow:hidden;padding:0px 3px 0px 3px;vertical-align:bottom;text-align:center;">1.28</td> <td data-sheets-numberformat='{"1":2,"2":"0","3":1}' data-sheets-value='{"1":3,"3":64}' style="overflow:hidden;padding:0px 3px 0px 3px;vertical-align:bottom;text-align:center;">64</td> <td data-sheets-numberformat='{"1":2,"2":"0","3":1}' data-sheets-value='{"1":3,"3":54}' style="overflow:hidden;padding:0px 3px 0px 3px;vertical-align:bottom;text-align:center;">54</td> <td data-sheets-numberformat='{"1":2,"2":"0","3":1}' data-sheets-value='{"1":3,"3":23}' style="border-right:1px solid #000000;overflow:hidden;padding:0px 3px 0px 3px;vertical-align:bottom;text-align:center;">23</td> </tr> <tr style="height:20px;"> <td style="border-bottom:1px solid #000000;border-left:1px solid #000000;overflow:hidden;padding:0px 3px 0px 3px;vertical-align:bottom;"></td> <td data-sheets-value='{"1":2,"2":"Four-walled"}' style="border-bottom:1px solid #000000;overflow:hidden;padding:0px 3px 0px 3px;vertical-align:bottom;font-weight:bold;">Four-walled</td> <td data-sheets-value='{"1":2,"2":"Opal (H/H/O/H)"}' style="border-right:1px solid #000000;border-bottom:1px solid #000000;overflow:hidden;padding:0px 3px 0px 3px;vertical-align:bottom;font-weight:bold;">Opal (H/H/O/H)</td> <td data-sheets-numberformat='{"1":2,"2":"0.00","3":1}' data-sheets-value='{"1":3,"3":1.28}' style="border-bottom:1px solid #000000;overflow:hidden;padding:0px 3px 0px 3px;vertical-align:bottom;text-align:center;">1.28</td> <td data-sheets-numberformat='{"1":2,"2":"0","3":1}' data-sheets-value='{"1":3,"3":59}' style="border-bottom:1px solid #000000;overflow:hidden;padding:0px 3px 0px 3px;vertical-align:bottom;text-align:center;">59</td> <td data-sheets-numberformat='{"1":2,"2":"0","3":1}' data-sheets-value='{"1":3,"3":48}' style="border-bottom:1px solid #000000;overflow:hidden;padding:0px 3px 0px 3px;vertical-align:bottom;text-align:center;">48</td> <td data-sheets-numberformat='{"1":2,"2":"0","3":1}' data-sheets-value='{"1":3,"3":23}' style="border-right:1px solid #000000;border-bottom:1px solid #000000;overflow:hidden;padding:0px 3px 0px 3px;vertical-align:bottom;text-align:center;">23</td> </tr> <tr style="height:20px;"> <td data-sheets-value='{"1":2,"2":"Polycarbonate "}' style="border-left:1px solid #000000;overflow:hidden;padding:0px 3px 0px 3px;vertical-align:bottom;font-weight:bold;">Polycarbonate </td> <td data-sheets-value='{"1":2,"2":"Single-walled"}' style="overflow:hidden;padding:0px 3px 0px 3px;vertical-align:bottom;font-weight:bold;">Single-walled</td> <td data-sheets-value='{"1":2,"2":"Clear (A)"}' style="border-right:1px solid #000000;overflow:hidden;padding:0px 3px 0px 3px;vertical-align:bottom;font-weight:bold;">Clear (A)</td> <td data-sheets-numberformat='{"1":2,"2":"0.00","3":1}' data-sheets-value='{"1":3,"3":5.17}' style="overflow:hidden;padding:0px 3px 0px 3px;vertical-align:bottom;text-align:center;">5.17</td> <td data-sheets-numberformat='{"1":2,"2":"0","3":1}' data-sheets-value='{"1":3,"3":88}' style="overflow:hidden;padding:0px 3px 0px 3px;vertical-align:bottom;text-align:center;">88</td> <td data-sheets-numberformat='{"1":2,"2":"0","3":1}' data-sheets-value='{"1":3,"3":83}' style="overflow:hidden;padding:0px 3px 0px 3px;vertical-align:bottom;text-align:center;">83</td> <td data-sheets-numberformat='{"1":2,"2":"0","3":1}' data-sheets-value='{"1":2,"2":"-"}' style="border-right:1px solid #000000;overflow:hidden;padding:0px 3px 0px 3px;vertical-align:bottom;text-align:center;">-</td> </tr> <tr style="height:20px;"> <td data-sheets-value='{"1":2,"2":"PC"}' style="border-left:1px solid #000000;overflow:hidden;padding:0px 3px 0px 3px;vertical-align:bottom;font-weight:bold;">PC</td> <td data-sheets-value='{"1":2,"2":"Single-walled"}' style="overflow:hidden;padding:0px 3px 0px 3px;vertical-align:bottom;font-weight:bold;">Single-walled</td> <td data-sheets-value='{"1":2,"2":"Opal (D)"}' style="border-right:1px solid #000000;overflow:hidden;padding:0px 3px 0px 3px;vertical-align:bottom;font-weight:bold;">Opal (D)</td> <td data-sheets-numberformat='{"1":2,"2":"0.00","3":1}' data-sheets-value='{"1":3,"3":5.17}' style="overflow:hidden;padding:0px 3px 0px 3px;vertical-align:bottom;text-align:center;">5.17</td> <td data-sheets-numberformat='{"1":2,"2":"0","3":1}' data-sheets-value='{"1":3,"3":58}' style="overflow:hidden;padding:0px 3px 0px 3px;vertical-align:bottom;text-align:center;">58</td> <td data-sheets-numberformat='{"1":2,"2":"0","3":1}' data-sheets-value='{"1":3,"3":60}' style="overflow:hidden;padding:0px 3px 0px 3px;vertical-align:bottom;text-align:center;">60</td> <td data-sheets-numberformat='{"1":2,"2":"0","3":1}' data-sheets-value='{"1":2,"2":"-"}' style="border-right:1px solid #000000;overflow:hidden;padding:0px 3px 0px 3px;vertical-align:bottom;text-align:center;">-</td> </tr> <tr style="height:20px;"> <td style="border-left:1px solid #000000;overflow:hidden;padding:0px 3px 0px 3px;vertical-align:bottom;font-weight:bold;"></td> <td data-sheets-value='{"1":2,"2":"Double-walled"}' style="overflow:hidden;padding:0px 3px 0px 3px;vertical-align:bottom;font-weight:bold;">Double-walled</td> <td data-sheets-value='{"1":2,"2":"Clear (A/H)"}' style="border-right:1px solid #000000;overflow:hidden;padding:0px 3px 0px 3px;vertical-align:bottom;font-weight:bold;">Clear (A/H)</td> <td data-sheets-numberformat='{"1":2,"2":"0.00","3":1}' data-sheets-value='{"1":3,"3":2.9}' style="overflow:hidden;padding:0px 3px 0px 3px;vertical-align:bottom;text-align:center;">2.90</td> <td data-sheets-numberformat='{"1":2,"2":"0","3":1}' data-sheets-value='{"1":3,"3":79}' style="overflow:hidden;padding:0px 3px 0px 3px;vertical-align:bottom;text-align:center;">79</td> <td data-sheets-numberformat='{"1":2,"2":"0","3":1}' data-sheets-value='{"1":3,"3":72}' style="overflow:hidden;padding:0px 3px 0px 3px;vertical-align:bottom;text-align:center;">72</td> <td data-sheets-numberformat='{"1":2,"2":"0","3":1}' data-sheets-value='{"1":3,"3":20}' style="border-right:1px solid #000000;overflow:hidden;padding:0px 3px 0px 3px;vertical-align:bottom;text-align:center;">20</td> </tr> <tr style="height:20px;"> <td style="border-left:1px solid #000000;overflow:hidden;padding:0px 3px 0px 3px;vertical-align:bottom;font-weight:bold;"></td> <td data-sheets-value='{"1":2,"2":"Double-walled"}' style="overflow:hidden;padding:0px 3px 0px 3px;vertical-align:bottom;font-weight:bold;">Double-walled</td> <td data-sheets-value='{"1":2,"2":"Clear (A/A)"}' style="border-right:1px solid #000000;overflow:hidden;padding:0px 3px 0px 3px;vertical-align:bottom;font-weight:bold;">Clear (A/A)</td> <td data-sheets-numberformat='{"1":2,"2":"0.00","3":1}' data-sheets-value='{"1":3,"3":2.9}' style="overflow:hidden;padding:0px 3px 0px 3px;vertical-align:bottom;text-align:center;">2.90</td> <td data-sheets-numberformat='{"1":2,"2":"0","3":1}' data-sheets-value='{"1":3,"3":77}' style="overflow:hidden;padding:0px 3px 0px 3px;vertical-align:bottom;text-align:center;">77</td> <td data-sheets-numberformat='{"1":2,"2":"0","3":1}' data-sheets-value='{"1":3,"3":69}' style="overflow:hidden;padding:0px 3px 0px 3px;vertical-align:bottom;text-align:center;">69</td> <td data-sheets-numberformat='{"1":2,"2":"0","3":1}' data-sheets-value='{"1":3,"3":20}' style="border-right:1px solid #000000;overflow:hidden;padding:0px 3px 0px 3px;vertical-align:bottom;text-align:center;">20</td> </tr> <tr style="height:20px;"> <td style="border-left:1px solid #000000;overflow:hidden;padding:0px 3px 0px 3px;vertical-align:bottom;font-weight:bold;"></td> <td data-sheets-value='{"1":2,"2":"Double-walled"}' style="overflow:hidden;padding:0px 3px 0px 3px;vertical-align:bottom;font-weight:bold;">Double-walled</td> <td data-sheets-value='{"1":2,"2":"Opal (A/O)"}' style="border-right:1px solid #000000;overflow:hidden;padding:0px 3px 0px 3px;vertical-align:bottom;font-weight:bold;">Opal (A/O)</td> <td data-sheets-numberformat='{"1":2,"2":"0.00","3":1}' data-sheets-value='{"1":3,"3":2.9}' style="overflow:hidden;padding:0px 3px 0px 3px;vertical-align:bottom;text-align:center;">2.90</td> <td data-sheets-numberformat='{"1":2,"2":"0","3":1}' data-sheets-value='{"1":3,"3":73}' style="overflow:hidden;padding:0px 3px 0px 3px;vertical-align:bottom;text-align:center;">73</td> <td data-sheets-numberformat='{"1":2,"2":"0","3":1}' data-sheets-value='{"1":3,"3":63}' style="overflow:hidden;padding:0px 3px 0px 3px;vertical-align:bottom;text-align:center;">63</td> <td data-sheets-numberformat='{"1":2,"2":"0","3":1}' data-sheets-value='{"1":3,"3":20}' style="border-right:1px solid #000000;overflow:hidden;padding:0px 3px 0px 3px;vertical-align:bottom;text-align:center;">20</td> </tr> <tr style="height:20px;"> <td style="border-left:1px solid #000000;overflow:hidden;padding:0px 3px 0px 3px;vertical-align:bottom;font-weight:bold;"></td> <td data-sheets-value='{"1":2,"2":"Double-walled"}' style="overflow:hidden;padding:0px 3px 0px 3px;vertical-align:bottom;font-weight:bold;">Double-walled</td> <td data-sheets-value='{"1":2,"2":"Opal (A/D)"}' style="border-right:1px solid #000000;overflow:hidden;padding:0px 3px 0px 3px;vertical-align:bottom;font-weight:bold;">Opal (A/D)</td> <td data-sheets-numberformat='{"1":2,"2":"0.00","3":1}' data-sheets-value='{"1":3,"3":2.9}' style="overflow:hidden;padding:0px 3px 0px 3px;vertical-align:bottom;text-align:center;">2.90</td> <td data-sheets-numberformat='{"1":2,"2":"0","3":1}' data-sheets-value='{"1":3,"3":51}' style="overflow:hidden;padding:0px 3px 0px 3px;vertical-align:bottom;text-align:center;">51</td> <td data-sheets-numberformat='{"1":2,"2":"0","3":1}' data-sheets-value='{"1":3,"3":50}' style="overflow:hidden;padding:0px 3px 0px 3px;vertical-align:bottom;text-align:center;">50</td> <td data-sheets-numberformat='{"1":2,"2":"0","3":1}' data-sheets-value='{"1":3,"3":20}' style="border-right:1px solid #000000;overflow:hidden;padding:0px 3px 0px 3px;vertical-align:bottom;text-align:center;">20</td> </tr> <tr style="height:20px;"> <td style="border-left:1px solid #000000;overflow:hidden;padding:0px 3px 0px 3px;vertical-align:bottom;font-weight:bold;"></td> <td data-sheets-value='{"1":2,"2":"Triple-walled"}' style="overflow:hidden;padding:0px 3px 0px 3px;vertical-align:bottom;font-weight:bold;">Triple-walled</td> <td data-sheets-value='{"1":2,"2":"Clear (A/H/H)"}' style="border-right:1px solid #000000;overflow:hidden;padding:0px 3px 0px 3px;vertical-align:bottom;font-weight:bold;">Clear (A/H/H)</td> <td data-sheets-numberformat='{"1":2,"2":"0.00","3":1}' data-sheets-value='{"1":3,"3":1.7}' style="overflow:hidden;padding:0px 3px 0px 3px;vertical-align:bottom;text-align:center;">1.70</td> <td data-sheets-numberformat='{"1":2,"2":"0","3":1}' data-sheets-value='{"1":3,"3":71}' style="overflow:hidden;padding:0px 3px 0px 3px;vertical-align:bottom;text-align:center;">71</td> <td data-sheets-numberformat='{"1":2,"2":"0","3":1}' data-sheets-value='{"1":3,"3":63}' style="overflow:hidden;padding:0px 3px 0px 3px;vertical-align:bottom;text-align:center;">63</td> <td data-sheets-numberformat='{"1":2,"2":"0","3":1}' data-sheets-value='{"1":3,"3":22}' style="border-right:1px solid #000000;overflow:hidden;padding:0px 3px 0px 3px;vertical-align:bottom;text-align:center;">22</td> </tr> <tr style="height:20px;"> <td style="border-left:1px solid #000000;overflow:hidden;padding:0px 3px 0px 3px;vertical-align:bottom;font-weight:bold;"></td> <td data-sheets-value='{"1":2,"2":"Triple-walled"}' style="overflow:hidden;padding:0px 3px 0px 3px;vertical-align:bottom;font-weight:bold;">Triple-walled</td> <td data-sheets-value='{"1":2,"2":"Opal (A/O/O)"}' style="border-right:1px solid #000000;overflow:hidden;padding:0px 3px 0px 3px;vertical-align:bottom;font-weight:bold;">Opal (A/O/O)</td> <td data-sheets-numberformat='{"1":2,"2":"0.00","3":1}' data-sheets-value='{"1":3,"3":1.7}' style="overflow:hidden;padding:0px 3px 0px 3px;vertical-align:bottom;text-align:center;">1.70</td> <td data-sheets-numberformat='{"1":2,"2":"0","3":1}' data-sheets-value='{"1":3,"3":61}' style="overflow:hidden;padding:0px 3px 0px 3px;vertical-align:bottom;text-align:center;">61</td> <td data-sheets-numberformat='{"1":2,"2":"0","3":1}' data-sheets-value='{"1":3,"3":48}' style="overflow:hidden;padding:0px 3px 0px 3px;vertical-align:bottom;text-align:center;">48</td> <td data-sheets-numberformat='{"1":2,"2":"0","3":1}' data-sheets-value='{"1":3,"3":22}' style="border-right:1px solid #000000;overflow:hidden;padding:0px 3px 0px 3px;vertical-align:bottom;text-align:center;">22</td> </tr> <tr style="height:20px;"> <td style="border-left:1px solid #000000;overflow:hidden;padding:0px 3px 0px 3px;vertical-align:bottom;font-weight:bold;"></td> <td data-sheets-value='{"1":2,"2":"Four-walled"}' style="overflow:hidden;padding:0px 3px 0px 3px;vertical-align:bottom;font-weight:bold;">Four-walled</td> <td data-sheets-value='{"1":2,"2":"Clear (A/H/H/H)"}' style="border-right:1px solid #000000;overflow:hidden;padding:0px 3px 0px 3px;vertical-align:bottom;font-weight:bold;">Clear (A/H/H/H)</td> <td data-sheets-numberformat='{"1":2,"2":"0.00","3":1}' data-sheets-value='{"1":3,"3":1.28}' style="overflow:hidden;padding:0px 3px 0px 3px;vertical-align:bottom;text-align:center;">1.28</td> <td data-sheets-numberformat='{"1":2,"2":"0","3":1}' data-sheets-value='{"1":3,"3":64}' style="overflow:hidden;padding:0px 3px 0px 3px;vertical-align:bottom;text-align:center;">64</td> <td data-sheets-numberformat='{"1":2,"2":"0","3":1}' data-sheets-value='{"1":3,"3":52}' style="overflow:hidden;padding:0px 3px 0px 3px;vertical-align:bottom;text-align:center;">52</td> <td data-sheets-numberformat='{"1":2,"2":"0","3":1}' data-sheets-value='{"1":3,"3":23}' style="border-right:1px solid #000000;overflow:hidden;padding:0px 3px 0px 3px;vertical-align:bottom;text-align:center;">23</td> </tr> <tr style="height:20px;"> <td style="border-bottom:1px solid #000000;border-left:1px solid #000000;overflow:hidden;padding:0px 3px 0px 3px;vertical-align:bottom;"></td> <td data-sheets-value='{"1":2,"2":"Four-walled"}' style="border-bottom:1px solid #000000;overflow:hidden;padding:0px 3px 0px 3px;vertical-align:bottom;font-weight:bold;">Four-walled</td> <td data-sheets-value='{"1":2,"2":"Opal (A/H/O/H)"}' style="border-right:1px solid #000000;border-bottom:1px solid #000000;overflow:hidden;padding:0px 3px 0px 3px;vertical-align:bottom;font-weight:bold;">Opal (A/H/O/H)</td> <td data-sheets-numberformat='{"1":2,"2":"0.00","3":1}' data-sheets-value='{"1":3,"3":1.28}' style="border-bottom:1px solid #000000;overflow:hidden;padding:0px 3px 0px 3px;vertical-align:bottom;text-align:center;">1.28</td> <td data-sheets-numberformat='{"1":2,"2":"0","3":1}' data-sheets-value='{"1":3,"3":59}' style="border-bottom:1px solid #000000;overflow:hidden;padding:0px 3px 0px 3px;vertical-align:bottom;text-align:center;">59</td> <td data-sheets-numberformat='{"1":2,"2":"0","3":1}' data-sheets-value='{"1":3,"3":46}' style="border-bottom:1px solid #000000;overflow:hidden;padding:0px 3px 0px 3px;vertical-align:bottom;text-align:center;">46</td> <td data-sheets-numberformat='{"1":2,"2":"0","3":1}' data-sheets-value='{"1":3,"3":23}' style="border-right:1px solid #000000;border-bottom:1px solid #000000;overflow:hidden;padding:0px 3px 0px 3px;vertical-align:bottom;text-align:center;">23</td> </tr> <tr style="height:20px;"> <td data-sheets-value='{"1":2,"2":"Polycarbonate"}' style="border-left:1px solid #000000;overflow:hidden;padding:0px 3px 0px 3px;vertical-align:bottom;font-weight:bold;">Polycarbonate</td> <td data-sheets-value='{"1":2,"2":"Single-walled"}' style="overflow:hidden;padding:0px 3px 0px 3px;vertical-align:bottom;font-weight:bold;">Single-walled</td> <td data-sheets-value='{"1":2,"2":"Heatstop Opal (T)"}' style="border-right:1px solid #000000;overflow:hidden;padding:0px 3px 0px 3px;vertical-align:bottom;font-weight:bold;">Heatstop Opal (T)</td> <td data-sheets-numberformat='{"1":2,"2":"0.00","3":1}' data-sheets-value='{"1":3,"3":5.17}' style="overflow:hidden;padding:0px 3px 0px 3px;vertical-align:bottom;text-align:center;">5.17</td> <td data-sheets-numberformat='{"1":2,"2":"0","3":1}' data-sheets-value='{"1":3,"3":49}' style="overflow:hidden;padding:0px 3px 0px 3px;vertical-align:bottom;text-align:center;">49</td> <td data-sheets-numberformat='{"1":2,"2":"0","3":1}' data-sheets-value='{"1":3,"3":59}' style="overflow:hidden;padding:0px 3px 0px 3px;vertical-align:bottom;text-align:center;">59</td> <td data-sheets-numberformat='{"1":2,"2":"0","3":1}' data-sheets-value='{"1":2,"2":"-"}' style="border-right:1px solid #000000;overflow:hidden;padding:0px 3px 0px 3px;vertical-align:bottom;text-align:center;">-</td> </tr> <tr style="height:20px;"> <td data-sheets-value='{"1":2,"2":"Heatstop PC"}' style="border-left:1px solid #000000;overflow:hidden;padding:0px 3px 0px 3px;vertical-align:bottom;font-weight:bold;">Heatstop PC</td> <td data-sheets-value='{"1":2,"2":"Double-walled"}' style="overflow:hidden;padding:0px 3px 0px 3px;vertical-align:bottom;font-weight:bold;">Double-walled</td> <td data-sheets-value='{"1":2,"2":"Clear (T/H)"}' style="border-right:1px solid #000000;overflow:hidden;padding:0px 3px 0px 3px;vertical-align:bottom;font-weight:bold;">Clear (T/H)</td> <td data-sheets-numberformat='{"1":2,"2":"0.00","3":1}' data-sheets-value='{"1":3,"3":2.9}' style="overflow:hidden;padding:0px 3px 0px 3px;vertical-align:bottom;text-align:center;">2.90</td> <td data-sheets-numberformat='{"1":2,"2":"0","3":1}' data-sheets-value='{"1":3,"3":44}' style="overflow:hidden;padding:0px 3px 0px 3px;vertical-align:bottom;text-align:center;">44</td> <td data-sheets-numberformat='{"1":2,"2":"0","3":1}' data-sheets-value='{"1":3,"3":51}' style="overflow:hidden;padding:0px 3px 0px 3px;vertical-align:bottom;text-align:center;">51</td> <td data-sheets-numberformat='{"1":2,"2":"0","3":1}' data-sheets-value='{"1":3,"3":20}' style="border-right:1px solid #000000;overflow:hidden;padding:0px 3px 0px 3px;vertical-align:bottom;text-align:center;">20</td> </tr> <tr style="height:20px;"> <td style="border-left:1px solid #000000;overflow:hidden;padding:0px 3px 0px 3px;vertical-align:bottom;font-weight:bold;"></td> <td data-sheets-value='{"1":2,"2":"Double-walled"}' style="overflow:hidden;padding:0px 3px 0px 3px;vertical-align:bottom;font-weight:bold;">Double-walled</td> <td data-sheets-value='{"1":2,"2":"Opal (T/O)"}' style="border-right:1px solid #000000;overflow:hidden;padding:0px 3px 0px 3px;vertical-align:bottom;font-weight:bold;">Opal (T/O)</td> <td data-sheets-numberformat='{"1":2,"2":"0.00","3":1}' data-sheets-value='{"1":3,"3":2.9}' style="overflow:hidden;padding:0px 3px 0px 3px;vertical-align:bottom;text-align:center;">2.90</td> <td data-sheets-numberformat='{"1":2,"2":"0","3":1}' data-sheets-value='{"1":3,"3":41}' style="overflow:hidden;padding:0px 3px 0px 3px;vertical-align:bottom;text-align:center;">41</td> <td data-sheets-numberformat='{"1":2,"2":"0","3":1}' data-sheets-value='{"1":3,"3":45}' style="overflow:hidden;padding:0px 3px 0px 3px;vertical-align:bottom;text-align:center;">45</td> <td data-sheets-numberformat='{"1":2,"2":"0","3":1}' data-sheets-value='{"1":3,"3":20}' style="border-right:1px solid #000000;overflow:hidden;padding:0px 3px 0px 3px;vertical-align:bottom;text-align:center;">20</td> </tr> <tr style="height:20px;"> <td style="border-left:1px solid #000000;overflow:hidden;padding:0px 3px 0px 3px;vertical-align:bottom;font-weight:bold;"></td> <td data-sheets-value='{"1":2,"2":"Triple-walled"}' style="overflow:hidden; | skylux-160-ce-met-koepel-en-pvc-opstand-16-00-met-lm-motor-en-windvang-1000-x-1500-mm | 8586028319053 | 46872341381453
Smoke and heat exhaust (SHEV) | SHE system | Skylux | Skylux 160° CE with skylight and PVC curb 16/00 with LM-actuator and spoiler 1000 x 1600 mm |  | 28770 | 5412970287704 | 4226.55 | Yes | 30-45 | 60.63 | 1000 x 1600 mm | 1600 | 1000 |  | PVC 16/00 (16 cm high & roof opening = daylight size) | Rectangular | 5.17 W/m²K - 1.28 W/m²K | 87% - 32% | 90% - 32% | 20dB - 23dB | 160° CE (for industry) | skylight | with spoiler | E | Single actuator | Maximum four-walled skylight possible for this product | Ut-value LT-value g-value Rw-value EN 1873 : 2014 EN ISO 13468 EN 16153 EN 410 EN 410 EN ISO 140-3 Material Walls Shells (W/m²K) (%) (%) (dB) Acrylic Single-walled Clear (H) 5.17 90 87 - PMMA Single-walled Opal (O) 5.17 83 76 - Double-walled Clear (H/H) 2.90 81 75 20 Double-walled Opal (O/O) 2.90 69 58 20 Triple-walled Clear (H/H/H) 1.70 73 65 22 Triple-walled Opal (O/H/O) 1.70 62 51 22 Four-walled Clear (H/H/H/H) 1.28 64 54 23 Four-walled Opal (H/H/O/H) 1.28 59 48 23 Polycarbonate Single-walled Clear (A) 5.17 88 83 - PC Single-walled Opal (D) 5.17 58 60 - Double-walled Clear (A/H) 2.90 79 72 20 Double-walled Clear (A/A) 2.90 77 69 20 Double-walled Opal (A/O) 2.90 73 63 20 Double-walled Opal (A/D) 2.90 51 50 20 Triple-walled Clear (A/H/H) 1.70 71 63 22 Triple-walled Opal (A/O/O) 1.70 61 48 22 Four-walled Clear (A/H/H/H) 1.28 64 52 23 Four-walled Opal (A/H/O/H) 1.28 59 46 23 Polycarbonate Single-walled Heatstop Opal (T) 5.17 49 59 - Heatstop PC Double-walled Clear (T/H) 2.90 44 51 20 Double-walled Opal (T/O) 2.90 41 45 20 Triple-walled Clear (T/H/H) 1.70 40 <td data-sheets-numberformat='{"1":2,"2":"0","3":1}' data-sheets-value='{"1":3,"3":44}' style="overflow:hidden;paddin | https://skylux.eu/en/products/skylux-160-ce-met-koepel-en-pvc-opstand-16-00-met-lm-motor-en-windvang-1000-x-1600-mm | https://skylux.eu/cdn/shop/files/Skylux-160deg-CE-met-koepel-en-pvc-opstand-1600-met-LM-motor-en-windvang-1000-x-1600-mm-RWA-systeem.jpg?v=1702980158&width=1600 | https://skylux.eu/cdn/shop/files/e5a82811-1bb0-48e4-a776-cacb59c7c092_1c77aba6-c8a4-4264-8c86-89e057d41c65.jpg?v=1688551065&width=1600 | //skylux.eu/cdn/shop/files/E_MH_Mounting_instructions_Skylux_160_CE_LM.pdf?v=12406716259046007223 | //skylux.eu/cdn/shop/files/E_TD_Technical_File_Skylux_Skylux_160_CE_Electric.pdf?v=3667116872303399239 | <style type="text/css" id="isPasted"> <!--td { border: 1px solid #cccccc; } br { mso-data-placement: same-cell; } --> </style> <table border="1" cellpadding="0" cellspacing="0" dir="ltr" style="table-layout:fixed;font-size:10pt;font-family:Arial;border-collapse:collapse;border:none;"><tbody> <tr style="height:20px;"> <td style="overflow:hidden;padding:0px 3px 0px 3px;vertical-align:bottom;"></td> <td style="overflow:hidden;padding:0px 3px 0px 3px;vertical-align:bottom;"></td> <td style="overflow:hidden;padding:0px 3px 0px 3px;vertical-align:bottom;"></td> <td data-sheets-value='{"1":2,"2":"Ut-value"}' style="overflow:hidden;padding:0px 3px 0px 3px;vertical-align:bottom;font-weight:bold;text-align:center;">Ut-value</td> <td data-sheets-value='{"1":2,"2":"LT-value"}' style="overflow:hidden;padding:0px 3px 0px 3px;vertical-align:bottom;font-weight:bold;text-align:center;">LT-value</td> <td data-sheets-value='{"1":2,"2":"g-value"}' style="overflow:hidden;padding:0px 3px 0px 3px;vertical-align:bottom;font-weight:bold;text-align:center;">g-value</td> <td data-sheets-value='{"1":2,"2":"Rw-value "}' style="overflow:hidden;padding:0px 3px 0px 3px;vertical-align:bottom;font-weight:bold;text-align:center;">Rw-value </td> </tr> <tr style="height:20px;"> <td style="overflow:hidden;padding:0px 3px 0px 3px;vertical-align:bottom;"></td> <td style="overflow:hidden;padding:0px 3px 0px 3px;vertical-align:bottom;"></td> <td style="overflow:hidden;padding:0px 3px 0px 3px;vertical-align:bottom;"></td> <td data-sheets-numberformat='{"1":2,"2":"0.00","3":1}' data-sheets-value='{"1":2,"2":"EN 1873 : 2014"}' style="overflow:hidden;padding:0px 3px 0px 3px;vertical-align:bottom;text-align:center;">EN 1873 : 2014</td> <td data-sheets-numberformat='{"1":2,"2":"0","3":1}' data-sheets-value='{"1":2,"2":"EN ISO 13468 EN 16153 EN 410"}' style="overflow:hidden;padding:0px 3px 0px 3px;vertical-align:bottom;text-align:center;">EN ISO 13468 EN 16153 EN 410</td> <td data-sheets-numberformat='{"1":2,"2":"0","3":1}' data-sheets-value='{"1":2,"2":"EN 410"}' style="overflow:hidden;padding:0px 3px 0px 3px;vertical-align:bottom;text-align:center;">EN 410</td> <td data-sheets-value='{"1":2,"2":"EN ISO 140-3\t\t"}' style="overflow:hidden;padding:0px 3px 0px 3px;vertical-align:bottom;text-align:center;">EN ISO 140-3 </td> </tr> <tr style="height:20px;"> <td data-sheets-value='{"1":2,"2":"Material"}' style="border-bottom:1px solid #000000;overflow:hidden;padding:0px 3px 0px 3px;vertical-align:bottom;background-color:#000000;font-weight:bold;color:#ffffff;">Material</td> <td data-sheets-value='{"1":2,"2":"Walls"}' style="border-bottom:1px solid #000000;overflow:hidden;padding:0px 3px 0px 3px;vertical-align:bottom;background-color:#000000;font-weight:bold;color:#ffffff;">Walls</td> <td data-sheets-value='{"1":2,"2":"Shells"}' style="border-bottom:1px solid #000000;overflow:hidden;padding:0px 3px 0px 3px;vertical-align:bottom;background-color:#000000;font-weight:bold;color:#ffffff;">Shells</td> <td data-sheets-numberformat='{"1":2,"2":"0.00","3":1}' data-sheets-value='{"1":2,"2":"(W/m²K)\t"}' style="border-bottom:1px solid #000000;overflow:hidden;padding:0px 3px 0px 3px;vertical-align:bottom;background-color:#000000;font-weight:bold;color:#ffffff;text-align:center;">(W/m²K) </td> <td data-sheets-numberformat='{"1":2,"2":"0","3":1}' data-sheets-value='{"1":2,"2":"(%)"}' style="border-bottom:1px solid #000000;overflow:hidden;padding:0px 3px 0px 3px;vertical-align:bottom;background-color:#000000;font-weight:bold;color:#ffffff;text-align:center;">(%)</td> <td data-sheets-numberformat='{"1":2,"2":"0","3":1}' data-sheets-value='{"1":2,"2":"(%)"}' style="border-bottom:1px solid #000000;overflow:hidden;padding:0px 3px 0px 3px;vertical-align:bottom;background-color:#000000;font-weight:bold;color:#ffffff;text-align:center;">(%)</td> <td data-sheets-value='{"1":2,"2":"(dB)"}' style="border-bottom:1px solid #000000;overflow:hidden;padding:0px 3px 0px 3px;vertical-align:bottom;background-color:#000000;font-weight:bold;color:#ffffff;text-align:center;">(dB)</td> </tr> <tr style="height:20px;"> <td data-sheets-value='{"1":2,"2":"Acrylic"}' style="border-left:1px solid #000000;overflow:hidden;padding:0px 3px 0px 3px;vertical-align:bottom;font-weight:bold;">Acrylic</td> <td data-sheets-value='{"1":2,"2":"Single-walled"}' style="overflow:hidden;padding:0px 3px 0px 3px;vertical-align:bottom;font-weight:bold;">Single-walled</td> <td data-sheets-value='{"1":2,"2":"Clear (H)"}' style="border-right:1px solid #000000;overflow:hidden;padding:0px 3px 0px 3px;vertical-align:bottom;font-weight:bold;">Clear (H)</td> <td data-sheets-numberformat='{"1":2,"2":"0.00","3":1}' data-sheets-value='{"1":3,"3":5.17}' style="overflow:hidden;padding:0px 3px 0px 3px;vertical-align:bottom;text-align:center;">5.17</td> <td data-sheets-numberformat='{"1":2,"2":"0","3":1}' data-sheets-value='{"1":3,"3":90}' style="overflow:hidden;padding:0px 3px 0px 3px;vertical-align:bottom;text-align:center;">90</td> <td data-sheets-numberformat='{"1":2,"2":"0","3":1}' data-sheets-value='{"1":3,"3":87}' style="overflow:hidden;padding:0px 3px 0px 3px;vertical-align:bottom;text-align:center;">87</td> <td data-sheets-numberformat='{"1":2,"2":"0","3":1}' data-sheets-value='{"1":2,"2":"-"}' style="border-right:1px solid #000000;overflow:hidden;padding:0px 3px 0px 3px;vertical-align:bottom;text-align:center;">-</td> </tr> <tr style="height:20px;"> <td data-sheets-value='{"1":2,"2":"PMMA"}' style="border-left:1px solid #000000;overflow:hidden;padding:0px 3px 0px 3px;vertical-align:bottom;font-weight:bold;">PMMA</td> <td data-sheets-value='{"1":2,"2":"Single-walled"}' style="overflow:hidden;padding:0px 3px 0px 3px;vertical-align:bottom;font-weight:bold;">Single-walled</td> <td data-sheets-value='{"1":2,"2":"Opal (O)"}' style="border-right:1px solid #000000;overflow:hidden;padding:0px 3px 0px 3px;vertical-align:bottom;font-weight:bold;">Opal (O)</td> <td data-sheets-numberformat='{"1":2,"2":"0.00","3":1}' data-sheets-value='{"1":3,"3":5.17}' style="overflow:hidden;padding:0px 3px 0px 3px;vertical-align:bottom;text-align:center;">5.17</td> <td data-sheets-numberformat='{"1":2,"2":"0","3":1}' data-sheets-value='{"1":3,"3":83}' style="overflow:hidden;padding:0px 3px 0px 3px;vertical-align:bottom;text-align:center;">83</td> <td data-sheets-numberformat='{"1":2,"2":"0","3":1}' data-sheets-value='{"1":3,"3":76}' style="overflow:hidden;padding:0px 3px 0px 3px;vertical-align:bottom;text-align:center;">76</td> <td data-sheets-numberformat='{"1":2,"2":"0","3":1}' data-sheets-value='{"1":2,"2":"-"}' style="border-right:1px solid #000000;overflow:hidden;padding:0px 3px 0px 3px;vertical-align:bottom;text-align:center;">-</td> </tr> <tr style="height:20px;"> <td style="border-left:1px solid #000000;overflow:hidden;padding:0px 3px 0px 3px;vertical-align:bottom;font-weight:bold;"></td> <td data-sheets-value='{"1":2,"2":"Double-walled"}' style="overflow:hidden;padding:0px 3px 0px 3px;vertical-align:bottom;font-weight:bold;">Double-walled</td> <td data-sheets-value='{"1":2,"2":"Clear (H/H)"}' style="border-right:1px solid #000000;overflow:hidden;padding:0px 3px 0px 3px;vertical-align:bottom;font-weight:bold;">Clear (H/H)</td> <td data-sheets-numberformat='{"1":2,"2":"0.00","3":1}' data-sheets-value='{"1":3,"3":2.9}' style="overflow:hidden;padding:0px 3px 0px 3px;vertical-align:bottom;text-align:center;">2.90</td> <td data-sheets-numberformat='{"1":2,"2":"0","3":1}' data-sheets-value='{"1":3,"3":81}' style="overflow:hidden;padding:0px 3px 0px 3px;vertical-align:bottom;text-align:center;">81</td> <td data-sheets-numberformat='{"1":2,"2":"0","3":1}' data-sheets-value='{"1":3,"3":75}' style="overflow:hidden;padding:0px 3px 0px 3px;vertical-align:bottom;text-align:center;">75</td> <td data-sheets-numberformat='{"1":2,"2":"0","3":1}' data-sheets-value='{"1":3,"3":20}' style="border-right:1px solid #000000;overflow:hidden;padding:0px 3px 0px 3px;vertical-align:bottom;text-align:center;">20</td> </tr> <tr style="height:20px;"> <td style="border-left:1px solid #000000;overflow:hidden;padding:0px 3px 0px 3px;vertical-align:bottom;font-weight:bold;"></td> <td data-sheets-value='{"1":2,"2":"Double-walled"}' style="overflow:hidden;padding:0px 3px 0px 3px;vertical-align:bottom;font-weight:bold;">Double-walled</td> <td data-sheets-value='{"1":2,"2":"Opal (O/O)"}' style="border-right:1px solid #000000;overflow:hidden;padding:0px 3px 0px 3px;vertical-align:bottom;font-weight:bold;">Opal (O/O)</td> <td data-sheets-numberformat='{"1":2,"2":"0.00","3":1}' data-sheets-value='{"1":3,"3":2.9}' style="overflow:hidden;padding:0px 3px 0px 3px;vertical-align:bottom;text-align:center;">2.90</td> <td data-sheets-numberformat='{"1":2,"2":"0","3":1}' data-sheets-value='{"1":3,"3":69}' style="overflow:hidden;padding:0px 3px 0px 3px;vertical-align:bottom;text-align:center;">69</td> <td data-sheets-numberformat='{"1":2,"2":"0","3":1}' data-sheets-value='{"1":3,"3":58}' style="overflow:hidden;padding:0px 3px 0px 3px;vertical-align:bottom;text-align:center;">58</td> <td data-sheets-numberformat='{"1":2,"2":"0","3":1}' data-sheets-value='{"1":3,"3":20}' style="border-right:1px solid #000000;overflow:hidden;padding:0px 3px 0px 3px;vertical-align:bottom;text-align:center;">20</td> </tr> <tr style="height:20px;"> <td style="border-left:1px solid #000000;overflow:hidden;padding:0px 3px 0px 3px;vertical-align:bottom;font-weight:bold;"></td> <td data-sheets-value='{"1":2,"2":"Triple-walled"}' style="overflow:hidden;padding:0px 3px 0px 3px;vertical-align:bottom;font-weight:bold;">Triple-walled</td> <td data-sheets-value='{"1":2,"2":"Clear (H/H/H)"}' style="border-right:1px solid #000000;overflow:hidden;padding:0px 3px 0px 3px;vertical-align:bottom;font-weight:bold;">Clear (H/H/H)</td> <td data-sheets-numberformat='{"1":2,"2":"0.00","3":1}' data-sheets-value='{"1":3,"3":1.7}' style="overflow:hidden;padding:0px 3px 0px 3px;vertical-align:bottom;text-align:center;">1.70</td> <td data-sheets-numberformat='{"1":2,"2":"0","3":1}' data-sheets-value='{"1":3,"3":73}' style="overflow:hidden;padding:0px 3px 0px 3px;vertical-align:bottom;text-align:center;">73</td> <td data-sheets-numberformat='{"1":2,"2":"0","3":1}' data-sheets-value='{"1":3,"3":65}' style="overflow:hidden;padding:0px 3px 0px 3px;vertical-align:bottom;text-align:center;">65</td> <td data-sheets-numberformat='{"1":2,"2":"0","3":1}' data-sheets-value='{"1":3,"3":22}' style="border-right:1px solid #000000;overflow:hidden;padding:0px 3px 0px 3px;vertical-align:bottom;text-align:center;">22</td> </tr> <tr style="height:20px;"> <td style="border-left:1px solid #000000;overflow:hidden;padding:0px 3px 0px 3px;vertical-align:bottom;font-weight:bold;"></td> <td data-sheets-value='{"1":2,"2":"Triple-walled"}' style="overflow:hidden;padding:0px 3px 0px 3px;vertical-align:bottom;font-weight:bold;">Triple-walled</td> <td data-sheets-value='{"1":2,"2":"Opal (O/H/O)"}' style="border-right:1px solid #000000;overflow:hidden;padding:0px 3px 0px 3px;vertical-align:bottom;font-weight:bold;">Opal (O/H/O)</td> <td data-sheets-numberformat='{"1":2,"2":"0.00","3":1}' data-sheets-value='{"1":3,"3":1.7}' style="overflow:hidden;padding:0px 3px 0px 3px;vertical-align:bottom;text-align:center;">1.70</td> <td data-sheets-numberformat='{"1":2,"2":"0","3":1}' data-sheets-value='{"1":3,"3":62}' style="overflow:hidden;padding:0px 3px 0px 3px;vertical-align:bottom;text-align:center;">62</td> <td data-sheets-numberformat='{"1":2,"2":"0","3":1}' data-sheets-value='{"1":3,"3":51}' style="overflow:hidden;padding:0px 3px 0px 3px;vertical-align:bottom;text-align:center;">51</td> <td data-sheets-numberformat='{"1":2,"2":"0","3":1}' data-sheets-value='{"1":3,"3":22}' style="border-right:1px solid #000000;overflow:hidden;padding:0px 3px 0px 3px;vertical-align:bottom;text-align:center;">22</td> </tr> <tr style="height:20px;"> <td style="border-left:1px solid #000000;overflow:hidden;padding:0px 3px 0px 3px;vertical-align:bottom;font-weight:bold;"></td> <td data-sheets-value='{"1":2,"2":"Four-walled"}' style="overflow:hidden;padding:0px 3px 0px 3px;vertical-align:bottom;font-weight:bold;">Four-walled</td> <td data-sheets-value='{"1":2,"2":"Clear (H/H/H/H)"}' style="border-right:1px solid #000000;overflow:hidden;padding:0px 3px 0px 3px;vertical-align:bottom;font-weight:bold;">Clear (H/H/H/H)</td> <td data-sheets-numberformat='{"1":2,"2":"0.00","3":1}' data-sheets-value='{"1":3,"3":1.28}' style="overflow:hidden;padding:0px 3px 0px 3px;vertical-align:bottom;text-align:center;">1.28</td> <td data-sheets-numberformat='{"1":2,"2":"0","3":1}' data-sheets-value='{"1":3,"3":64}' style="overflow:hidden;padding:0px 3px 0px 3px;vertical-align:bottom;text-align:center;">64</td> <td data-sheets-numberformat='{"1":2,"2":"0","3":1}' data-sheets-value='{"1":3,"3":54}' style="overflow:hidden;padding:0px 3px 0px 3px;vertical-align:bottom;text-align:center;">54</td> <td data-sheets-numberformat='{"1":2,"2":"0","3":1}' data-sheets-value='{"1":3,"3":23}' style="border-right:1px solid #000000;overflow:hidden;padding:0px 3px 0px 3px;vertical-align:bottom;text-align:center;">23</td> </tr> <tr style="height:20px;"> <td style="border-bottom:1px solid #000000;border-left:1px solid #000000;overflow:hidden;padding:0px 3px 0px 3px;vertical-align:bottom;"></td> <td data-sheets-value='{"1":2,"2":"Four-walled"}' style="border-bottom:1px solid #000000;overflow:hidden;padding:0px 3px 0px 3px;vertical-align:bottom;font-weight:bold;">Four-walled</td> <td data-sheets-value='{"1":2,"2":"Opal (H/H/O/H)"}' style="border-right:1px solid #000000;border-bottom:1px solid #000000;overflow:hidden;padding:0px 3px 0px 3px;vertical-align:bottom;font-weight:bold;">Opal (H/H/O/H)</td> <td data-sheets-numberformat='{"1":2,"2":"0.00","3":1}' data-sheets-value='{"1":3,"3":1.28}' style="border-bottom:1px solid #000000;overflow:hidden;padding:0px 3px 0px 3px;vertical-align:bottom;text-align:center;">1.28</td> <td data-sheets-numberformat='{"1":2,"2":"0","3":1}' data-sheets-value='{"1":3,"3":59}' style="border-bottom:1px solid #000000;overflow:hidden;padding:0px 3px 0px 3px;vertical-align:bottom;text-align:center;">59</td> <td data-sheets-numberformat='{"1":2,"2":"0","3":1}' data-sheets-value='{"1":3,"3":48}' style="border-bottom:1px solid #000000;overflow:hidden;padding:0px 3px 0px 3px;vertical-align:bottom;text-align:center;">48</td> <td data-sheets-numberformat='{"1":2,"2":"0","3":1}' data-sheets-value='{"1":3,"3":23}' style="border-right:1px solid #000000;border-bottom:1px solid #000000;overflow:hidden;padding:0px 3px 0px 3px;vertical-align:bottom;text-align:center;">23</td> </tr> <tr style="height:20px;"> <td data-sheets-value='{"1":2,"2":"Polycarbonate "}' style="border-left:1px solid #000000;overflow:hidden;padding:0px 3px 0px 3px;vertical-align:bottom;font-weight:bold;">Polycarbonate </td> <td data-sheets-value='{"1":2,"2":"Single-walled"}' style="overflow:hidden;padding:0px 3px 0px 3px;vertical-align:bottom;font-weight:bold;">Single-walled</td> <td data-sheets-value='{"1":2,"2":"Clear (A)"}' style="border-right:1px solid #000000;overflow:hidden;padding:0px 3px 0px 3px;vertical-align:bottom;font-weight:bold;">Clear (A)</td> <td data-sheets-numberformat='{"1":2,"2":"0.00","3":1}' data-sheets-value='{"1":3,"3":5.17}' style="overflow:hidden;padding:0px 3px 0px 3px;vertical-align:bottom;text-align:center;">5.17</td> <td data-sheets-numberformat='{"1":2,"2":"0","3":1}' data-sheets-value='{"1":3,"3":88}' style="overflow:hidden;padding:0px 3px 0px 3px;vertical-align:bottom;text-align:center;">88</td> <td data-sheets-numberformat='{"1":2,"2":"0","3":1}' data-sheets-value='{"1":3,"3":83}' style="overflow:hidden;padding:0px 3px 0px 3px;vertical-align:bottom;text-align:center;">83</td> <td data-sheets-numberformat='{"1":2,"2":"0","3":1}' data-sheets-value='{"1":2,"2":"-"}' style="border-right:1px solid #000000;overflow:hidden;padding:0px 3px 0px 3px;vertical-align:bottom;text-align:center;">-</td> </tr> <tr style="height:20px;"> <td data-sheets-value='{"1":2,"2":"PC"}' style="border-left:1px solid #000000;overflow:hidden;padding:0px 3px 0px 3px;vertical-align:bottom;font-weight:bold;">PC</td> <td data-sheets-value='{"1":2,"2":"Single-walled"}' style="overflow:hidden;padding:0px 3px 0px 3px;vertical-align:bottom;font-weight:bold;">Single-walled</td> <td data-sheets-value='{"1":2,"2":"Opal (D)"}' style="border-right:1px solid #000000;overflow:hidden;padding:0px 3px 0px 3px;vertical-align:bottom;font-weight:bold;">Opal (D)</td> <td data-sheets-numberformat='{"1":2,"2":"0.00","3":1}' data-sheets-value='{"1":3,"3":5.17}' style="overflow:hidden;padding:0px 3px 0px 3px;vertical-align:bottom;text-align:center;">5.17</td> <td data-sheets-numberformat='{"1":2,"2":"0","3":1}' data-sheets-value='{"1":3,"3":58}' style="overflow:hidden;padding:0px 3px 0px 3px;vertical-align:bottom;text-align:center;">58</td> <td data-sheets-numberformat='{"1":2,"2":"0","3":1}' data-sheets-value='{"1":3,"3":60}' style="overflow:hidden;padding:0px 3px 0px 3px;vertical-align:bottom;text-align:center;">60</td> <td data-sheets-numberformat='{"1":2,"2":"0","3":1}' data-sheets-value='{"1":2,"2":"-"}' style="border-right:1px solid #000000;overflow:hidden;padding:0px 3px 0px 3px;vertical-align:bottom;text-align:center;">-</td> </tr> <tr style="height:20px;"> <td style="border-left:1px solid #000000;overflow:hidden;padding:0px 3px 0px 3px;vertical-align:bottom;font-weight:bold;"></td> <td data-sheets-value='{"1":2,"2":"Double-walled"}' style="overflow:hidden;padding:0px 3px 0px 3px;vertical-align:bottom;font-weight:bold;">Double-walled</td> <td data-sheets-value='{"1":2,"2":"Clear (A/H)"}' style="border-right:1px solid #000000;overflow:hidden;padding:0px 3px 0px 3px;vertical-align:bottom;font-weight:bold;">Clear (A/H)</td> <td data-sheets-numberformat='{"1":2,"2":"0.00","3":1}' data-sheets-value='{"1":3,"3":2.9}' style="overflow:hidden;padding:0px 3px 0px 3px;vertical-align:bottom;text-align:center;">2.90</td> <td data-sheets-numberformat='{"1":2,"2":"0","3":1}' data-sheets-value='{"1":3,"3":79}' style="overflow:hidden;padding:0px 3px 0px 3px;vertical-align:bottom;text-align:center;">79</td> <td data-sheets-numberformat='{"1":2,"2":"0","3":1}' data-sheets-value='{"1":3,"3":72}' style="overflow:hidden;padding:0px 3px 0px 3px;vertical-align:bottom;text-align:center;">72</td> <td data-sheets-numberformat='{"1":2,"2":"0","3":1}' data-sheets-value='{"1":3,"3":20}' style="border-right:1px solid #000000;overflow:hidden;padding:0px 3px 0px 3px;vertical-align:bottom;text-align:center;">20</td> </tr> <tr style="height:20px;"> <td style="border-left:1px solid #000000;overflow:hidden;padding:0px 3px 0px 3px;vertical-align:bottom;font-weight:bold;"></td> <td data-sheets-value='{"1":2,"2":"Double-walled"}' style="overflow:hidden;padding:0px 3px 0px 3px;vertical-align:bottom;font-weight:bold;">Double-walled</td> <td data-sheets-value='{"1":2,"2":"Clear (A/A)"}' style="border-right:1px solid #000000;overflow:hidden;padding:0px 3px 0px 3px;vertical-align:bottom;font-weight:bold;">Clear (A/A)</td> <td data-sheets-numberformat='{"1":2,"2":"0.00","3":1}' data-sheets-value='{"1":3,"3":2.9}' style="overflow:hidden;padding:0px 3px 0px 3px;vertical-align:bottom;text-align:center;">2.90</td> <td data-sheets-numberformat='{"1":2,"2":"0","3":1}' data-sheets-value='{"1":3,"3":77}' style="overflow:hidden;padding:0px 3px 0px 3px;vertical-align:bottom;text-align:center;">77</td> <td data-sheets-numberformat='{"1":2,"2":"0","3":1}' data-sheets-value='{"1":3,"3":69}' style="overflow:hidden;padding:0px 3px 0px 3px;vertical-align:bottom;text-align:center;">69</td> <td data-sheets-numberformat='{"1":2,"2":"0","3":1}' data-sheets-value='{"1":3,"3":20}' style="border-right:1px solid #000000;overflow:hidden;padding:0px 3px 0px 3px;vertical-align:bottom;text-align:center;">20</td> </tr> <tr style="height:20px;"> <td style="border-left:1px solid #000000;overflow:hidden;padding:0px 3px 0px 3px;vertical-align:bottom;font-weight:bold;"></td> <td data-sheets-value='{"1":2,"2":"Double-walled"}' style="overflow:hidden;padding:0px 3px 0px 3px;vertical-align:bottom;font-weight:bold;">Double-walled</td> <td data-sheets-value='{"1":2,"2":"Opal (A/O)"}' style="border-right:1px solid #000000;overflow:hidden;padding:0px 3px 0px 3px;vertical-align:bottom;font-weight:bold;">Opal (A/O)</td> <td data-sheets-numberformat='{"1":2,"2":"0.00","3":1}' data-sheets-value='{"1":3,"3":2.9}' style="overflow:hidden;padding:0px 3px 0px 3px;vertical-align:bottom;text-align:center;">2.90</td> <td data-sheets-numberformat='{"1":2,"2":"0","3":1}' data-sheets-value='{"1":3,"3":73}' style="overflow:hidden;padding:0px 3px 0px 3px;vertical-align:bottom;text-align:center;">73</td> <td data-sheets-numberformat='{"1":2,"2":"0","3":1}' data-sheets-value='{"1":3,"3":63}' style="overflow:hidden;padding:0px 3px 0px 3px;vertical-align:bottom;text-align:center;">63</td> <td data-sheets-numberformat='{"1":2,"2":"0","3":1}' data-sheets-value='{"1":3,"3":20}' style="border-right:1px solid #000000;overflow:hidden;padding:0px 3px 0px 3px;vertical-align:bottom;text-align:center;">20</td> </tr> <tr style="height:20px;"> <td style="border-left:1px solid #000000;overflow:hidden;padding:0px 3px 0px 3px;vertical-align:bottom;font-weight:bold;"></td> <td data-sheets-value='{"1":2,"2":"Double-walled"}' style="overflow:hidden;padding:0px 3px 0px 3px;vertical-align:bottom;font-weight:bold;">Double-walled</td> <td data-sheets-value='{"1":2,"2":"Opal (A/D)"}' style="border-right:1px solid #000000;overflow:hidden;padding:0px 3px 0px 3px;vertical-align:bottom;font-weight:bold;">Opal (A/D)</td> <td data-sheets-numberformat='{"1":2,"2":"0.00","3":1}' data-sheets-value='{"1":3,"3":2.9}' style="overflow:hidden;padding:0px 3px 0px 3px;vertical-align:bottom;text-align:center;">2.90</td> <td data-sheets-numberformat='{"1":2,"2":"0","3":1}' data-sheets-value='{"1":3,"3":51}' style="overflow:hidden;padding:0px 3px 0px 3px;vertical-align:bottom;text-align:center;">51</td> <td data-sheets-numberformat='{"1":2,"2":"0","3":1}' data-sheets-value='{"1":3,"3":50}' style="overflow:hidden;padding:0px 3px 0px 3px;vertical-align:bottom;text-align:center;">50</td> <td data-sheets-numberformat='{"1":2,"2":"0","3":1}' data-sheets-value='{"1":3,"3":20}' style="border-right:1px solid #000000;overflow:hidden;padding:0px 3px 0px 3px;vertical-align:bottom;text-align:center;">20</td> </tr> <tr style="height:20px;"> <td style="border-left:1px solid #000000;overflow:hidden;padding:0px 3px 0px 3px;vertical-align:bottom;font-weight:bold;"></td> <td data-sheets-value='{"1":2,"2":"Triple-walled"}' style="overflow:hidden;padding:0px 3px 0px 3px;vertical-align:bottom;font-weight:bold;">Triple-walled</td> <td data-sheets-value='{"1":2,"2":"Clear (A/H/H)"}' style="border-right:1px solid #000000;overflow:hidden;padding:0px 3px 0px 3px;vertical-align:bottom;font-weight:bold;">Clear (A/H/H)</td> <td data-sheets-numberformat='{"1":2,"2":"0.00","3":1}' data-sheets-value='{"1":3,"3":1.7}' style="overflow:hidden;padding:0px 3px 0px 3px;vertical-align:bottom;text-align:center;">1.70</td> <td data-sheets-numberformat='{"1":2,"2":"0","3":1}' data-sheets-value='{"1":3,"3":71}' style="overflow:hidden;padding:0px 3px 0px 3px;vertical-align:bottom;text-align:center;">71</td> <td data-sheets-numberformat='{"1":2,"2":"0","3":1}' data-sheets-value='{"1":3,"3":63}' style="overflow:hidden;padding:0px 3px 0px 3px;vertical-align:bottom;text-align:center;">63</td> <td data-sheets-numberformat='{"1":2,"2":"0","3":1}' data-sheets-value='{"1":3,"3":22}' style="border-right:1px solid #000000;overflow:hidden;padding:0px 3px 0px 3px;vertical-align:bottom;text-align:center;">22</td> </tr> <tr style="height:20px;"> <td style="border-left:1px solid #000000;overflow:hidden;padding:0px 3px 0px 3px;vertical-align:bottom;font-weight:bold;"></td> <td data-sheets-value='{"1":2,"2":"Triple-walled"}' style="overflow:hidden;padding:0px 3px 0px 3px;vertical-align:bottom;font-weight:bold;">Triple-walled</td> <td data-sheets-value='{"1":2,"2":"Opal (A/O/O)"}' style="border-right:1px solid #000000;overflow:hidden;padding:0px 3px 0px 3px;vertical-align:bottom;font-weight:bold;">Opal (A/O/O)</td> <td data-sheets-numberformat='{"1":2,"2":"0.00","3":1}' data-sheets-value='{"1":3,"3":1.7}' style="overflow:hidden;padding:0px 3px 0px 3px;vertical-align:bottom;text-align:center;">1.70</td> <td data-sheets-numberformat='{"1":2,"2":"0","3":1}' data-sheets-value='{"1":3,"3":61}' style="overflow:hidden;padding:0px 3px 0px 3px;vertical-align:bottom;text-align:center;">61</td> <td data-sheets-numberformat='{"1":2,"2":"0","3":1}' data-sheets-value='{"1":3,"3":48}' style="overflow:hidden;padding:0px 3px 0px 3px;vertical-align:bottom;text-align:center;">48</td> <td data-sheets-numberformat='{"1":2,"2":"0","3":1}' data-sheets-value='{"1":3,"3":22}' style="border-right:1px solid #000000;overflow:hidden;padding:0px 3px 0px 3px;vertical-align:bottom;text-align:center;">22</td> </tr> <tr style="height:20px;"> <td style="border-left:1px solid #000000;overflow:hidden;padding:0px 3px 0px 3px;vertical-align:bottom;font-weight:bold;"></td> <td data-sheets-value='{"1":2,"2":"Four-walled"}' style="overflow:hidden;padding:0px 3px 0px 3px;vertical-align:bottom;font-weight:bold;">Four-walled</td> <td data-sheets-value='{"1":2,"2":"Clear (A/H/H/H)"}' style="border-right:1px solid #000000;overflow:hidden;padding:0px 3px 0px 3px;vertical-align:bottom;font-weight:bold;">Clear (A/H/H/H)</td> <td data-sheets-numberformat='{"1":2,"2":"0.00","3":1}' data-sheets-value='{"1":3,"3":1.28}' style="overflow:hidden;padding:0px 3px 0px 3px;vertical-align:bottom;text-align:center;">1.28</td> <td data-sheets-numberformat='{"1":2,"2":"0","3":1}' data-sheets-value='{"1":3,"3":64}' style="overflow:hidden;padding:0px 3px 0px 3px;vertical-align:bottom;text-align:center;">64</td> <td data-sheets-numberformat='{"1":2,"2":"0","3":1}' data-sheets-value='{"1":3,"3":52}' style="overflow:hidden;padding:0px 3px 0px 3px;vertical-align:bottom;text-align:center;">52</td> <td data-sheets-numberformat='{"1":2,"2":"0","3":1}' data-sheets-value='{"1":3,"3":23}' style="border-right:1px solid #000000;overflow:hidden;padding:0px 3px 0px 3px;vertical-align:bottom;text-align:center;">23</td> </tr> <tr style="height:20px;"> <td style="border-bottom:1px solid #000000;border-left:1px solid #000000;overflow:hidden;padding:0px 3px 0px 3px;vertical-align:bottom;"></td> <td data-sheets-value='{"1":2,"2":"Four-walled"}' style="border-bottom:1px solid #000000;overflow:hidden;padding:0px 3px 0px 3px;vertical-align:bottom;font-weight:bold;">Four-walled</td> <td data-sheets-value='{"1":2,"2":"Opal (A/H/O/H)"}' style="border-right:1px solid #000000;border-bottom:1px solid #000000;overflow:hidden;padding:0px 3px 0px 3px;vertical-align:bottom;font-weight:bold;">Opal (A/H/O/H)</td> <td data-sheets-numberformat='{"1":2,"2":"0.00","3":1}' data-sheets-value='{"1":3,"3":1.28}' style="border-bottom:1px solid #000000;overflow:hidden;padding:0px 3px 0px 3px;vertical-align:bottom;text-align:center;">1.28</td> <td data-sheets-numberformat='{"1":2,"2":"0","3":1}' data-sheets-value='{"1":3,"3":59}' style="border-bottom:1px solid #000000;overflow:hidden;padding:0px 3px 0px 3px;vertical-align:bottom;text-align:center;">59</td> <td data-sheets-numberformat='{"1":2,"2":"0","3":1}' data-sheets-value='{"1":3,"3":46}' style="border-bottom:1px solid #000000;overflow:hidden;padding:0px 3px 0px 3px;vertical-align:bottom;text-align:center;">46</td> <td data-sheets-numberformat='{"1":2,"2":"0","3":1}' data-sheets-value='{"1":3,"3":23}' style="border-right:1px solid #000000;border-bottom:1px solid #000000;overflow:hidden;padding:0px 3px 0px 3px;vertical-align:bottom;text-align:center;">23</td> </tr> <tr style="height:20px;"> <td data-sheets-value='{"1":2,"2":"Polycarbonate"}' style="border-left:1px solid #000000;overflow:hidden;padding:0px 3px 0px 3px;vertical-align:bottom;font-weight:bold;">Polycarbonate</td> <td data-sheets-value='{"1":2,"2":"Single-walled"}' style="overflow:hidden;padding:0px 3px 0px 3px;vertical-align:bottom;font-weight:bold;">Single-walled</td> <td data-sheets-value='{"1":2,"2":"Heatstop Opal (T)"}' style="border-right:1px solid #000000;overflow:hidden;padding:0px 3px 0px 3px;vertical-align:bottom;font-weight:bold;">Heatstop Opal (T)</td> <td data-sheets-numberformat='{"1":2,"2":"0.00","3":1}' data-sheets-value='{"1":3,"3":5.17}' style="overflow:hidden;padding:0px 3px 0px 3px;vertical-align:bottom;text-align:center;">5.17</td> <td data-sheets-numberformat='{"1":2,"2":"0","3":1}' data-sheets-value='{"1":3,"3":49}' style="overflow:hidden;padding:0px 3px 0px 3px;vertical-align:bottom;text-align:center;">49</td> <td data-sheets-numberformat='{"1":2,"2":"0","3":1}' data-sheets-value='{"1":3,"3":59}' style="overflow:hidden;padding:0px 3px 0px 3px;vertical-align:bottom;text-align:center;">59</td> <td data-sheets-numberformat='{"1":2,"2":"0","3":1}' data-sheets-value='{"1":2,"2":"-"}' style="border-right:1px solid #000000;overflow:hidden;padding:0px 3px 0px 3px;vertical-align:bottom;text-align:center;">-</td> </tr> <tr style="height:20px;"> <td data-sheets-value='{"1":2,"2":"Heatstop PC"}' style="border-left:1px solid #000000;overflow:hidden;padding:0px 3px 0px 3px;vertical-align:bottom;font-weight:bold;">Heatstop PC</td> <td data-sheets-value='{"1":2,"2":"Double-walled"}' style="overflow:hidden;padding:0px 3px 0px 3px;vertical-align:bottom;font-weight:bold;">Double-walled</td> <td data-sheets-value='{"1":2,"2":"Clear (T/H)"}' style="border-right:1px solid #000000;overflow:hidden;padding:0px 3px 0px 3px;vertical-align:bottom;font-weight:bold;">Clear (T/H)</td> <td data-sheets-numberformat='{"1":2,"2":"0.00","3":1}' data-sheets-value='{"1":3,"3":2.9}' style="overflow:hidden;padding:0px 3px 0px 3px;vertical-align:bottom;text-align:center;">2.90</td> <td data-sheets-numberformat='{"1":2,"2":"0","3":1}' data-sheets-value='{"1":3,"3":44}' style="overflow:hidden;padding:0px 3px 0px 3px;vertical-align:bottom;text-align:center;">44</td> <td data-sheets-numberformat='{"1":2,"2":"0","3":1}' data-sheets-value='{"1":3,"3":51}' style="overflow:hidden;padding:0px 3px 0px 3px;vertical-align:bottom;text-align:center;">51</td> <td data-sheets-numberformat='{"1":2,"2":"0","3":1}' data-sheets-value='{"1":3,"3":20}' style="border-right:1px solid #000000;overflow:hidden;padding:0px 3px 0px 3px;vertical-align:bottom;text-align:center;">20</td> </tr> <tr style="height:20px;"> <td style="border-left:1px solid #000000;overflow:hidden;padding:0px 3px 0px 3px;vertical-align:bottom;font-weight:bold;"></td> <td data-sheets-value='{"1":2,"2":"Double-walled"}' style="overflow:hidden;padding:0px 3px 0px 3px;vertical-align:bottom;font-weight:bold;">Double-walled</td> <td data-sheets-value='{"1":2,"2":"Opal (T/O)"}' style="border-right:1px solid #000000;overflow:hidden;padding:0px 3px 0px 3px;vertical-align:bottom;font-weight:bold;">Opal (T/O)</td> <td data-sheets-numberformat='{"1":2,"2":"0.00","3":1}' data-sheets-value='{"1":3,"3":2.9}' style="overflow:hidden;padding:0px 3px 0px 3px;vertical-align:bottom;text-align:center;">2.90</td> <td data-sheets-numberformat='{"1":2,"2":"0","3":1}' data-sheets-value='{"1":3,"3":41}' style="overflow:hidden;padding:0px 3px 0px 3px;vertical-align:bottom;text-align:center;">41</td> <td data-sheets-numberformat='{"1":2,"2":"0","3":1}' data-sheets-value='{"1":3,"3":45}' style="overflow:hidden;padding:0px 3px 0px 3px;vertical-align:bottom;text-align:center;">45</td> <td data-sheets-numberformat='{"1":2,"2":"0","3":1}' data-sheets-value='{"1":3,"3":20}' style="border-right:1px solid #000000;overflow:hidden;padding:0px 3px 0px 3px;vertical-align:bottom;text-align:center;">20</td> </tr> <tr style="height:20px;"> <td style="border-left:1px solid #000000;overflow:hidden;padding:0px 3px 0px 3px;vertical-align:bottom;font-weight:bold;"></td> <td data-sheets-value='{"1":2,"2":"Triple-walled"}' style="overflow:hidden; | skylux-160-ce-met-koepel-en-pvc-opstand-16-00-met-lm-motor-en-windvang-1000-x-1600-mm | 8586028351821 | 46872341446989
Smoke and heat exhaust (SHEV) | SHE system | Skylux | Skylux 160° CE with skylight and PVC curb 16/00 with LM-actuator and spoiler 1000 x 1900 mm |  | 30893 | 5412970308935 | 4600.45 | Yes | 30-45 | 72.69 | 1000 x 1900 mm | 1900 | 1000 |  | PVC 16/00 (16 cm high & roof opening = daylight size) | Rectangular | 5.17 W/m²K - 1.28 W/m²K | 87% - 32% | 90% - 32% | 20dB - 23dB | 160° CE (for industry) | skylight | with spoiler | E | Single actuator | Maximum four-walled skylight possible for this product | Ut-value LT-value g-value Rw-value EN 1873 : 2014 EN ISO 13468 EN 16153 EN 410 EN 410 EN ISO 140-3 Material Walls Shells (W/m²K) (%) (%) (dB) Acrylic Single-walled Clear (H) 5.17 90 87 - PMMA Single-walled Opal (O) 5.17 83 76 - Double-walled Clear (H/H) 2.90 81 75 20 Double-walled Opal (O/O) 2.90 69 58 20 Triple-walled Clear (H/H/H) 1.70 73 65 22 Triple-walled Opal (O/H/O) 1.70 62 51 22 Four-walled Clear (H/H/H/H) 1.28 64 54 23 Four-walled Opal (H/H/O/H) 1.28 59 48 23 Polycarbonate Single-walled Clear (A) 5.17 88 83 - PC Single-walled Opal (D) 5.17 58 60 - Double-walled Clear (A/H) 2.90 79 72 20 Double-walled Clear (A/A) 2.90 77 69 20 Double-walled Opal (A/O) 2.90 73 63 20 Double-walled Opal (A/D) 2.90 51 50 20 Triple-walled Clear (A/H/H) 1.70 71 63 22 Triple-walled Opal (A/O/O) 1.70 61 48 22 Four-walled Clear (A/H/H/H) 1.28 64 52 23 Four-walled Opal (A/H/O/H) 1.28 59 46 23 Polycarbonate Single-walled Heatstop Opal (T) 5.17 49 59 - Heatstop PC Double-walled Clear (T/H) 2.90 44 51 20 Double-walled Opal (T/O) 2.90 41 45 20 Triple-walled Clear (T/H/H) 1.70 40 <td data-sheets-numberformat='{"1":2,"2":"0","3":1}' data-sheets-value='{"1":3,"3":44}' style="overflow:hidden;paddin | https://skylux.eu/en/products/skylux-160-ce-met-koepel-en-pvc-opstand-16-00-met-lm-motor-en-windvang-1000-x-1900-mm | https://skylux.eu/cdn/shop/files/Skylux-160deg-CE-met-koepel-en-pvc-opstand-1600-met-LM-motor-en-windvang-1000-x-1900-mm-RWA-systeem.jpg?v=1702980163&width=1600 | https://skylux.eu/cdn/shop/files/e5a82811-1bb0-48e4-a776-cacb59c7c092_6eb8c303-6df5-4eac-8a17-e940449929c1.jpg?v=1688551066&width=1600 | //skylux.eu/cdn/shop/files/E_MH_Mounting_instructions_Skylux_160_CE_LM.pdf?v=12406716259046007223 | //skylux.eu/cdn/shop/files/E_TD_Technical_File_Skylux_Skylux_160_CE_Electric.pdf?v=3667116872303399239 | <style type="text/css" id="isPasted"> <!--td { border: 1px solid #cccccc; } br { mso-data-placement: same-cell; } --> </style> <table border="1" cellpadding="0" cellspacing="0" dir="ltr" style="table-layout:fixed;font-size:10pt;font-family:Arial;border-collapse:collapse;border:none;"><tbody> <tr style="height:20px;"> <td style="overflow:hidden;padding:0px 3px 0px 3px;vertical-align:bottom;"></td> <td style="overflow:hidden;padding:0px 3px 0px 3px;vertical-align:bottom;"></td> <td style="overflow:hidden;padding:0px 3px 0px 3px;vertical-align:bottom;"></td> <td data-sheets-value='{"1":2,"2":"Ut-value"}' style="overflow:hidden;padding:0px 3px 0px 3px;vertical-align:bottom;font-weight:bold;text-align:center;">Ut-value</td> <td data-sheets-value='{"1":2,"2":"LT-value"}' style="overflow:hidden;padding:0px 3px 0px 3px;vertical-align:bottom;font-weight:bold;text-align:center;">LT-value</td> <td data-sheets-value='{"1":2,"2":"g-value"}' style="overflow:hidden;padding:0px 3px 0px 3px;vertical-align:bottom;font-weight:bold;text-align:center;">g-value</td> <td data-sheets-value='{"1":2,"2":"Rw-value "}' style="overflow:hidden;padding:0px 3px 0px 3px;vertical-align:bottom;font-weight:bold;text-align:center;">Rw-value </td> </tr> <tr style="height:20px;"> <td style="overflow:hidden;padding:0px 3px 0px 3px;vertical-align:bottom;"></td> <td style="overflow:hidden;padding:0px 3px 0px 3px;vertical-align:bottom;"></td> <td style="overflow:hidden;padding:0px 3px 0px 3px;vertical-align:bottom;"></td> <td data-sheets-numberformat='{"1":2,"2":"0.00","3":1}' data-sheets-value='{"1":2,"2":"EN 1873 : 2014"}' style="overflow:hidden;padding:0px 3px 0px 3px;vertical-align:bottom;text-align:center;">EN 1873 : 2014</td> <td data-sheets-numberformat='{"1":2,"2":"0","3":1}' data-sheets-value='{"1":2,"2":"EN ISO 13468 EN 16153 EN 410"}' style="overflow:hidden;padding:0px 3px 0px 3px;vertical-align:bottom;text-align:center;">EN ISO 13468 EN 16153 EN 410</td> <td data-sheets-numberformat='{"1":2,"2":"0","3":1}' data-sheets-value='{"1":2,"2":"EN 410"}' style="overflow:hidden;padding:0px 3px 0px 3px;vertical-align:bottom;text-align:center;">EN 410</td> <td data-sheets-value='{"1":2,"2":"EN ISO 140-3\t\t"}' style="overflow:hidden;padding:0px 3px 0px 3px;vertical-align:bottom;text-align:center;">EN ISO 140-3 </td> </tr> <tr style="height:20px;"> <td data-sheets-value='{"1":2,"2":"Material"}' style="border-bottom:1px solid #000000;overflow:hidden;padding:0px 3px 0px 3px;vertical-align:bottom;background-color:#000000;font-weight:bold;color:#ffffff;">Material</td> <td data-sheets-value='{"1":2,"2":"Walls"}' style="border-bottom:1px solid #000000;overflow:hidden;padding:0px 3px 0px 3px;vertical-align:bottom;background-color:#000000;font-weight:bold;color:#ffffff;">Walls</td> <td data-sheets-value='{"1":2,"2":"Shells"}' style="border-bottom:1px solid #000000;overflow:hidden;padding:0px 3px 0px 3px;vertical-align:bottom;background-color:#000000;font-weight:bold;color:#ffffff;">Shells</td> <td data-sheets-numberformat='{"1":2,"2":"0.00","3":1}' data-sheets-value='{"1":2,"2":"(W/m²K)\t"}' style="border-bottom:1px solid #000000;overflow:hidden;padding:0px 3px 0px 3px;vertical-align:bottom;background-color:#000000;font-weight:bold;color:#ffffff;text-align:center;">(W/m²K) </td> <td data-sheets-numberformat='{"1":2,"2":"0","3":1}' data-sheets-value='{"1":2,"2":"(%)"}' style="border-bottom:1px solid #000000;overflow:hidden;padding:0px 3px 0px 3px;vertical-align:bottom;background-color:#000000;font-weight:bold;color:#ffffff;text-align:center;">(%)</td> <td data-sheets-numberformat='{"1":2,"2":"0","3":1}' data-sheets-value='{"1":2,"2":"(%)"}' style="border-bottom:1px solid #000000;overflow:hidden;padding:0px 3px 0px 3px;vertical-align:bottom;background-color:#000000;font-weight:bold;color:#ffffff;text-align:center;">(%)</td> <td data-sheets-value='{"1":2,"2":"(dB)"}' style="border-bottom:1px solid #000000;overflow:hidden;padding:0px 3px 0px 3px;vertical-align:bottom;background-color:#000000;font-weight:bold;color:#ffffff;text-align:center;">(dB)</td> </tr> <tr style="height:20px;"> <td data-sheets-value='{"1":2,"2":"Acrylic"}' style="border-left:1px solid #000000;overflow:hidden;padding:0px 3px 0px 3px;vertical-align:bottom;font-weight:bold;">Acrylic</td> <td data-sheets-value='{"1":2,"2":"Single-walled"}' style="overflow:hidden;padding:0px 3px 0px 3px;vertical-align:bottom;font-weight:bold;">Single-walled</td> <td data-sheets-value='{"1":2,"2":"Clear (H)"}' style="border-right:1px solid #000000;overflow:hidden;padding:0px 3px 0px 3px;vertical-align:bottom;font-weight:bold;">Clear (H)</td> <td data-sheets-numberformat='{"1":2,"2":"0.00","3":1}' data-sheets-value='{"1":3,"3":5.17}' style="overflow:hidden;padding:0px 3px 0px 3px;vertical-align:bottom;text-align:center;">5.17</td> <td data-sheets-numberformat='{"1":2,"2":"0","3":1}' data-sheets-value='{"1":3,"3":90}' style="overflow:hidden;padding:0px 3px 0px 3px;vertical-align:bottom;text-align:center;">90</td> <td data-sheets-numberformat='{"1":2,"2":"0","3":1}' data-sheets-value='{"1":3,"3":87}' style="overflow:hidden;padding:0px 3px 0px 3px;vertical-align:bottom;text-align:center;">87</td> <td data-sheets-numberformat='{"1":2,"2":"0","3":1}' data-sheets-value='{"1":2,"2":"-"}' style="border-right:1px solid #000000;overflow:hidden;padding:0px 3px 0px 3px;vertical-align:bottom;text-align:center;">-</td> </tr> <tr style="height:20px;"> <td data-sheets-value='{"1":2,"2":"PMMA"}' style="border-left:1px solid #000000;overflow:hidden;padding:0px 3px 0px 3px;vertical-align:bottom;font-weight:bold;">PMMA</td> <td data-sheets-value='{"1":2,"2":"Single-walled"}' style="overflow:hidden;padding:0px 3px 0px 3px;vertical-align:bottom;font-weight:bold;">Single-walled</td> <td data-sheets-value='{"1":2,"2":"Opal (O)"}' style="border-right:1px solid #000000;overflow:hidden;padding:0px 3px 0px 3px;vertical-align:bottom;font-weight:bold;">Opal (O)</td> <td data-sheets-numberformat='{"1":2,"2":"0.00","3":1}' data-sheets-value='{"1":3,"3":5.17}' style="overflow:hidden;padding:0px 3px 0px 3px;vertical-align:bottom;text-align:center;">5.17</td> <td data-sheets-numberformat='{"1":2,"2":"0","3":1}' data-sheets-value='{"1":3,"3":83}' style="overflow:hidden;padding:0px 3px 0px 3px;vertical-align:bottom;text-align:center;">83</td> <td data-sheets-numberformat='{"1":2,"2":"0","3":1}' data-sheets-value='{"1":3,"3":76}' style="overflow:hidden;padding:0px 3px 0px 3px;vertical-align:bottom;text-align:center;">76</td> <td data-sheets-numberformat='{"1":2,"2":"0","3":1}' data-sheets-value='{"1":2,"2":"-"}' style="border-right:1px solid #000000;overflow:hidden;padding:0px 3px 0px 3px;vertical-align:bottom;text-align:center;">-</td> </tr> <tr style="height:20px;"> <td style="border-left:1px solid #000000;overflow:hidden;padding:0px 3px 0px 3px;vertical-align:bottom;font-weight:bold;"></td> <td data-sheets-value='{"1":2,"2":"Double-walled"}' style="overflow:hidden;padding:0px 3px 0px 3px;vertical-align:bottom;font-weight:bold;">Double-walled</td> <td data-sheets-value='{"1":2,"2":"Clear (H/H)"}' style="border-right:1px solid #000000;overflow:hidden;padding:0px 3px 0px 3px;vertical-align:bottom;font-weight:bold;">Clear (H/H)</td> <td data-sheets-numberformat='{"1":2,"2":"0.00","3":1}' data-sheets-value='{"1":3,"3":2.9}' style="overflow:hidden;padding:0px 3px 0px 3px;vertical-align:bottom;text-align:center;">2.90</td> <td data-sheets-numberformat='{"1":2,"2":"0","3":1}' data-sheets-value='{"1":3,"3":81}' style="overflow:hidden;padding:0px 3px 0px 3px;vertical-align:bottom;text-align:center;">81</td> <td data-sheets-numberformat='{"1":2,"2":"0","3":1}' data-sheets-value='{"1":3,"3":75}' style="overflow:hidden;padding:0px 3px 0px 3px;vertical-align:bottom;text-align:center;">75</td> <td data-sheets-numberformat='{"1":2,"2":"0","3":1}' data-sheets-value='{"1":3,"3":20}' style="border-right:1px solid #000000;overflow:hidden;padding:0px 3px 0px 3px;vertical-align:bottom;text-align:center;">20</td> </tr> <tr style="height:20px;"> <td style="border-left:1px solid #000000;overflow:hidden;padding:0px 3px 0px 3px;vertical-align:bottom;font-weight:bold;"></td> <td data-sheets-value='{"1":2,"2":"Double-walled"}' style="overflow:hidden;padding:0px 3px 0px 3px;vertical-align:bottom;font-weight:bold;">Double-walled</td> <td data-sheets-value='{"1":2,"2":"Opal (O/O)"}' style="border-right:1px solid #000000;overflow:hidden;padding:0px 3px 0px 3px;vertical-align:bottom;font-weight:bold;">Opal (O/O)</td> <td data-sheets-numberformat='{"1":2,"2":"0.00","3":1}' data-sheets-value='{"1":3,"3":2.9}' style="overflow:hidden;padding:0px 3px 0px 3px;vertical-align:bottom;text-align:center;">2.90</td> <td data-sheets-numberformat='{"1":2,"2":"0","3":1}' data-sheets-value='{"1":3,"3":69}' style="overflow:hidden;padding:0px 3px 0px 3px;vertical-align:bottom;text-align:center;">69</td> <td data-sheets-numberformat='{"1":2,"2":"0","3":1}' data-sheets-value='{"1":3,"3":58}' style="overflow:hidden;padding:0px 3px 0px 3px;vertical-align:bottom;text-align:center;">58</td> <td data-sheets-numberformat='{"1":2,"2":"0","3":1}' data-sheets-value='{"1":3,"3":20}' style="border-right:1px solid #000000;overflow:hidden;padding:0px 3px 0px 3px;vertical-align:bottom;text-align:center;">20</td> </tr> <tr style="height:20px;"> <td style="border-left:1px solid #000000;overflow:hidden;padding:0px 3px 0px 3px;vertical-align:bottom;font-weight:bold;"></td> <td data-sheets-value='{"1":2,"2":"Triple-walled"}' style="overflow:hidden;padding:0px 3px 0px 3px;vertical-align:bottom;font-weight:bold;">Triple-walled</td> <td data-sheets-value='{"1":2,"2":"Clear (H/H/H)"}' style="border-right:1px solid #000000;overflow:hidden;padding:0px 3px 0px 3px;vertical-align:bottom;font-weight:bold;">Clear (H/H/H)</td> <td data-sheets-numberformat='{"1":2,"2":"0.00","3":1}' data-sheets-value='{"1":3,"3":1.7}' style="overflow:hidden;padding:0px 3px 0px 3px;vertical-align:bottom;text-align:center;">1.70</td> <td data-sheets-numberformat='{"1":2,"2":"0","3":1}' data-sheets-value='{"1":3,"3":73}' style="overflow:hidden;padding:0px 3px 0px 3px;vertical-align:bottom;text-align:center;">73</td> <td data-sheets-numberformat='{"1":2,"2":"0","3":1}' data-sheets-value='{"1":3,"3":65}' style="overflow:hidden;padding:0px 3px 0px 3px;vertical-align:bottom;text-align:center;">65</td> <td data-sheets-numberformat='{"1":2,"2":"0","3":1}' data-sheets-value='{"1":3,"3":22}' style="border-right:1px solid #000000;overflow:hidden;padding:0px 3px 0px 3px;vertical-align:bottom;text-align:center;">22</td> </tr> <tr style="height:20px;"> <td style="border-left:1px solid #000000;overflow:hidden;padding:0px 3px 0px 3px;vertical-align:bottom;font-weight:bold;"></td> <td data-sheets-value='{"1":2,"2":"Triple-walled"}' style="overflow:hidden;padding:0px 3px 0px 3px;vertical-align:bottom;font-weight:bold;">Triple-walled</td> <td data-sheets-value='{"1":2,"2":"Opal (O/H/O)"}' style="border-right:1px solid #000000;overflow:hidden;padding:0px 3px 0px 3px;vertical-align:bottom;font-weight:bold;">Opal (O/H/O)</td> <td data-sheets-numberformat='{"1":2,"2":"0.00","3":1}' data-sheets-value='{"1":3,"3":1.7}' style="overflow:hidden;padding:0px 3px 0px 3px;vertical-align:bottom;text-align:center;">1.70</td> <td data-sheets-numberformat='{"1":2,"2":"0","3":1}' data-sheets-value='{"1":3,"3":62}' style="overflow:hidden;padding:0px 3px 0px 3px;vertical-align:bottom;text-align:center;">62</td> <td data-sheets-numberformat='{"1":2,"2":"0","3":1}' data-sheets-value='{"1":3,"3":51}' style="overflow:hidden;padding:0px 3px 0px 3px;vertical-align:bottom;text-align:center;">51</td> <td data-sheets-numberformat='{"1":2,"2":"0","3":1}' data-sheets-value='{"1":3,"3":22}' style="border-right:1px solid #000000;overflow:hidden;padding:0px 3px 0px 3px;vertical-align:bottom;text-align:center;">22</td> </tr> <tr style="height:20px;"> <td style="border-left:1px solid #000000;overflow:hidden;padding:0px 3px 0px 3px;vertical-align:bottom;font-weight:bold;"></td> <td data-sheets-value='{"1":2,"2":"Four-walled"}' style="overflow:hidden;padding:0px 3px 0px 3px;vertical-align:bottom;font-weight:bold;">Four-walled</td> <td data-sheets-value='{"1":2,"2":"Clear (H/H/H/H)"}' style="border-right:1px solid #000000;overflow:hidden;padding:0px 3px 0px 3px;vertical-align:bottom;font-weight:bold;">Clear (H/H/H/H)</td> <td data-sheets-numberformat='{"1":2,"2":"0.00","3":1}' data-sheets-value='{"1":3,"3":1.28}' style="overflow:hidden;padding:0px 3px 0px 3px;vertical-align:bottom;text-align:center;">1.28</td> <td data-sheets-numberformat='{"1":2,"2":"0","3":1}' data-sheets-value='{"1":3,"3":64}' style="overflow:hidden;padding:0px 3px 0px 3px;vertical-align:bottom;text-align:center;">64</td> <td data-sheets-numberformat='{"1":2,"2":"0","3":1}' data-sheets-value='{"1":3,"3":54}' style="overflow:hidden;padding:0px 3px 0px 3px;vertical-align:bottom;text-align:center;">54</td> <td data-sheets-numberformat='{"1":2,"2":"0","3":1}' data-sheets-value='{"1":3,"3":23}' style="border-right:1px solid #000000;overflow:hidden;padding:0px 3px 0px 3px;vertical-align:bottom;text-align:center;">23</td> </tr> <tr style="height:20px;"> <td style="border-bottom:1px solid #000000;border-left:1px solid #000000;overflow:hidden;padding:0px 3px 0px 3px;vertical-align:bottom;"></td> <td data-sheets-value='{"1":2,"2":"Four-walled"}' style="border-bottom:1px solid #000000;overflow:hidden;padding:0px 3px 0px 3px;vertical-align:bottom;font-weight:bold;">Four-walled</td> <td data-sheets-value='{"1":2,"2":"Opal (H/H/O/H)"}' style="border-right:1px solid #000000;border-bottom:1px solid #000000;overflow:hidden;padding:0px 3px 0px 3px;vertical-align:bottom;font-weight:bold;">Opal (H/H/O/H)</td> <td data-sheets-numberformat='{"1":2,"2":"0.00","3":1}' data-sheets-value='{"1":3,"3":1.28}' style="border-bottom:1px solid #000000;overflow:hidden;padding:0px 3px 0px 3px;vertical-align:bottom;text-align:center;">1.28</td> <td data-sheets-numberformat='{"1":2,"2":"0","3":1}' data-sheets-value='{"1":3,"3":59}' style="border-bottom:1px solid #000000;overflow:hidden;padding:0px 3px 0px 3px;vertical-align:bottom;text-align:center;">59</td> <td data-sheets-numberformat='{"1":2,"2":"0","3":1}' data-sheets-value='{"1":3,"3":48}' style="border-bottom:1px solid #000000;overflow:hidden;padding:0px 3px 0px 3px;vertical-align:bottom;text-align:center;">48</td> <td data-sheets-numberformat='{"1":2,"2":"0","3":1}' data-sheets-value='{"1":3,"3":23}' style="border-right:1px solid #000000;border-bottom:1px solid #000000;overflow:hidden;padding:0px 3px 0px 3px;vertical-align:bottom;text-align:center;">23</td> </tr> <tr style="height:20px;"> <td data-sheets-value='{"1":2,"2":"Polycarbonate "}' style="border-left:1px solid #000000;overflow:hidden;padding:0px 3px 0px 3px;vertical-align:bottom;font-weight:bold;">Polycarbonate </td> <td data-sheets-value='{"1":2,"2":"Single-walled"}' style="overflow:hidden;padding:0px 3px 0px 3px;vertical-align:bottom;font-weight:bold;">Single-walled</td> <td data-sheets-value='{"1":2,"2":"Clear (A)"}' style="border-right:1px solid #000000;overflow:hidden;padding:0px 3px 0px 3px;vertical-align:bottom;font-weight:bold;">Clear (A)</td> <td data-sheets-numberformat='{"1":2,"2":"0.00","3":1}' data-sheets-value='{"1":3,"3":5.17}' style="overflow:hidden;padding:0px 3px 0px 3px;vertical-align:bottom;text-align:center;">5.17</td> <td data-sheets-numberformat='{"1":2,"2":"0","3":1}' data-sheets-value='{"1":3,"3":88}' style="overflow:hidden;padding:0px 3px 0px 3px;vertical-align:bottom;text-align:center;">88</td> <td data-sheets-numberformat='{"1":2,"2":"0","3":1}' data-sheets-value='{"1":3,"3":83}' style="overflow:hidden;padding:0px 3px 0px 3px;vertical-align:bottom;text-align:center;">83</td> <td data-sheets-numberformat='{"1":2,"2":"0","3":1}' data-sheets-value='{"1":2,"2":"-"}' style="border-right:1px solid #000000;overflow:hidden;padding:0px 3px 0px 3px;vertical-align:bottom;text-align:center;">-</td> </tr> <tr style="height:20px;"> <td data-sheets-value='{"1":2,"2":"PC"}' style="border-left:1px solid #000000;overflow:hidden;padding:0px 3px 0px 3px;vertical-align:bottom;font-weight:bold;">PC</td> <td data-sheets-value='{"1":2,"2":"Single-walled"}' style="overflow:hidden;padding:0px 3px 0px 3px;vertical-align:bottom;font-weight:bold;">Single-walled</td> <td data-sheets-value='{"1":2,"2":"Opal (D)"}' style="border-right:1px solid #000000;overflow:hidden;padding:0px 3px 0px 3px;vertical-align:bottom;font-weight:bold;">Opal (D)</td> <td data-sheets-numberformat='{"1":2,"2":"0.00","3":1}' data-sheets-value='{"1":3,"3":5.17}' style="overflow:hidden;padding:0px 3px 0px 3px;vertical-align:bottom;text-align:center;">5.17</td> <td data-sheets-numberformat='{"1":2,"2":"0","3":1}' data-sheets-value='{"1":3,"3":58}' style="overflow:hidden;padding:0px 3px 0px 3px;vertical-align:bottom;text-align:center;">58</td> <td data-sheets-numberformat='{"1":2,"2":"0","3":1}' data-sheets-value='{"1":3,"3":60}' style="overflow:hidden;padding:0px 3px 0px 3px;vertical-align:bottom;text-align:center;">60</td> <td data-sheets-numberformat='{"1":2,"2":"0","3":1}' data-sheets-value='{"1":2,"2":"-"}' style="border-right:1px solid #000000;overflow:hidden;padding:0px 3px 0px 3px;vertical-align:bottom;text-align:center;">-</td> </tr> <tr style="height:20px;"> <td style="border-left:1px solid #000000;overflow:hidden;padding:0px 3px 0px 3px;vertical-align:bottom;font-weight:bold;"></td> <td data-sheets-value='{"1":2,"2":"Double-walled"}' style="overflow:hidden;padding:0px 3px 0px 3px;vertical-align:bottom;font-weight:bold;">Double-walled</td> <td data-sheets-value='{"1":2,"2":"Clear (A/H)"}' style="border-right:1px solid #000000;overflow:hidden;padding:0px 3px 0px 3px;vertical-align:bottom;font-weight:bold;">Clear (A/H)</td> <td data-sheets-numberformat='{"1":2,"2":"0.00","3":1}' data-sheets-value='{"1":3,"3":2.9}' style="overflow:hidden;padding:0px 3px 0px 3px;vertical-align:bottom;text-align:center;">2.90</td> <td data-sheets-numberformat='{"1":2,"2":"0","3":1}' data-sheets-value='{"1":3,"3":79}' style="overflow:hidden;padding:0px 3px 0px 3px;vertical-align:bottom;text-align:center;">79</td> <td data-sheets-numberformat='{"1":2,"2":"0","3":1}' data-sheets-value='{"1":3,"3":72}' style="overflow:hidden;padding:0px 3px 0px 3px;vertical-align:bottom;text-align:center;">72</td> <td data-sheets-numberformat='{"1":2,"2":"0","3":1}' data-sheets-value='{"1":3,"3":20}' style="border-right:1px solid #000000;overflow:hidden;padding:0px 3px 0px 3px;vertical-align:bottom;text-align:center;">20</td> </tr> <tr style="height:20px;"> <td style="border-left:1px solid #000000;overflow:hidden;padding:0px 3px 0px 3px;vertical-align:bottom;font-weight:bold;"></td> <td data-sheets-value='{"1":2,"2":"Double-walled"}' style="overflow:hidden;padding:0px 3px 0px 3px;vertical-align:bottom;font-weight:bold;">Double-walled</td> <td data-sheets-value='{"1":2,"2":"Clear (A/A)"}' style="border-right:1px solid #000000;overflow:hidden;padding:0px 3px 0px 3px;vertical-align:bottom;font-weight:bold;">Clear (A/A)</td> <td data-sheets-numberformat='{"1":2,"2":"0.00","3":1}' data-sheets-value='{"1":3,"3":2.9}' style="overflow:hidden;padding:0px 3px 0px 3px;vertical-align:bottom;text-align:center;">2.90</td> <td data-sheets-numberformat='{"1":2,"2":"0","3":1}' data-sheets-value='{"1":3,"3":77}' style="overflow:hidden;padding:0px 3px 0px 3px;vertical-align:bottom;text-align:center;">77</td> <td data-sheets-numberformat='{"1":2,"2":"0","3":1}' data-sheets-value='{"1":3,"3":69}' style="overflow:hidden;padding:0px 3px 0px 3px;vertical-align:bottom;text-align:center;">69</td> <td data-sheets-numberformat='{"1":2,"2":"0","3":1}' data-sheets-value='{"1":3,"3":20}' style="border-right:1px solid #000000;overflow:hidden;padding:0px 3px 0px 3px;vertical-align:bottom;text-align:center;">20</td> </tr> <tr style="height:20px;"> <td style="border-left:1px solid #000000;overflow:hidden;padding:0px 3px 0px 3px;vertical-align:bottom;font-weight:bold;"></td> <td data-sheets-value='{"1":2,"2":"Double-walled"}' style="overflow:hidden;padding:0px 3px 0px 3px;vertical-align:bottom;font-weight:bold;">Double-walled</td> <td data-sheets-value='{"1":2,"2":"Opal (A/O)"}' style="border-right:1px solid #000000;overflow:hidden;padding:0px 3px 0px 3px;vertical-align:bottom;font-weight:bold;">Opal (A/O)</td> <td data-sheets-numberformat='{"1":2,"2":"0.00","3":1}' data-sheets-value='{"1":3,"3":2.9}' style="overflow:hidden;padding:0px 3px 0px 3px;vertical-align:bottom;text-align:center;">2.90</td> <td data-sheets-numberformat='{"1":2,"2":"0","3":1}' data-sheets-value='{"1":3,"3":73}' style="overflow:hidden;padding:0px 3px 0px 3px;vertical-align:bottom;text-align:center;">73</td> <td data-sheets-numberformat='{"1":2,"2":"0","3":1}' data-sheets-value='{"1":3,"3":63}' style="overflow:hidden;padding:0px 3px 0px 3px;vertical-align:bottom;text-align:center;">63</td> <td data-sheets-numberformat='{"1":2,"2":"0","3":1}' data-sheets-value='{"1":3,"3":20}' style="border-right:1px solid #000000;overflow:hidden;padding:0px 3px 0px 3px;vertical-align:bottom;text-align:center;">20</td> </tr> <tr style="height:20px;"> <td style="border-left:1px solid #000000;overflow:hidden;padding:0px 3px 0px 3px;vertical-align:bottom;font-weight:bold;"></td> <td data-sheets-value='{"1":2,"2":"Double-walled"}' style="overflow:hidden;padding:0px 3px 0px 3px;vertical-align:bottom;font-weight:bold;">Double-walled</td> <td data-sheets-value='{"1":2,"2":"Opal (A/D)"}' style="border-right:1px solid #000000;overflow:hidden;padding:0px 3px 0px 3px;vertical-align:bottom;font-weight:bold;">Opal (A/D)</td> <td data-sheets-numberformat='{"1":2,"2":"0.00","3":1}' data-sheets-value='{"1":3,"3":2.9}' style="overflow:hidden;padding:0px 3px 0px 3px;vertical-align:bottom;text-align:center;">2.90</td> <td data-sheets-numberformat='{"1":2,"2":"0","3":1}' data-sheets-value='{"1":3,"3":51}' style="overflow:hidden;padding:0px 3px 0px 3px;vertical-align:bottom;text-align:center;">51</td> <td data-sheets-numberformat='{"1":2,"2":"0","3":1}' data-sheets-value='{"1":3,"3":50}' style="overflow:hidden;padding:0px 3px 0px 3px;vertical-align:bottom;text-align:center;">50</td> <td data-sheets-numberformat='{"1":2,"2":"0","3":1}' data-sheets-value='{"1":3,"3":20}' style="border-right:1px solid #000000;overflow:hidden;padding:0px 3px 0px 3px;vertical-align:bottom;text-align:center;">20</td> </tr> <tr style="height:20px;"> <td style="border-left:1px solid #000000;overflow:hidden;padding:0px 3px 0px 3px;vertical-align:bottom;font-weight:bold;"></td> <td data-sheets-value='{"1":2,"2":"Triple-walled"}' style="overflow:hidden;padding:0px 3px 0px 3px;vertical-align:bottom;font-weight:bold;">Triple-walled</td> <td data-sheets-value='{"1":2,"2":"Clear (A/H/H)"}' style="border-right:1px solid #000000;overflow:hidden;padding:0px 3px 0px 3px;vertical-align:bottom;font-weight:bold;">Clear (A/H/H)</td> <td data-sheets-numberformat='{"1":2,"2":"0.00","3":1}' data-sheets-value='{"1":3,"3":1.7}' style="overflow:hidden;padding:0px 3px 0px 3px;vertical-align:bottom;text-align:center;">1.70</td> <td data-sheets-numberformat='{"1":2,"2":"0","3":1}' data-sheets-value='{"1":3,"3":71}' style="overflow:hidden;padding:0px 3px 0px 3px;vertical-align:bottom;text-align:center;">71</td> <td data-sheets-numberformat='{"1":2,"2":"0","3":1}' data-sheets-value='{"1":3,"3":63}' style="overflow:hidden;padding:0px 3px 0px 3px;vertical-align:bottom;text-align:center;">63</td> <td data-sheets-numberformat='{"1":2,"2":"0","3":1}' data-sheets-value='{"1":3,"3":22}' style="border-right:1px solid #000000;overflow:hidden;padding:0px 3px 0px 3px;vertical-align:bottom;text-align:center;">22</td> </tr> <tr style="height:20px;"> <td style="border-left:1px solid #000000;overflow:hidden;padding:0px 3px 0px 3px;vertical-align:bottom;font-weight:bold;"></td> <td data-sheets-value='{"1":2,"2":"Triple-walled"}' style="overflow:hidden;padding:0px 3px 0px 3px;vertical-align:bottom;font-weight:bold;">Triple-walled</td> <td data-sheets-value='{"1":2,"2":"Opal (A/O/O)"}' style="border-right:1px solid #000000;overflow:hidden;padding:0px 3px 0px 3px;vertical-align:bottom;font-weight:bold;">Opal (A/O/O)</td> <td data-sheets-numberformat='{"1":2,"2":"0.00","3":1}' data-sheets-value='{"1":3,"3":1.7}' style="overflow:hidden;padding:0px 3px 0px 3px;vertical-align:bottom;text-align:center;">1.70</td> <td data-sheets-numberformat='{"1":2,"2":"0","3":1}' data-sheets-value='{"1":3,"3":61}' style="overflow:hidden;padding:0px 3px 0px 3px;vertical-align:bottom;text-align:center;">61</td> <td data-sheets-numberformat='{"1":2,"2":"0","3":1}' data-sheets-value='{"1":3,"3":48}' style="overflow:hidden;padding:0px 3px 0px 3px;vertical-align:bottom;text-align:center;">48</td> <td data-sheets-numberformat='{"1":2,"2":"0","3":1}' data-sheets-value='{"1":3,"3":22}' style="border-right:1px solid #000000;overflow:hidden;padding:0px 3px 0px 3px;vertical-align:bottom;text-align:center;">22</td> </tr> <tr style="height:20px;"> <td style="border-left:1px solid #000000;overflow:hidden;padding:0px 3px 0px 3px;vertical-align:bottom;font-weight:bold;"></td> <td data-sheets-value='{"1":2,"2":"Four-walled"}' style="overflow:hidden;padding:0px 3px 0px 3px;vertical-align:bottom;font-weight:bold;">Four-walled</td> <td data-sheets-value='{"1":2,"2":"Clear (A/H/H/H)"}' style="border-right:1px solid #000000;overflow:hidden;padding:0px 3px 0px 3px;vertical-align:bottom;font-weight:bold;">Clear (A/H/H/H)</td> <td data-sheets-numberformat='{"1":2,"2":"0.00","3":1}' data-sheets-value='{"1":3,"3":1.28}' style="overflow:hidden;padding:0px 3px 0px 3px;vertical-align:bottom;text-align:center;">1.28</td> <td data-sheets-numberformat='{"1":2,"2":"0","3":1}' data-sheets-value='{"1":3,"3":64}' style="overflow:hidden;padding:0px 3px 0px 3px;vertical-align:bottom;text-align:center;">64</td> <td data-sheets-numberformat='{"1":2,"2":"0","3":1}' data-sheets-value='{"1":3,"3":52}' style="overflow:hidden;padding:0px 3px 0px 3px;vertical-align:bottom;text-align:center;">52</td> <td data-sheets-numberformat='{"1":2,"2":"0","3":1}' data-sheets-value='{"1":3,"3":23}' style="border-right:1px solid #000000;overflow:hidden;padding:0px 3px 0px 3px;vertical-align:bottom;text-align:center;">23</td> </tr> <tr style="height:20px;"> <td style="border-bottom:1px solid #000000;border-left:1px solid #000000;overflow:hidden;padding:0px 3px 0px 3px;vertical-align:bottom;"></td> <td data-sheets-value='{"1":2,"2":"Four-walled"}' style="border-bottom:1px solid #000000;overflow:hidden;padding:0px 3px 0px 3px;vertical-align:bottom;font-weight:bold;">Four-walled</td> <td data-sheets-value='{"1":2,"2":"Opal (A/H/O/H)"}' style="border-right:1px solid #000000;border-bottom:1px solid #000000;overflow:hidden;padding:0px 3px 0px 3px;vertical-align:bottom;font-weight:bold;">Opal (A/H/O/H)</td> <td data-sheets-numberformat='{"1":2,"2":"0.00","3":1}' data-sheets-value='{"1":3,"3":1.28}' style="border-bottom:1px solid #000000;overflow:hidden;padding:0px 3px 0px 3px;vertical-align:bottom;text-align:center;">1.28</td> <td data-sheets-numberformat='{"1":2,"2":"0","3":1}' data-sheets-value='{"1":3,"3":59}' style="border-bottom:1px solid #000000;overflow:hidden;padding:0px 3px 0px 3px;vertical-align:bottom;text-align:center;">59</td> <td data-sheets-numberformat='{"1":2,"2":"0","3":1}' data-sheets-value='{"1":3,"3":46}' style="border-bottom:1px solid #000000;overflow:hidden;padding:0px 3px 0px 3px;vertical-align:bottom;text-align:center;">46</td> <td data-sheets-numberformat='{"1":2,"2":"0","3":1}' data-sheets-value='{"1":3,"3":23}' style="border-right:1px solid #000000;border-bottom:1px solid #000000;overflow:hidden;padding:0px 3px 0px 3px;vertical-align:bottom;text-align:center;">23</td> </tr> <tr style="height:20px;"> <td data-sheets-value='{"1":2,"2":"Polycarbonate"}' style="border-left:1px solid #000000;overflow:hidden;padding:0px 3px 0px 3px;vertical-align:bottom;font-weight:bold;">Polycarbonate</td> <td data-sheets-value='{"1":2,"2":"Single-walled"}' style="overflow:hidden;padding:0px 3px 0px 3px;vertical-align:bottom;font-weight:bold;">Single-walled</td> <td data-sheets-value='{"1":2,"2":"Heatstop Opal (T)"}' style="border-right:1px solid #000000;overflow:hidden;padding:0px 3px 0px 3px;vertical-align:bottom;font-weight:bold;">Heatstop Opal (T)</td> <td data-sheets-numberformat='{"1":2,"2":"0.00","3":1}' data-sheets-value='{"1":3,"3":5.17}' style="overflow:hidden;padding:0px 3px 0px 3px;vertical-align:bottom;text-align:center;">5.17</td> <td data-sheets-numberformat='{"1":2,"2":"0","3":1}' data-sheets-value='{"1":3,"3":49}' style="overflow:hidden;padding:0px 3px 0px 3px;vertical-align:bottom;text-align:center;">49</td> <td data-sheets-numberformat='{"1":2,"2":"0","3":1}' data-sheets-value='{"1":3,"3":59}' style="overflow:hidden;padding:0px 3px 0px 3px;vertical-align:bottom;text-align:center;">59</td> <td data-sheets-numberformat='{"1":2,"2":"0","3":1}' data-sheets-value='{"1":2,"2":"-"}' style="border-right:1px solid #000000;overflow:hidden;padding:0px 3px 0px 3px;vertical-align:bottom;text-align:center;">-</td> </tr> <tr style="height:20px;"> <td data-sheets-value='{"1":2,"2":"Heatstop PC"}' style="border-left:1px solid #000000;overflow:hidden;padding:0px 3px 0px 3px;vertical-align:bottom;font-weight:bold;">Heatstop PC</td> <td data-sheets-value='{"1":2,"2":"Double-walled"}' style="overflow:hidden;padding:0px 3px 0px 3px;vertical-align:bottom;font-weight:bold;">Double-walled</td> <td data-sheets-value='{"1":2,"2":"Clear (T/H)"}' style="border-right:1px solid #000000;overflow:hidden;padding:0px 3px 0px 3px;vertical-align:bottom;font-weight:bold;">Clear (T/H)</td> <td data-sheets-numberformat='{"1":2,"2":"0.00","3":1}' data-sheets-value='{"1":3,"3":2.9}' style="overflow:hidden;padding:0px 3px 0px 3px;vertical-align:bottom;text-align:center;">2.90</td> <td data-sheets-numberformat='{"1":2,"2":"0","3":1}' data-sheets-value='{"1":3,"3":44}' style="overflow:hidden;padding:0px 3px 0px 3px;vertical-align:bottom;text-align:center;">44</td> <td data-sheets-numberformat='{"1":2,"2":"0","3":1}' data-sheets-value='{"1":3,"3":51}' style="overflow:hidden;padding:0px 3px 0px 3px;vertical-align:bottom;text-align:center;">51</td> <td data-sheets-numberformat='{"1":2,"2":"0","3":1}' data-sheets-value='{"1":3,"3":20}' style="border-right:1px solid #000000;overflow:hidden;padding:0px 3px 0px 3px;vertical-align:bottom;text-align:center;">20</td> </tr> <tr style="height:20px;"> <td style="border-left:1px solid #000000;overflow:hidden;padding:0px 3px 0px 3px;vertical-align:bottom;font-weight:bold;"></td> <td data-sheets-value='{"1":2,"2":"Double-walled"}' style="overflow:hidden;padding:0px 3px 0px 3px;vertical-align:bottom;font-weight:bold;">Double-walled</td> <td data-sheets-value='{"1":2,"2":"Opal (T/O)"}' style="border-right:1px solid #000000;overflow:hidden;padding:0px 3px 0px 3px;vertical-align:bottom;font-weight:bold;">Opal (T/O)</td> <td data-sheets-numberformat='{"1":2,"2":"0.00","3":1}' data-sheets-value='{"1":3,"3":2.9}' style="overflow:hidden;padding:0px 3px 0px 3px;vertical-align:bottom;text-align:center;">2.90</td> <td data-sheets-numberformat='{"1":2,"2":"0","3":1}' data-sheets-value='{"1":3,"3":41}' style="overflow:hidden;padding:0px 3px 0px 3px;vertical-align:bottom;text-align:center;">41</td> <td data-sheets-numberformat='{"1":2,"2":"0","3":1}' data-sheets-value='{"1":3,"3":45}' style="overflow:hidden;padding:0px 3px 0px 3px;vertical-align:bottom;text-align:center;">45</td> <td data-sheets-numberformat='{"1":2,"2":"0","3":1}' data-sheets-value='{"1":3,"3":20}' style="border-right:1px solid #000000;overflow:hidden;padding:0px 3px 0px 3px;vertical-align:bottom;text-align:center;">20</td> </tr> <tr style="height:20px;"> <td style="border-left:1px solid #000000;overflow:hidden;padding:0px 3px 0px 3px;vertical-align:bottom;font-weight:bold;"></td> <td data-sheets-value='{"1":2,"2":"Triple-walled"}' style="overflow:hidden; | skylux-160-ce-met-koepel-en-pvc-opstand-16-00-met-lm-motor-en-windvang-1000-x-1900-mm | 8586028384589 | 46872341512525
Smoke and heat exhaust (SHEV) | SHE system | Skylux | Skylux 160° CE with skylight and PVC curb 16/00 with LM-actuator and spoiler 1000 x 2000 mm |  | 27870 | 5412970278702 | 4630.7 | Yes | 30-45 | 74.5 | 1000 x 2000 mm | 2000 | 1000 |  | PVC 16/00 (16 cm high & roof opening = daylight size) | Rectangular | 5.17 W/m²K - 1.28 W/m²K | 87% - 32% | 90% - 32% | 20dB - 23dB | 160° CE (for industry) | skylight | with spoiler | E | Single actuator | Maximum four-walled skylight possible for this product | Ut-value LT-value g-value Rw-value EN 1873 : 2014 EN ISO 13468 EN 16153 EN 410 EN 410 EN ISO 140-3 Material Walls Shells (W/m²K) (%) (%) (dB) Acrylic Single-walled Clear (H) 5.17 90 87 - PMMA Single-walled Opal (O) 5.17 83 76 - Double-walled Clear (H/H) 2.90 81 75 20 Double-walled Opal (O/O) 2.90 69 58 20 Triple-walled Clear (H/H/H) 1.70 73 65 22 Triple-walled Opal (O/H/O) 1.70 62 51 22 Four-walled Clear (H/H/H/H) 1.28 64 54 23 Four-walled Opal (H/H/O/H) 1.28 59 48 23 Polycarbonate Single-walled Clear (A) 5.17 88 83 - PC Single-walled Opal (D) 5.17 58 60 - Double-walled Clear (A/H) 2.90 79 72 20 Double-walled Clear (A/A) 2.90 77 69 20 Double-walled Opal (A/O) 2.90 73 63 20 Double-walled Opal (A/D) 2.90 51 50 20 Triple-walled Clear (A/H/H) 1.70 71 63 22 Triple-walled Opal (A/O/O) 1.70 61 48 22 Four-walled Clear (A/H/H/H) 1.28 64 52 23 Four-walled Opal (A/H/O/H) 1.28 59 46 23 Polycarbonate Single-walled Heatstop Opal (T) 5.17 49 59 - Heatstop PC Double-walled Clear (T/H) 2.90 44 51 20 Double-walled Opal (T/O) 2.90 41 45 20 Triple-walled Clear (T/H/H) 1.70 40 <td data-sheets-numberformat='{"1":2,"2":"0","3":1}' data-sheets-value='{"1":3,"3":44}' style="overflow:hidden;paddin | https://skylux.eu/en/products/skylux-160-ce-met-koepel-en-pvc-opstand-16-00-met-lm-motor-en-windvang-1000-x-2000-mm | https://skylux.eu/cdn/shop/files/Skylux-160deg-CE-met-koepel-en-pvc-opstand-1600-met-LM-motor-en-windvang-1000-x-2000-mm-RWA-systeem.jpg?v=1702980169&width=1600 | https://skylux.eu/cdn/shop/files/e5a82811-1bb0-48e4-a776-cacb59c7c092_0b1f435a-7831-4c52-b7e9-e7f06eaf475a.jpg?v=1688551067&width=1600 | //skylux.eu/cdn/shop/files/E_MH_Mounting_instructions_Skylux_160_CE_LM.pdf?v=12406716259046007223 | //skylux.eu/cdn/shop/files/E_TD_Technical_File_Skylux_Skylux_160_CE_Electric.pdf?v=3667116872303399239 | <style type="text/css" id="isPasted"> <!--td { border: 1px solid #cccccc; } br { mso-data-placement: same-cell; } --> </style> <table border="1" cellpadding="0" cellspacing="0" dir="ltr" style="table-layout:fixed;font-size:10pt;font-family:Arial;border-collapse:collapse;border:none;"><tbody> <tr style="height:20px;"> <td style="overflow:hidden;padding:0px 3px 0px 3px;vertical-align:bottom;"></td> <td style="overflow:hidden;padding:0px 3px 0px 3px;vertical-align:bottom;"></td> <td style="overflow:hidden;padding:0px 3px 0px 3px;vertical-align:bottom;"></td> <td data-sheets-value='{"1":2,"2":"Ut-value"}' style="overflow:hidden;padding:0px 3px 0px 3px;vertical-align:bottom;font-weight:bold;text-align:center;">Ut-value</td> <td data-sheets-value='{"1":2,"2":"LT-value"}' style="overflow:hidden;padding:0px 3px 0px 3px;vertical-align:bottom;font-weight:bold;text-align:center;">LT-value</td> <td data-sheets-value='{"1":2,"2":"g-value"}' style="overflow:hidden;padding:0px 3px 0px 3px;vertical-align:bottom;font-weight:bold;text-align:center;">g-value</td> <td data-sheets-value='{"1":2,"2":"Rw-value "}' style="overflow:hidden;padding:0px 3px 0px 3px;vertical-align:bottom;font-weight:bold;text-align:center;">Rw-value </td> </tr> <tr style="height:20px;"> <td style="overflow:hidden;padding:0px 3px 0px 3px;vertical-align:bottom;"></td> <td style="overflow:hidden;padding:0px 3px 0px 3px;vertical-align:bottom;"></td> <td style="overflow:hidden;padding:0px 3px 0px 3px;vertical-align:bottom;"></td> <td data-sheets-numberformat='{"1":2,"2":"0.00","3":1}' data-sheets-value='{"1":2,"2":"EN 1873 : 2014"}' style="overflow:hidden;padding:0px 3px 0px 3px;vertical-align:bottom;text-align:center;">EN 1873 : 2014</td> <td data-sheets-numberformat='{"1":2,"2":"0","3":1}' data-sheets-value='{"1":2,"2":"EN ISO 13468 EN 16153 EN 410"}' style="overflow:hidden;padding:0px 3px 0px 3px;vertical-align:bottom;text-align:center;">EN ISO 13468 EN 16153 EN 410</td> <td data-sheets-numberformat='{"1":2,"2":"0","3":1}' data-sheets-value='{"1":2,"2":"EN 410"}' style="overflow:hidden;padding:0px 3px 0px 3px;vertical-align:bottom;text-align:center;">EN 410</td> <td data-sheets-value='{"1":2,"2":"EN ISO 140-3\t\t"}' style="overflow:hidden;padding:0px 3px 0px 3px;vertical-align:bottom;text-align:center;">EN ISO 140-3 </td> </tr> <tr style="height:20px;"> <td data-sheets-value='{"1":2,"2":"Material"}' style="border-bottom:1px solid #000000;overflow:hidden;padding:0px 3px 0px 3px;vertical-align:bottom;background-color:#000000;font-weight:bold;color:#ffffff;">Material</td> <td data-sheets-value='{"1":2,"2":"Walls"}' style="border-bottom:1px solid #000000;overflow:hidden;padding:0px 3px 0px 3px;vertical-align:bottom;background-color:#000000;font-weight:bold;color:#ffffff;">Walls</td> <td data-sheets-value='{"1":2,"2":"Shells"}' style="border-bottom:1px solid #000000;overflow:hidden;padding:0px 3px 0px 3px;vertical-align:bottom;background-color:#000000;font-weight:bold;color:#ffffff;">Shells</td> <td data-sheets-numberformat='{"1":2,"2":"0.00","3":1}' data-sheets-value='{"1":2,"2":"(W/m²K)\t"}' style="border-bottom:1px solid #000000;overflow:hidden;padding:0px 3px 0px 3px;vertical-align:bottom;background-color:#000000;font-weight:bold;color:#ffffff;text-align:center;">(W/m²K) </td> <td data-sheets-numberformat='{"1":2,"2":"0","3":1}' data-sheets-value='{"1":2,"2":"(%)"}' style="border-bottom:1px solid #000000;overflow:hidden;padding:0px 3px 0px 3px;vertical-align:bottom;background-color:#000000;font-weight:bold;color:#ffffff;text-align:center;">(%)</td> <td data-sheets-numberformat='{"1":2,"2":"0","3":1}' data-sheets-value='{"1":2,"2":"(%)"}' style="border-bottom:1px solid #000000;overflow:hidden;padding:0px 3px 0px 3px;vertical-align:bottom;background-color:#000000;font-weight:bold;color:#ffffff;text-align:center;">(%)</td> <td data-sheets-value='{"1":2,"2":"(dB)"}' style="border-bottom:1px solid #000000;overflow:hidden;padding:0px 3px 0px 3px;vertical-align:bottom;background-color:#000000;font-weight:bold;color:#ffffff;text-align:center;">(dB)</td> </tr> <tr style="height:20px;"> <td data-sheets-value='{"1":2,"2":"Acrylic"}' style="border-left:1px solid #000000;overflow:hidden;padding:0px 3px 0px 3px;vertical-align:bottom;font-weight:bold;">Acrylic</td> <td data-sheets-value='{"1":2,"2":"Single-walled"}' style="overflow:hidden;padding:0px 3px 0px 3px;vertical-align:bottom;font-weight:bold;">Single-walled</td> <td data-sheets-value='{"1":2,"2":"Clear (H)"}' style="border-right:1px solid #000000;overflow:hidden;padding:0px 3px 0px 3px;vertical-align:bottom;font-weight:bold;">Clear (H)</td> <td data-sheets-numberformat='{"1":2,"2":"0.00","3":1}' data-sheets-value='{"1":3,"3":5.17}' style="overflow:hidden;padding:0px 3px 0px 3px;vertical-align:bottom;text-align:center;">5.17</td> <td data-sheets-numberformat='{"1":2,"2":"0","3":1}' data-sheets-value='{"1":3,"3":90}' style="overflow:hidden;padding:0px 3px 0px 3px;vertical-align:bottom;text-align:center;">90</td> <td data-sheets-numberformat='{"1":2,"2":"0","3":1}' data-sheets-value='{"1":3,"3":87}' style="overflow:hidden;padding:0px 3px 0px 3px;vertical-align:bottom;text-align:center;">87</td> <td data-sheets-numberformat='{"1":2,"2":"0","3":1}' data-sheets-value='{"1":2,"2":"-"}' style="border-right:1px solid #000000;overflow:hidden;padding:0px 3px 0px 3px;vertical-align:bottom;text-align:center;">-</td> </tr> <tr style="height:20px;"> <td data-sheets-value='{"1":2,"2":"PMMA"}' style="border-left:1px solid #000000;overflow:hidden;padding:0px 3px 0px 3px;vertical-align:bottom;font-weight:bold;">PMMA</td> <td data-sheets-value='{"1":2,"2":"Single-walled"}' style="overflow:hidden;padding:0px 3px 0px 3px;vertical-align:bottom;font-weight:bold;">Single-walled</td> <td data-sheets-value='{"1":2,"2":"Opal (O)"}' style="border-right:1px solid #000000;overflow:hidden;padding:0px 3px 0px 3px;vertical-align:bottom;font-weight:bold;">Opal (O)</td> <td data-sheets-numberformat='{"1":2,"2":"0.00","3":1}' data-sheets-value='{"1":3,"3":5.17}' style="overflow:hidden;padding:0px 3px 0px 3px;vertical-align:bottom;text-align:center;">5.17</td> <td data-sheets-numberformat='{"1":2,"2":"0","3":1}' data-sheets-value='{"1":3,"3":83}' style="overflow:hidden;padding:0px 3px 0px 3px;vertical-align:bottom;text-align:center;">83</td> <td data-sheets-numberformat='{"1":2,"2":"0","3":1}' data-sheets-value='{"1":3,"3":76}' style="overflow:hidden;padding:0px 3px 0px 3px;vertical-align:bottom;text-align:center;">76</td> <td data-sheets-numberformat='{"1":2,"2":"0","3":1}' data-sheets-value='{"1":2,"2":"-"}' style="border-right:1px solid #000000;overflow:hidden;padding:0px 3px 0px 3px;vertical-align:bottom;text-align:center;">-</td> </tr> <tr style="height:20px;"> <td style="border-left:1px solid #000000;overflow:hidden;padding:0px 3px 0px 3px;vertical-align:bottom;font-weight:bold;"></td> <td data-sheets-value='{"1":2,"2":"Double-walled"}' style="overflow:hidden;padding:0px 3px 0px 3px;vertical-align:bottom;font-weight:bold;">Double-walled</td> <td data-sheets-value='{"1":2,"2":"Clear (H/H)"}' style="border-right:1px solid #000000;overflow:hidden;padding:0px 3px 0px 3px;vertical-align:bottom;font-weight:bold;">Clear (H/H)</td> <td data-sheets-numberformat='{"1":2,"2":"0.00","3":1}' data-sheets-value='{"1":3,"3":2.9}' style="overflow:hidden;padding:0px 3px 0px 3px;vertical-align:bottom;text-align:center;">2.90</td> <td data-sheets-numberformat='{"1":2,"2":"0","3":1}' data-sheets-value='{"1":3,"3":81}' style="overflow:hidden;padding:0px 3px 0px 3px;vertical-align:bottom;text-align:center;">81</td> <td data-sheets-numberformat='{"1":2,"2":"0","3":1}' data-sheets-value='{"1":3,"3":75}' style="overflow:hidden;padding:0px 3px 0px 3px;vertical-align:bottom;text-align:center;">75</td> <td data-sheets-numberformat='{"1":2,"2":"0","3":1}' data-sheets-value='{"1":3,"3":20}' style="border-right:1px solid #000000;overflow:hidden;padding:0px 3px 0px 3px;vertical-align:bottom;text-align:center;">20</td> </tr> <tr style="height:20px;"> <td style="border-left:1px solid #000000;overflow:hidden;padding:0px 3px 0px 3px;vertical-align:bottom;font-weight:bold;"></td> <td data-sheets-value='{"1":2,"2":"Double-walled"}' style="overflow:hidden;padding:0px 3px 0px 3px;vertical-align:bottom;font-weight:bold;">Double-walled</td> <td data-sheets-value='{"1":2,"2":"Opal (O/O)"}' style="border-right:1px solid #000000;overflow:hidden;padding:0px 3px 0px 3px;vertical-align:bottom;font-weight:bold;">Opal (O/O)</td> <td data-sheets-numberformat='{"1":2,"2":"0.00","3":1}' data-sheets-value='{"1":3,"3":2.9}' style="overflow:hidden;padding:0px 3px 0px 3px;vertical-align:bottom;text-align:center;">2.90</td> <td data-sheets-numberformat='{"1":2,"2":"0","3":1}' data-sheets-value='{"1":3,"3":69}' style="overflow:hidden;padding:0px 3px 0px 3px;vertical-align:bottom;text-align:center;">69</td> <td data-sheets-numberformat='{"1":2,"2":"0","3":1}' data-sheets-value='{"1":3,"3":58}' style="overflow:hidden;padding:0px 3px 0px 3px;vertical-align:bottom;text-align:center;">58</td> <td data-sheets-numberformat='{"1":2,"2":"0","3":1}' data-sheets-value='{"1":3,"3":20}' style="border-right:1px solid #000000;overflow:hidden;padding:0px 3px 0px 3px;vertical-align:bottom;text-align:center;">20</td> </tr> <tr style="height:20px;"> <td style="border-left:1px solid #000000;overflow:hidden;padding:0px 3px 0px 3px;vertical-align:bottom;font-weight:bold;"></td> <td data-sheets-value='{"1":2,"2":"Triple-walled"}' style="overflow:hidden;padding:0px 3px 0px 3px;vertical-align:bottom;font-weight:bold;">Triple-walled</td> <td data-sheets-value='{"1":2,"2":"Clear (H/H/H)"}' style="border-right:1px solid #000000;overflow:hidden;padding:0px 3px 0px 3px;vertical-align:bottom;font-weight:bold;">Clear (H/H/H)</td> <td data-sheets-numberformat='{"1":2,"2":"0.00","3":1}' data-sheets-value='{"1":3,"3":1.7}' style="overflow:hidden;padding:0px 3px 0px 3px;vertical-align:bottom;text-align:center;">1.70</td> <td data-sheets-numberformat='{"1":2,"2":"0","3":1}' data-sheets-value='{"1":3,"3":73}' style="overflow:hidden;padding:0px 3px 0px 3px;vertical-align:bottom;text-align:center;">73</td> <td data-sheets-numberformat='{"1":2,"2":"0","3":1}' data-sheets-value='{"1":3,"3":65}' style="overflow:hidden;padding:0px 3px 0px 3px;vertical-align:bottom;text-align:center;">65</td> <td data-sheets-numberformat='{"1":2,"2":"0","3":1}' data-sheets-value='{"1":3,"3":22}' style="border-right:1px solid #000000;overflow:hidden;padding:0px 3px 0px 3px;vertical-align:bottom;text-align:center;">22</td> </tr> <tr style="height:20px;"> <td style="border-left:1px solid #000000;overflow:hidden;padding:0px 3px 0px 3px;vertical-align:bottom;font-weight:bold;"></td> <td data-sheets-value='{"1":2,"2":"Triple-walled"}' style="overflow:hidden;padding:0px 3px 0px 3px;vertical-align:bottom;font-weight:bold;">Triple-walled</td> <td data-sheets-value='{"1":2,"2":"Opal (O/H/O)"}' style="border-right:1px solid #000000;overflow:hidden;padding:0px 3px 0px 3px;vertical-align:bottom;font-weight:bold;">Opal (O/H/O)</td> <td data-sheets-numberformat='{"1":2,"2":"0.00","3":1}' data-sheets-value='{"1":3,"3":1.7}' style="overflow:hidden;padding:0px 3px 0px 3px;vertical-align:bottom;text-align:center;">1.70</td> <td data-sheets-numberformat='{"1":2,"2":"0","3":1}' data-sheets-value='{"1":3,"3":62}' style="overflow:hidden;padding:0px 3px 0px 3px;vertical-align:bottom;text-align:center;">62</td> <td data-sheets-numberformat='{"1":2,"2":"0","3":1}' data-sheets-value='{"1":3,"3":51}' style="overflow:hidden;padding:0px 3px 0px 3px;vertical-align:bottom;text-align:center;">51</td> <td data-sheets-numberformat='{"1":2,"2":"0","3":1}' data-sheets-value='{"1":3,"3":22}' style="border-right:1px solid #000000;overflow:hidden;padding:0px 3px 0px 3px;vertical-align:bottom;text-align:center;">22</td> </tr> <tr style="height:20px;"> <td style="border-left:1px solid #000000;overflow:hidden;padding:0px 3px 0px 3px;vertical-align:bottom;font-weight:bold;"></td> <td data-sheets-value='{"1":2,"2":"Four-walled"}' style="overflow:hidden;padding:0px 3px 0px 3px;vertical-align:bottom;font-weight:bold;">Four-walled</td> <td data-sheets-value='{"1":2,"2":"Clear (H/H/H/H)"}' style="border-right:1px solid #000000;overflow:hidden;padding:0px 3px 0px 3px;vertical-align:bottom;font-weight:bold;">Clear (H/H/H/H)</td> <td data-sheets-numberformat='{"1":2,"2":"0.00","3":1}' data-sheets-value='{"1":3,"3":1.28}' style="overflow:hidden;padding:0px 3px 0px 3px;vertical-align:bottom;text-align:center;">1.28</td> <td data-sheets-numberformat='{"1":2,"2":"0","3":1}' data-sheets-value='{"1":3,"3":64}' style="overflow:hidden;padding:0px 3px 0px 3px;vertical-align:bottom;text-align:center;">64</td> <td data-sheets-numberformat='{"1":2,"2":"0","3":1}' data-sheets-value='{"1":3,"3":54}' style="overflow:hidden;padding:0px 3px 0px 3px;vertical-align:bottom;text-align:center;">54</td> <td data-sheets-numberformat='{"1":2,"2":"0","3":1}' data-sheets-value='{"1":3,"3":23}' style="border-right:1px solid #000000;overflow:hidden;padding:0px 3px 0px 3px;vertical-align:bottom;text-align:center;">23</td> </tr> <tr style="height:20px;"> <td style="border-bottom:1px solid #000000;border-left:1px solid #000000;overflow:hidden;padding:0px 3px 0px 3px;vertical-align:bottom;"></td> <td data-sheets-value='{"1":2,"2":"Four-walled"}' style="border-bottom:1px solid #000000;overflow:hidden;padding:0px 3px 0px 3px;vertical-align:bottom;font-weight:bold;">Four-walled</td> <td data-sheets-value='{"1":2,"2":"Opal (H/H/O/H)"}' style="border-right:1px solid #000000;border-bottom:1px solid #000000;overflow:hidden;padding:0px 3px 0px 3px;vertical-align:bottom;font-weight:bold;">Opal (H/H/O/H)</td> <td data-sheets-numberformat='{"1":2,"2":"0.00","3":1}' data-sheets-value='{"1":3,"3":1.28}' style="border-bottom:1px solid #000000;overflow:hidden;padding:0px 3px 0px 3px;vertical-align:bottom;text-align:center;">1.28</td> <td data-sheets-numberformat='{"1":2,"2":"0","3":1}' data-sheets-value='{"1":3,"3":59}' style="border-bottom:1px solid #000000;overflow:hidden;padding:0px 3px 0px 3px;vertical-align:bottom;text-align:center;">59</td> <td data-sheets-numberformat='{"1":2,"2":"0","3":1}' data-sheets-value='{"1":3,"3":48}' style="border-bottom:1px solid #000000;overflow:hidden;padding:0px 3px 0px 3px;vertical-align:bottom;text-align:center;">48</td> <td data-sheets-numberformat='{"1":2,"2":"0","3":1}' data-sheets-value='{"1":3,"3":23}' style="border-right:1px solid #000000;border-bottom:1px solid #000000;overflow:hidden;padding:0px 3px 0px 3px;vertical-align:bottom;text-align:center;">23</td> </tr> <tr style="height:20px;"> <td data-sheets-value='{"1":2,"2":"Polycarbonate "}' style="border-left:1px solid #000000;overflow:hidden;padding:0px 3px 0px 3px;vertical-align:bottom;font-weight:bold;">Polycarbonate </td> <td data-sheets-value='{"1":2,"2":"Single-walled"}' style="overflow:hidden;padding:0px 3px 0px 3px;vertical-align:bottom;font-weight:bold;">Single-walled</td> <td data-sheets-value='{"1":2,"2":"Clear (A)"}' style="border-right:1px solid #000000;overflow:hidden;padding:0px 3px 0px 3px;vertical-align:bottom;font-weight:bold;">Clear (A)</td> <td data-sheets-numberformat='{"1":2,"2":"0.00","3":1}' data-sheets-value='{"1":3,"3":5.17}' style="overflow:hidden;padding:0px 3px 0px 3px;vertical-align:bottom;text-align:center;">5.17</td> <td data-sheets-numberformat='{"1":2,"2":"0","3":1}' data-sheets-value='{"1":3,"3":88}' style="overflow:hidden;padding:0px 3px 0px 3px;vertical-align:bottom;text-align:center;">88</td> <td data-sheets-numberformat='{"1":2,"2":"0","3":1}' data-sheets-value='{"1":3,"3":83}' style="overflow:hidden;padding:0px 3px 0px 3px;vertical-align:bottom;text-align:center;">83</td> <td data-sheets-numberformat='{"1":2,"2":"0","3":1}' data-sheets-value='{"1":2,"2":"-"}' style="border-right:1px solid #000000;overflow:hidden;padding:0px 3px 0px 3px;vertical-align:bottom;text-align:center;">-</td> </tr> <tr style="height:20px;"> <td data-sheets-value='{"1":2,"2":"PC"}' style="border-left:1px solid #000000;overflow:hidden;padding:0px 3px 0px 3px;vertical-align:bottom;font-weight:bold;">PC</td> <td data-sheets-value='{"1":2,"2":"Single-walled"}' style="overflow:hidden;padding:0px 3px 0px 3px;vertical-align:bottom;font-weight:bold;">Single-walled</td> <td data-sheets-value='{"1":2,"2":"Opal (D)"}' style="border-right:1px solid #000000;overflow:hidden;padding:0px 3px 0px 3px;vertical-align:bottom;font-weight:bold;">Opal (D)</td> <td data-sheets-numberformat='{"1":2,"2":"0.00","3":1}' data-sheets-value='{"1":3,"3":5.17}' style="overflow:hidden;padding:0px 3px 0px 3px;vertical-align:bottom;text-align:center;">5.17</td> <td data-sheets-numberformat='{"1":2,"2":"0","3":1}' data-sheets-value='{"1":3,"3":58}' style="overflow:hidden;padding:0px 3px 0px 3px;vertical-align:bottom;text-align:center;">58</td> <td data-sheets-numberformat='{"1":2,"2":"0","3":1}' data-sheets-value='{"1":3,"3":60}' style="overflow:hidden;padding:0px 3px 0px 3px;vertical-align:bottom;text-align:center;">60</td> <td data-sheets-numberformat='{"1":2,"2":"0","3":1}' data-sheets-value='{"1":2,"2":"-"}' style="border-right:1px solid #000000;overflow:hidden;padding:0px 3px 0px 3px;vertical-align:bottom;text-align:center;">-</td> </tr> <tr style="height:20px;"> <td style="border-left:1px solid #000000;overflow:hidden;padding:0px 3px 0px 3px;vertical-align:bottom;font-weight:bold;"></td> <td data-sheets-value='{"1":2,"2":"Double-walled"}' style="overflow:hidden;padding:0px 3px 0px 3px;vertical-align:bottom;font-weight:bold;">Double-walled</td> <td data-sheets-value='{"1":2,"2":"Clear (A/H)"}' style="border-right:1px solid #000000;overflow:hidden;padding:0px 3px 0px 3px;vertical-align:bottom;font-weight:bold;">Clear (A/H)</td> <td data-sheets-numberformat='{"1":2,"2":"0.00","3":1}' data-sheets-value='{"1":3,"3":2.9}' style="overflow:hidden;padding:0px 3px 0px 3px;vertical-align:bottom;text-align:center;">2.90</td> <td data-sheets-numberformat='{"1":2,"2":"0","3":1}' data-sheets-value='{"1":3,"3":79}' style="overflow:hidden;padding:0px 3px 0px 3px;vertical-align:bottom;text-align:center;">79</td> <td data-sheets-numberformat='{"1":2,"2":"0","3":1}' data-sheets-value='{"1":3,"3":72}' style="overflow:hidden;padding:0px 3px 0px 3px;vertical-align:bottom;text-align:center;">72</td> <td data-sheets-numberformat='{"1":2,"2":"0","3":1}' data-sheets-value='{"1":3,"3":20}' style="border-right:1px solid #000000;overflow:hidden;padding:0px 3px 0px 3px;vertical-align:bottom;text-align:center;">20</td> </tr> <tr style="height:20px;"> <td style="border-left:1px solid #000000;overflow:hidden;padding:0px 3px 0px 3px;vertical-align:bottom;font-weight:bold;"></td> <td data-sheets-value='{"1":2,"2":"Double-walled"}' style="overflow:hidden;padding:0px 3px 0px 3px;vertical-align:bottom;font-weight:bold;">Double-walled</td> <td data-sheets-value='{"1":2,"2":"Clear (A/A)"}' style="border-right:1px solid #000000;overflow:hidden;padding:0px 3px 0px 3px;vertical-align:bottom;font-weight:bold;">Clear (A/A)</td> <td data-sheets-numberformat='{"1":2,"2":"0.00","3":1}' data-sheets-value='{"1":3,"3":2.9}' style="overflow:hidden;padding:0px 3px 0px 3px;vertical-align:bottom;text-align:center;">2.90</td> <td data-sheets-numberformat='{"1":2,"2":"0","3":1}' data-sheets-value='{"1":3,"3":77}' style="overflow:hidden;padding:0px 3px 0px 3px;vertical-align:bottom;text-align:center;">77</td> <td data-sheets-numberformat='{"1":2,"2":"0","3":1}' data-sheets-value='{"1":3,"3":69}' style="overflow:hidden;padding:0px 3px 0px 3px;vertical-align:bottom;text-align:center;">69</td> <td data-sheets-numberformat='{"1":2,"2":"0","3":1}' data-sheets-value='{"1":3,"3":20}' style="border-right:1px solid #000000;overflow:hidden;padding:0px 3px 0px 3px;vertical-align:bottom;text-align:center;">20</td> </tr> <tr style="height:20px;"> <td style="border-left:1px solid #000000;overflow:hidden;padding:0px 3px 0px 3px;vertical-align:bottom;font-weight:bold;"></td> <td data-sheets-value='{"1":2,"2":"Double-walled"}' style="overflow:hidden;padding:0px 3px 0px 3px;vertical-align:bottom;font-weight:bold;">Double-walled</td> <td data-sheets-value='{"1":2,"2":"Opal (A/O)"}' style="border-right:1px solid #000000;overflow:hidden;padding:0px 3px 0px 3px;vertical-align:bottom;font-weight:bold;">Opal (A/O)</td> <td data-sheets-numberformat='{"1":2,"2":"0.00","3":1}' data-sheets-value='{"1":3,"3":2.9}' style="overflow:hidden;padding:0px 3px 0px 3px;vertical-align:bottom;text-align:center;">2.90</td> <td data-sheets-numberformat='{"1":2,"2":"0","3":1}' data-sheets-value='{"1":3,"3":73}' style="overflow:hidden;padding:0px 3px 0px 3px;vertical-align:bottom;text-align:center;">73</td> <td data-sheets-numberformat='{"1":2,"2":"0","3":1}' data-sheets-value='{"1":3,"3":63}' style="overflow:hidden;padding:0px 3px 0px 3px;vertical-align:bottom;text-align:center;">63</td> <td data-sheets-numberformat='{"1":2,"2":"0","3":1}' data-sheets-value='{"1":3,"3":20}' style="border-right:1px solid #000000;overflow:hidden;padding:0px 3px 0px 3px;vertical-align:bottom;text-align:center;">20</td> </tr> <tr style="height:20px;"> <td style="border-left:1px solid #000000;overflow:hidden;padding:0px 3px 0px 3px;vertical-align:bottom;font-weight:bold;"></td> <td data-sheets-value='{"1":2,"2":"Double-walled"}' style="overflow:hidden;padding:0px 3px 0px 3px;vertical-align:bottom;font-weight:bold;">Double-walled</td> <td data-sheets-value='{"1":2,"2":"Opal (A/D)"}' style="border-right:1px solid #000000;overflow:hidden;padding:0px 3px 0px 3px;vertical-align:bottom;font-weight:bold;">Opal (A/D)</td> <td data-sheets-numberformat='{"1":2,"2":"0.00","3":1}' data-sheets-value='{"1":3,"3":2.9}' style="overflow:hidden;padding:0px 3px 0px 3px;vertical-align:bottom;text-align:center;">2.90</td> <td data-sheets-numberformat='{"1":2,"2":"0","3":1}' data-sheets-value='{"1":3,"3":51}' style="overflow:hidden;padding:0px 3px 0px 3px;vertical-align:bottom;text-align:center;">51</td> <td data-sheets-numberformat='{"1":2,"2":"0","3":1}' data-sheets-value='{"1":3,"3":50}' style="overflow:hidden;padding:0px 3px 0px 3px;vertical-align:bottom;text-align:center;">50</td> <td data-sheets-numberformat='{"1":2,"2":"0","3":1}' data-sheets-value='{"1":3,"3":20}' style="border-right:1px solid #000000;overflow:hidden;padding:0px 3px 0px 3px;vertical-align:bottom;text-align:center;">20</td> </tr> <tr style="height:20px;"> <td style="border-left:1px solid #000000;overflow:hidden;padding:0px 3px 0px 3px;vertical-align:bottom;font-weight:bold;"></td> <td data-sheets-value='{"1":2,"2":"Triple-walled"}' style="overflow:hidden;padding:0px 3px 0px 3px;vertical-align:bottom;font-weight:bold;">Triple-walled</td> <td data-sheets-value='{"1":2,"2":"Clear (A/H/H)"}' style="border-right:1px solid #000000;overflow:hidden;padding:0px 3px 0px 3px;vertical-align:bottom;font-weight:bold;">Clear (A/H/H)</td> <td data-sheets-numberformat='{"1":2,"2":"0.00","3":1}' data-sheets-value='{"1":3,"3":1.7}' style="overflow:hidden;padding:0px 3px 0px 3px;vertical-align:bottom;text-align:center;">1.70</td> <td data-sheets-numberformat='{"1":2,"2":"0","3":1}' data-sheets-value='{"1":3,"3":71}' style="overflow:hidden;padding:0px 3px 0px 3px;vertical-align:bottom;text-align:center;">71</td> <td data-sheets-numberformat='{"1":2,"2":"0","3":1}' data-sheets-value='{"1":3,"3":63}' style="overflow:hidden;padding:0px 3px 0px 3px;vertical-align:bottom;text-align:center;">63</td> <td data-sheets-numberformat='{"1":2,"2":"0","3":1}' data-sheets-value='{"1":3,"3":22}' style="border-right:1px solid #000000;overflow:hidden;padding:0px 3px 0px 3px;vertical-align:bottom;text-align:center;">22</td> </tr> <tr style="height:20px;"> <td style="border-left:1px solid #000000;overflow:hidden;padding:0px 3px 0px 3px;vertical-align:bottom;font-weight:bold;"></td> <td data-sheets-value='{"1":2,"2":"Triple-walled"}' style="overflow:hidden;padding:0px 3px 0px 3px;vertical-align:bottom;font-weight:bold;">Triple-walled</td> <td data-sheets-value='{"1":2,"2":"Opal (A/O/O)"}' style="border-right:1px solid #000000;overflow:hidden;padding:0px 3px 0px 3px;vertical-align:bottom;font-weight:bold;">Opal (A/O/O)</td> <td data-sheets-numberformat='{"1":2,"2":"0.00","3":1}' data-sheets-value='{"1":3,"3":1.7}' style="overflow:hidden;padding:0px 3px 0px 3px;vertical-align:bottom;text-align:center;">1.70</td> <td data-sheets-numberformat='{"1":2,"2":"0","3":1}' data-sheets-value='{"1":3,"3":61}' style="overflow:hidden;padding:0px 3px 0px 3px;vertical-align:bottom;text-align:center;">61</td> <td data-sheets-numberformat='{"1":2,"2":"0","3":1}' data-sheets-value='{"1":3,"3":48}' style="overflow:hidden;padding:0px 3px 0px 3px;vertical-align:bottom;text-align:center;">48</td> <td data-sheets-numberformat='{"1":2,"2":"0","3":1}' data-sheets-value='{"1":3,"3":22}' style="border-right:1px solid #000000;overflow:hidden;padding:0px 3px 0px 3px;vertical-align:bottom;text-align:center;">22</td> </tr> <tr style="height:20px;"> <td style="border-left:1px solid #000000;overflow:hidden;padding:0px 3px 0px 3px;vertical-align:bottom;font-weight:bold;"></td> <td data-sheets-value='{"1":2,"2":"Four-walled"}' style="overflow:hidden;padding:0px 3px 0px 3px;vertical-align:bottom;font-weight:bold;">Four-walled</td> <td data-sheets-value='{"1":2,"2":"Clear (A/H/H/H)"}' style="border-right:1px solid #000000;overflow:hidden;padding:0px 3px 0px 3px;vertical-align:bottom;font-weight:bold;">Clear (A/H/H/H)</td> <td data-sheets-numberformat='{"1":2,"2":"0.00","3":1}' data-sheets-value='{"1":3,"3":1.28}' style="overflow:hidden;padding:0px 3px 0px 3px;vertical-align:bottom;text-align:center;">1.28</td> <td data-sheets-numberformat='{"1":2,"2":"0","3":1}' data-sheets-value='{"1":3,"3":64}' style="overflow:hidden;padding:0px 3px 0px 3px;vertical-align:bottom;text-align:center;">64</td> <td data-sheets-numberformat='{"1":2,"2":"0","3":1}' data-sheets-value='{"1":3,"3":52}' style="overflow:hidden;padding:0px 3px 0px 3px;vertical-align:bottom;text-align:center;">52</td> <td data-sheets-numberformat='{"1":2,"2":"0","3":1}' data-sheets-value='{"1":3,"3":23}' style="border-right:1px solid #000000;overflow:hidden;padding:0px 3px 0px 3px;vertical-align:bottom;text-align:center;">23</td> </tr> <tr style="height:20px;"> <td style="border-bottom:1px solid #000000;border-left:1px solid #000000;overflow:hidden;padding:0px 3px 0px 3px;vertical-align:bottom;"></td> <td data-sheets-value='{"1":2,"2":"Four-walled"}' style="border-bottom:1px solid #000000;overflow:hidden;padding:0px 3px 0px 3px;vertical-align:bottom;font-weight:bold;">Four-walled</td> <td data-sheets-value='{"1":2,"2":"Opal (A/H/O/H)"}' style="border-right:1px solid #000000;border-bottom:1px solid #000000;overflow:hidden;padding:0px 3px 0px 3px;vertical-align:bottom;font-weight:bold;">Opal (A/H/O/H)</td> <td data-sheets-numberformat='{"1":2,"2":"0.00","3":1}' data-sheets-value='{"1":3,"3":1.28}' style="border-bottom:1px solid #000000;overflow:hidden;padding:0px 3px 0px 3px;vertical-align:bottom;text-align:center;">1.28</td> <td data-sheets-numberformat='{"1":2,"2":"0","3":1}' data-sheets-value='{"1":3,"3":59}' style="border-bottom:1px solid #000000;overflow:hidden;padding:0px 3px 0px 3px;vertical-align:bottom;text-align:center;">59</td> <td data-sheets-numberformat='{"1":2,"2":"0","3":1}' data-sheets-value='{"1":3,"3":46}' style="border-bottom:1px solid #000000;overflow:hidden;padding:0px 3px 0px 3px;vertical-align:bottom;text-align:center;">46</td> <td data-sheets-numberformat='{"1":2,"2":"0","3":1}' data-sheets-value='{"1":3,"3":23}' style="border-right:1px solid #000000;border-bottom:1px solid #000000;overflow:hidden;padding:0px 3px 0px 3px;vertical-align:bottom;text-align:center;">23</td> </tr> <tr style="height:20px;"> <td data-sheets-value='{"1":2,"2":"Polycarbonate"}' style="border-left:1px solid #000000;overflow:hidden;padding:0px 3px 0px 3px;vertical-align:bottom;font-weight:bold;">Polycarbonate</td> <td data-sheets-value='{"1":2,"2":"Single-walled"}' style="overflow:hidden;padding:0px 3px 0px 3px;vertical-align:bottom;font-weight:bold;">Single-walled</td> <td data-sheets-value='{"1":2,"2":"Heatstop Opal (T)"}' style="border-right:1px solid #000000;overflow:hidden;padding:0px 3px 0px 3px;vertical-align:bottom;font-weight:bold;">Heatstop Opal (T)</td> <td data-sheets-numberformat='{"1":2,"2":"0.00","3":1}' data-sheets-value='{"1":3,"3":5.17}' style="overflow:hidden;padding:0px 3px 0px 3px;vertical-align:bottom;text-align:center;">5.17</td> <td data-sheets-numberformat='{"1":2,"2":"0","3":1}' data-sheets-value='{"1":3,"3":49}' style="overflow:hidden;padding:0px 3px 0px 3px;vertical-align:bottom;text-align:center;">49</td> <td data-sheets-numberformat='{"1":2,"2":"0","3":1}' data-sheets-value='{"1":3,"3":59}' style="overflow:hidden;padding:0px 3px 0px 3px;vertical-align:bottom;text-align:center;">59</td> <td data-sheets-numberformat='{"1":2,"2":"0","3":1}' data-sheets-value='{"1":2,"2":"-"}' style="border-right:1px solid #000000;overflow:hidden;padding:0px 3px 0px 3px;vertical-align:bottom;text-align:center;">-</td> </tr> <tr style="height:20px;"> <td data-sheets-value='{"1":2,"2":"Heatstop PC"}' style="border-left:1px solid #000000;overflow:hidden;padding:0px 3px 0px 3px;vertical-align:bottom;font-weight:bold;">Heatstop PC</td> <td data-sheets-value='{"1":2,"2":"Double-walled"}' style="overflow:hidden;padding:0px 3px 0px 3px;vertical-align:bottom;font-weight:bold;">Double-walled</td> <td data-sheets-value='{"1":2,"2":"Clear (T/H)"}' style="border-right:1px solid #000000;overflow:hidden;padding:0px 3px 0px 3px;vertical-align:bottom;font-weight:bold;">Clear (T/H)</td> <td data-sheets-numberformat='{"1":2,"2":"0.00","3":1}' data-sheets-value='{"1":3,"3":2.9}' style="overflow:hidden;padding:0px 3px 0px 3px;vertical-align:bottom;text-align:center;">2.90</td> <td data-sheets-numberformat='{"1":2,"2":"0","3":1}' data-sheets-value='{"1":3,"3":44}' style="overflow:hidden;padding:0px 3px 0px 3px;vertical-align:bottom;text-align:center;">44</td> <td data-sheets-numberformat='{"1":2,"2":"0","3":1}' data-sheets-value='{"1":3,"3":51}' style="overflow:hidden;padding:0px 3px 0px 3px;vertical-align:bottom;text-align:center;">51</td> <td data-sheets-numberformat='{"1":2,"2":"0","3":1}' data-sheets-value='{"1":3,"3":20}' style="border-right:1px solid #000000;overflow:hidden;padding:0px 3px 0px 3px;vertical-align:bottom;text-align:center;">20</td> </tr> <tr style="height:20px;"> <td style="border-left:1px solid #000000;overflow:hidden;padding:0px 3px 0px 3px;vertical-align:bottom;font-weight:bold;"></td> <td data-sheets-value='{"1":2,"2":"Double-walled"}' style="overflow:hidden;padding:0px 3px 0px 3px;vertical-align:bottom;font-weight:bold;">Double-walled</td> <td data-sheets-value='{"1":2,"2":"Opal (T/O)"}' style="border-right:1px solid #000000;overflow:hidden;padding:0px 3px 0px 3px;vertical-align:bottom;font-weight:bold;">Opal (T/O)</td> <td data-sheets-numberformat='{"1":2,"2":"0.00","3":1}' data-sheets-value='{"1":3,"3":2.9}' style="overflow:hidden;padding:0px 3px 0px 3px;vertical-align:bottom;text-align:center;">2.90</td> <td data-sheets-numberformat='{"1":2,"2":"0","3":1}' data-sheets-value='{"1":3,"3":41}' style="overflow:hidden;padding:0px 3px 0px 3px;vertical-align:bottom;text-align:center;">41</td> <td data-sheets-numberformat='{"1":2,"2":"0","3":1}' data-sheets-value='{"1":3,"3":45}' style="overflow:hidden;padding:0px 3px 0px 3px;vertical-align:bottom;text-align:center;">45</td> <td data-sheets-numberformat='{"1":2,"2":"0","3":1}' data-sheets-value='{"1":3,"3":20}' style="border-right:1px solid #000000;overflow:hidden;padding:0px 3px 0px 3px;vertical-align:bottom;text-align:center;">20</td> </tr> <tr style="height:20px;"> <td style="border-left:1px solid #000000;overflow:hidden;padding:0px 3px 0px 3px;vertical-align:bottom;font-weight:bold;"></td> <td data-sheets-value='{"1":2,"2":"Triple-walled"}' style="overflow:hidden; | skylux-160-ce-met-koepel-en-pvc-opstand-16-00-met-lm-motor-en-windvang-1000-x-2000-mm | 8586028450125 | 46872341578061
Smoke and heat exhaust (SHEV) | SHE system | Skylux | Skylux 160° CE with skylight and PVC curb 16/00 with LM-actuator and spoiler 1000 x 2200 mm |  | 32647 | 5412970326472 | 4837.6 | Yes | 30-45 | 78.07 | 1000 x 2200 mm | 2200 | 1000 |  | PVC 16/00 (16 cm high & roof opening = daylight size) | Rectangular | 5.17 W/m²K - 1.28 W/m²K | 87% - 32% | 90% - 32% | 20dB - 23dB | 160° CE (for industry) | skylight | with spoiler | E | Single actuator | Maximum four-walled skylight possible for this product | Ut-value LT-value g-value Rw-value EN 1873 : 2014 EN ISO 13468 EN 16153 EN 410 EN 410 EN ISO 140-3 Material Walls Shells (W/m²K) (%) (%) (dB) Acrylic Single-walled Clear (H) 5.17 90 87 - PMMA Single-walled Opal (O) 5.17 83 76 - Double-walled Clear (H/H) 2.90 81 75 20 Double-walled Opal (O/O) 2.90 69 58 20 Triple-walled Clear (H/H/H) 1.70 73 65 22 Triple-walled Opal (O/H/O) 1.70 62 51 22 Four-walled Clear (H/H/H/H) 1.28 64 54 23 Four-walled Opal (H/H/O/H) 1.28 59 48 23 Polycarbonate Single-walled Clear (A) 5.17 88 83 - PC Single-walled Opal (D) 5.17 58 60 - Double-walled Clear (A/H) 2.90 79 72 20 Double-walled Clear (A/A) 2.90 77 69 20 Double-walled Opal (A/O) 2.90 73 63 20 Double-walled Opal (A/D) 2.90 51 50 20 Triple-walled Clear (A/H/H) 1.70 71 63 22 Triple-walled Opal (A/O/O) 1.70 61 48 22 Four-walled Clear (A/H/H/H) 1.28 64 52 23 Four-walled Opal (A/H/O/H) 1.28 59 46 23 Polycarbonate Single-walled Heatstop Opal (T) 5.17 49 59 - Heatstop PC Double-walled Clear (T/H) 2.90 44 51 20 Double-walled Opal (T/O) 2.90 41 45 20 Triple-walled Clear (T/H/H) 1.70 40 <td data-sheets-numberformat='{"1":2,"2":"0","3":1}' data-sheets-value='{"1":3,"3":44}' style="overflow:hidden;paddin | https://skylux.eu/en/products/skylux-160-ce-met-koepel-en-pvc-opstand-16-00-met-lm-motor-en-windvang-1000-x-2200-mm | https://skylux.eu/cdn/shop/files/Skylux-160deg-CE-met-koepel-en-pvc-opstand-1600-met-LM-motor-en-windvang-1000-x-2200-mm-RWA-systeem.jpg?v=1702980175&width=1600 | https://skylux.eu/cdn/shop/files/e5a82811-1bb0-48e4-a776-cacb59c7c092_a2db0cda-f473-4449-856a-98d4d9456f86.jpg?v=1688551068&width=1600 | //skylux.eu/cdn/shop/files/E_MH_Mounting_instructions_Skylux_160_CE_LM.pdf?v=12406716259046007223 | //skylux.eu/cdn/shop/files/E_TD_Technical_File_Skylux_Skylux_160_CE_Electric.pdf?v=3667116872303399239 | <style type="text/css" id="isPasted"> <!--td { border: 1px solid #cccccc; } br { mso-data-placement: same-cell; } --> </style> <table border="1" cellpadding="0" cellspacing="0" dir="ltr" style="table-layout:fixed;font-size:10pt;font-family:Arial;border-collapse:collapse;border:none;"><tbody> <tr style="height:20px;"> <td style="overflow:hidden;padding:0px 3px 0px 3px;vertical-align:bottom;"></td> <td style="overflow:hidden;padding:0px 3px 0px 3px;vertical-align:bottom;"></td> <td style="overflow:hidden;padding:0px 3px 0px 3px;vertical-align:bottom;"></td> <td data-sheets-value='{"1":2,"2":"Ut-value"}' style="overflow:hidden;padding:0px 3px 0px 3px;vertical-align:bottom;font-weight:bold;text-align:center;">Ut-value</td> <td data-sheets-value='{"1":2,"2":"LT-value"}' style="overflow:hidden;padding:0px 3px 0px 3px;vertical-align:bottom;font-weight:bold;text-align:center;">LT-value</td> <td data-sheets-value='{"1":2,"2":"g-value"}' style="overflow:hidden;padding:0px 3px 0px 3px;vertical-align:bottom;font-weight:bold;text-align:center;">g-value</td> <td data-sheets-value='{"1":2,"2":"Rw-value "}' style="overflow:hidden;padding:0px 3px 0px 3px;vertical-align:bottom;font-weight:bold;text-align:center;">Rw-value </td> </tr> <tr style="height:20px;"> <td style="overflow:hidden;padding:0px 3px 0px 3px;vertical-align:bottom;"></td> <td style="overflow:hidden;padding:0px 3px 0px 3px;vertical-align:bottom;"></td> <td style="overflow:hidden;padding:0px 3px 0px 3px;vertical-align:bottom;"></td> <td data-sheets-numberformat='{"1":2,"2":"0.00","3":1}' data-sheets-value='{"1":2,"2":"EN 1873 : 2014"}' style="overflow:hidden;padding:0px 3px 0px 3px;vertical-align:bottom;text-align:center;">EN 1873 : 2014</td> <td data-sheets-numberformat='{"1":2,"2":"0","3":1}' data-sheets-value='{"1":2,"2":"EN ISO 13468 EN 16153 EN 410"}' style="overflow:hidden;padding:0px 3px 0px 3px;vertical-align:bottom;text-align:center;">EN ISO 13468 EN 16153 EN 410</td> <td data-sheets-numberformat='{"1":2,"2":"0","3":1}' data-sheets-value='{"1":2,"2":"EN 410"}' style="overflow:hidden;padding:0px 3px 0px 3px;vertical-align:bottom;text-align:center;">EN 410</td> <td data-sheets-value='{"1":2,"2":"EN ISO 140-3\t\t"}' style="overflow:hidden;padding:0px 3px 0px 3px;vertical-align:bottom;text-align:center;">EN ISO 140-3 </td> </tr> <tr style="height:20px;"> <td data-sheets-value='{"1":2,"2":"Material"}' style="border-bottom:1px solid #000000;overflow:hidden;padding:0px 3px 0px 3px;vertical-align:bottom;background-color:#000000;font-weight:bold;color:#ffffff;">Material</td> <td data-sheets-value='{"1":2,"2":"Walls"}' style="border-bottom:1px solid #000000;overflow:hidden;padding:0px 3px 0px 3px;vertical-align:bottom;background-color:#000000;font-weight:bold;color:#ffffff;">Walls</td> <td data-sheets-value='{"1":2,"2":"Shells"}' style="border-bottom:1px solid #000000;overflow:hidden;padding:0px 3px 0px 3px;vertical-align:bottom;background-color:#000000;font-weight:bold;color:#ffffff;">Shells</td> <td data-sheets-numberformat='{"1":2,"2":"0.00","3":1}' data-sheets-value='{"1":2,"2":"(W/m²K)\t"}' style="border-bottom:1px solid #000000;overflow:hidden;padding:0px 3px 0px 3px;vertical-align:bottom;background-color:#000000;font-weight:bold;color:#ffffff;text-align:center;">(W/m²K) </td> <td data-sheets-numberformat='{"1":2,"2":"0","3":1}' data-sheets-value='{"1":2,"2":"(%)"}' style="border-bottom:1px solid #000000;overflow:hidden;padding:0px 3px 0px 3px;vertical-align:bottom;background-color:#000000;font-weight:bold;color:#ffffff;text-align:center;">(%)</td> <td data-sheets-numberformat='{"1":2,"2":"0","3":1}' data-sheets-value='{"1":2,"2":"(%)"}' style="border-bottom:1px solid #000000;overflow:hidden;padding:0px 3px 0px 3px;vertical-align:bottom;background-color:#000000;font-weight:bold;color:#ffffff;text-align:center;">(%)</td> <td data-sheets-value='{"1":2,"2":"(dB)"}' style="border-bottom:1px solid #000000;overflow:hidden;padding:0px 3px 0px 3px;vertical-align:bottom;background-color:#000000;font-weight:bold;color:#ffffff;text-align:center;">(dB)</td> </tr> <tr style="height:20px;"> <td data-sheets-value='{"1":2,"2":"Acrylic"}' style="border-left:1px solid #000000;overflow:hidden;padding:0px 3px 0px 3px;vertical-align:bottom;font-weight:bold;">Acrylic</td> <td data-sheets-value='{"1":2,"2":"Single-walled"}' style="overflow:hidden;padding:0px 3px 0px 3px;vertical-align:bottom;font-weight:bold;">Single-walled</td> <td data-sheets-value='{"1":2,"2":"Clear (H)"}' style="border-right:1px solid #000000;overflow:hidden;padding:0px 3px 0px 3px;vertical-align:bottom;font-weight:bold;">Clear (H)</td> <td data-sheets-numberformat='{"1":2,"2":"0.00","3":1}' data-sheets-value='{"1":3,"3":5.17}' style="overflow:hidden;padding:0px 3px 0px 3px;vertical-align:bottom;text-align:center;">5.17</td> <td data-sheets-numberformat='{"1":2,"2":"0","3":1}' data-sheets-value='{"1":3,"3":90}' style="overflow:hidden;padding:0px 3px 0px 3px;vertical-align:bottom;text-align:center;">90</td> <td data-sheets-numberformat='{"1":2,"2":"0","3":1}' data-sheets-value='{"1":3,"3":87}' style="overflow:hidden;padding:0px 3px 0px 3px;vertical-align:bottom;text-align:center;">87</td> <td data-sheets-numberformat='{"1":2,"2":"0","3":1}' data-sheets-value='{"1":2,"2":"-"}' style="border-right:1px solid #000000;overflow:hidden;padding:0px 3px 0px 3px;vertical-align:bottom;text-align:center;">-</td> </tr> <tr style="height:20px;"> <td data-sheets-value='{"1":2,"2":"PMMA"}' style="border-left:1px solid #000000;overflow:hidden;padding:0px 3px 0px 3px;vertical-align:bottom;font-weight:bold;">PMMA</td> <td data-sheets-value='{"1":2,"2":"Single-walled"}' style="overflow:hidden;padding:0px 3px 0px 3px;vertical-align:bottom;font-weight:bold;">Single-walled</td> <td data-sheets-value='{"1":2,"2":"Opal (O)"}' style="border-right:1px solid #000000;overflow:hidden;padding:0px 3px 0px 3px;vertical-align:bottom;font-weight:bold;">Opal (O)</td> <td data-sheets-numberformat='{"1":2,"2":"0.00","3":1}' data-sheets-value='{"1":3,"3":5.17}' style="overflow:hidden;padding:0px 3px 0px 3px;vertical-align:bottom;text-align:center;">5.17</td> <td data-sheets-numberformat='{"1":2,"2":"0","3":1}' data-sheets-value='{"1":3,"3":83}' style="overflow:hidden;padding:0px 3px 0px 3px;vertical-align:bottom;text-align:center;">83</td> <td data-sheets-numberformat='{"1":2,"2":"0","3":1}' data-sheets-value='{"1":3,"3":76}' style="overflow:hidden;padding:0px 3px 0px 3px;vertical-align:bottom;text-align:center;">76</td> <td data-sheets-numberformat='{"1":2,"2":"0","3":1}' data-sheets-value='{"1":2,"2":"-"}' style="border-right:1px solid #000000;overflow:hidden;padding:0px 3px 0px 3px;vertical-align:bottom;text-align:center;">-</td> </tr> <tr style="height:20px;"> <td style="border-left:1px solid #000000;overflow:hidden;padding:0px 3px 0px 3px;vertical-align:bottom;font-weight:bold;"></td> <td data-sheets-value='{"1":2,"2":"Double-walled"}' style="overflow:hidden;padding:0px 3px 0px 3px;vertical-align:bottom;font-weight:bold;">Double-walled</td> <td data-sheets-value='{"1":2,"2":"Clear (H/H)"}' style="border-right:1px solid #000000;overflow:hidden;padding:0px 3px 0px 3px;vertical-align:bottom;font-weight:bold;">Clear (H/H)</td> <td data-sheets-numberformat='{"1":2,"2":"0.00","3":1}' data-sheets-value='{"1":3,"3":2.9}' style="overflow:hidden;padding:0px 3px 0px 3px;vertical-align:bottom;text-align:center;">2.90</td> <td data-sheets-numberformat='{"1":2,"2":"0","3":1}' data-sheets-value='{"1":3,"3":81}' style="overflow:hidden;padding:0px 3px 0px 3px;vertical-align:bottom;text-align:center;">81</td> <td data-sheets-numberformat='{"1":2,"2":"0","3":1}' data-sheets-value='{"1":3,"3":75}' style="overflow:hidden;padding:0px 3px 0px 3px;vertical-align:bottom;text-align:center;">75</td> <td data-sheets-numberformat='{"1":2,"2":"0","3":1}' data-sheets-value='{"1":3,"3":20}' style="border-right:1px solid #000000;overflow:hidden;padding:0px 3px 0px 3px;vertical-align:bottom;text-align:center;">20</td> </tr> <tr style="height:20px;"> <td style="border-left:1px solid #000000;overflow:hidden;padding:0px 3px 0px 3px;vertical-align:bottom;font-weight:bold;"></td> <td data-sheets-value='{"1":2,"2":"Double-walled"}' style="overflow:hidden;padding:0px 3px 0px 3px;vertical-align:bottom;font-weight:bold;">Double-walled</td> <td data-sheets-value='{"1":2,"2":"Opal (O/O)"}' style="border-right:1px solid #000000;overflow:hidden;padding:0px 3px 0px 3px;vertical-align:bottom;font-weight:bold;">Opal (O/O)</td> <td data-sheets-numberformat='{"1":2,"2":"0.00","3":1}' data-sheets-value='{"1":3,"3":2.9}' style="overflow:hidden;padding:0px 3px 0px 3px;vertical-align:bottom;text-align:center;">2.90</td> <td data-sheets-numberformat='{"1":2,"2":"0","3":1}' data-sheets-value='{"1":3,"3":69}' style="overflow:hidden;padding:0px 3px 0px 3px;vertical-align:bottom;text-align:center;">69</td> <td data-sheets-numberformat='{"1":2,"2":"0","3":1}' data-sheets-value='{"1":3,"3":58}' style="overflow:hidden;padding:0px 3px 0px 3px;vertical-align:bottom;text-align:center;">58</td> <td data-sheets-numberformat='{"1":2,"2":"0","3":1}' data-sheets-value='{"1":3,"3":20}' style="border-right:1px solid #000000;overflow:hidden;padding:0px 3px 0px 3px;vertical-align:bottom;text-align:center;">20</td> </tr> <tr style="height:20px;"> <td style="border-left:1px solid #000000;overflow:hidden;padding:0px 3px 0px 3px;vertical-align:bottom;font-weight:bold;"></td> <td data-sheets-value='{"1":2,"2":"Triple-walled"}' style="overflow:hidden;padding:0px 3px 0px 3px;vertical-align:bottom;font-weight:bold;">Triple-walled</td> <td data-sheets-value='{"1":2,"2":"Clear (H/H/H)"}' style="border-right:1px solid #000000;overflow:hidden;padding:0px 3px 0px 3px;vertical-align:bottom;font-weight:bold;">Clear (H/H/H)</td> <td data-sheets-numberformat='{"1":2,"2":"0.00","3":1}' data-sheets-value='{"1":3,"3":1.7}' style="overflow:hidden;padding:0px 3px 0px 3px;vertical-align:bottom;text-align:center;">1.70</td> <td data-sheets-numberformat='{"1":2,"2":"0","3":1}' data-sheets-value='{"1":3,"3":73}' style="overflow:hidden;padding:0px 3px 0px 3px;vertical-align:bottom;text-align:center;">73</td> <td data-sheets-numberformat='{"1":2,"2":"0","3":1}' data-sheets-value='{"1":3,"3":65}' style="overflow:hidden;padding:0px 3px 0px 3px;vertical-align:bottom;text-align:center;">65</td> <td data-sheets-numberformat='{"1":2,"2":"0","3":1}' data-sheets-value='{"1":3,"3":22}' style="border-right:1px solid #000000;overflow:hidden;padding:0px 3px 0px 3px;vertical-align:bottom;text-align:center;">22</td> </tr> <tr style="height:20px;"> <td style="border-left:1px solid #000000;overflow:hidden;padding:0px 3px 0px 3px;vertical-align:bottom;font-weight:bold;"></td> <td data-sheets-value='{"1":2,"2":"Triple-walled"}' style="overflow:hidden;padding:0px 3px 0px 3px;vertical-align:bottom;font-weight:bold;">Triple-walled</td> <td data-sheets-value='{"1":2,"2":"Opal (O/H/O)"}' style="border-right:1px solid #000000;overflow:hidden;padding:0px 3px 0px 3px;vertical-align:bottom;font-weight:bold;">Opal (O/H/O)</td> <td data-sheets-numberformat='{"1":2,"2":"0.00","3":1}' data-sheets-value='{"1":3,"3":1.7}' style="overflow:hidden;padding:0px 3px 0px 3px;vertical-align:bottom;text-align:center;">1.70</td> <td data-sheets-numberformat='{"1":2,"2":"0","3":1}' data-sheets-value='{"1":3,"3":62}' style="overflow:hidden;padding:0px 3px 0px 3px;vertical-align:bottom;text-align:center;">62</td> <td data-sheets-numberformat='{"1":2,"2":"0","3":1}' data-sheets-value='{"1":3,"3":51}' style="overflow:hidden;padding:0px 3px 0px 3px;vertical-align:bottom;text-align:center;">51</td> <td data-sheets-numberformat='{"1":2,"2":"0","3":1}' data-sheets-value='{"1":3,"3":22}' style="border-right:1px solid #000000;overflow:hidden;padding:0px 3px 0px 3px;vertical-align:bottom;text-align:center;">22</td> </tr> <tr style="height:20px;"> <td style="border-left:1px solid #000000;overflow:hidden;padding:0px 3px 0px 3px;vertical-align:bottom;font-weight:bold;"></td> <td data-sheets-value='{"1":2,"2":"Four-walled"}' style="overflow:hidden;padding:0px 3px 0px 3px;vertical-align:bottom;font-weight:bold;">Four-walled</td> <td data-sheets-value='{"1":2,"2":"Clear (H/H/H/H)"}' style="border-right:1px solid #000000;overflow:hidden;padding:0px 3px 0px 3px;vertical-align:bottom;font-weight:bold;">Clear (H/H/H/H)</td> <td data-sheets-numberformat='{"1":2,"2":"0.00","3":1}' data-sheets-value='{"1":3,"3":1.28}' style="overflow:hidden;padding:0px 3px 0px 3px;vertical-align:bottom;text-align:center;">1.28</td> <td data-sheets-numberformat='{"1":2,"2":"0","3":1}' data-sheets-value='{"1":3,"3":64}' style="overflow:hidden;padding:0px 3px 0px 3px;vertical-align:bottom;text-align:center;">64</td> <td data-sheets-numberformat='{"1":2,"2":"0","3":1}' data-sheets-value='{"1":3,"3":54}' style="overflow:hidden;padding:0px 3px 0px 3px;vertical-align:bottom;text-align:center;">54</td> <td data-sheets-numberformat='{"1":2,"2":"0","3":1}' data-sheets-value='{"1":3,"3":23}' style="border-right:1px solid #000000;overflow:hidden;padding:0px 3px 0px 3px;vertical-align:bottom;text-align:center;">23</td> </tr> <tr style="height:20px;"> <td style="border-bottom:1px solid #000000;border-left:1px solid #000000;overflow:hidden;padding:0px 3px 0px 3px;vertical-align:bottom;"></td> <td data-sheets-value='{"1":2,"2":"Four-walled"}' style="border-bottom:1px solid #000000;overflow:hidden;padding:0px 3px 0px 3px;vertical-align:bottom;font-weight:bold;">Four-walled</td> <td data-sheets-value='{"1":2,"2":"Opal (H/H/O/H)"}' style="border-right:1px solid #000000;border-bottom:1px solid #000000;overflow:hidden;padding:0px 3px 0px 3px;vertical-align:bottom;font-weight:bold;">Opal (H/H/O/H)</td> <td data-sheets-numberformat='{"1":2,"2":"0.00","3":1}' data-sheets-value='{"1":3,"3":1.28}' style="border-bottom:1px solid #000000;overflow:hidden;padding:0px 3px 0px 3px;vertical-align:bottom;text-align:center;">1.28</td> <td data-sheets-numberformat='{"1":2,"2":"0","3":1}' data-sheets-value='{"1":3,"3":59}' style="border-bottom:1px solid #000000;overflow:hidden;padding:0px 3px 0px 3px;vertical-align:bottom;text-align:center;">59</td> <td data-sheets-numberformat='{"1":2,"2":"0","3":1}' data-sheets-value='{"1":3,"3":48}' style="border-bottom:1px solid #000000;overflow:hidden;padding:0px 3px 0px 3px;vertical-align:bottom;text-align:center;">48</td> <td data-sheets-numberformat='{"1":2,"2":"0","3":1}' data-sheets-value='{"1":3,"3":23}' style="border-right:1px solid #000000;border-bottom:1px solid #000000;overflow:hidden;padding:0px 3px 0px 3px;vertical-align:bottom;text-align:center;">23</td> </tr> <tr style="height:20px;"> <td data-sheets-value='{"1":2,"2":"Polycarbonate "}' style="border-left:1px solid #000000;overflow:hidden;padding:0px 3px 0px 3px;vertical-align:bottom;font-weight:bold;">Polycarbonate </td> <td data-sheets-value='{"1":2,"2":"Single-walled"}' style="overflow:hidden;padding:0px 3px 0px 3px;vertical-align:bottom;font-weight:bold;">Single-walled</td> <td data-sheets-value='{"1":2,"2":"Clear (A)"}' style="border-right:1px solid #000000;overflow:hidden;padding:0px 3px 0px 3px;vertical-align:bottom;font-weight:bold;">Clear (A)</td> <td data-sheets-numberformat='{"1":2,"2":"0.00","3":1}' data-sheets-value='{"1":3,"3":5.17}' style="overflow:hidden;padding:0px 3px 0px 3px;vertical-align:bottom;text-align:center;">5.17</td> <td data-sheets-numberformat='{"1":2,"2":"0","3":1}' data-sheets-value='{"1":3,"3":88}' style="overflow:hidden;padding:0px 3px 0px 3px;vertical-align:bottom;text-align:center;">88</td> <td data-sheets-numberformat='{"1":2,"2":"0","3":1}' data-sheets-value='{"1":3,"3":83}' style="overflow:hidden;padding:0px 3px 0px 3px;vertical-align:bottom;text-align:center;">83</td> <td data-sheets-numberformat='{"1":2,"2":"0","3":1}' data-sheets-value='{"1":2,"2":"-"}' style="border-right:1px solid #000000;overflow:hidden;padding:0px 3px 0px 3px;vertical-align:bottom;text-align:center;">-</td> </tr> <tr style="height:20px;"> <td data-sheets-value='{"1":2,"2":"PC"}' style="border-left:1px solid #000000;overflow:hidden;padding:0px 3px 0px 3px;vertical-align:bottom;font-weight:bold;">PC</td> <td data-sheets-value='{"1":2,"2":"Single-walled"}' style="overflow:hidden;padding:0px 3px 0px 3px;vertical-align:bottom;font-weight:bold;">Single-walled</td> <td data-sheets-value='{"1":2,"2":"Opal (D)"}' style="border-right:1px solid #000000;overflow:hidden;padding:0px 3px 0px 3px;vertical-align:bottom;font-weight:bold;">Opal (D)</td> <td data-sheets-numberformat='{"1":2,"2":"0.00","3":1}' data-sheets-value='{"1":3,"3":5.17}' style="overflow:hidden;padding:0px 3px 0px 3px;vertical-align:bottom;text-align:center;">5.17</td> <td data-sheets-numberformat='{"1":2,"2":"0","3":1}' data-sheets-value='{"1":3,"3":58}' style="overflow:hidden;padding:0px 3px 0px 3px;vertical-align:bottom;text-align:center;">58</td> <td data-sheets-numberformat='{"1":2,"2":"0","3":1}' data-sheets-value='{"1":3,"3":60}' style="overflow:hidden;padding:0px 3px 0px 3px;vertical-align:bottom;text-align:center;">60</td> <td data-sheets-numberformat='{"1":2,"2":"0","3":1}' data-sheets-value='{"1":2,"2":"-"}' style="border-right:1px solid #000000;overflow:hidden;padding:0px 3px 0px 3px;vertical-align:bottom;text-align:center;">-</td> </tr> <tr style="height:20px;"> <td style="border-left:1px solid #000000;overflow:hidden;padding:0px 3px 0px 3px;vertical-align:bottom;font-weight:bold;"></td> <td data-sheets-value='{"1":2,"2":"Double-walled"}' style="overflow:hidden;padding:0px 3px 0px 3px;vertical-align:bottom;font-weight:bold;">Double-walled</td> <td data-sheets-value='{"1":2,"2":"Clear (A/H)"}' style="border-right:1px solid #000000;overflow:hidden;padding:0px 3px 0px 3px;vertical-align:bottom;font-weight:bold;">Clear (A/H)</td> <td data-sheets-numberformat='{"1":2,"2":"0.00","3":1}' data-sheets-value='{"1":3,"3":2.9}' style="overflow:hidden;padding:0px 3px 0px 3px;vertical-align:bottom;text-align:center;">2.90</td> <td data-sheets-numberformat='{"1":2,"2":"0","3":1}' data-sheets-value='{"1":3,"3":79}' style="overflow:hidden;padding:0px 3px 0px 3px;vertical-align:bottom;text-align:center;">79</td> <td data-sheets-numberformat='{"1":2,"2":"0","3":1}' data-sheets-value='{"1":3,"3":72}' style="overflow:hidden;padding:0px 3px 0px 3px;vertical-align:bottom;text-align:center;">72</td> <td data-sheets-numberformat='{"1":2,"2":"0","3":1}' data-sheets-value='{"1":3,"3":20}' style="border-right:1px solid #000000;overflow:hidden;padding:0px 3px 0px 3px;vertical-align:bottom;text-align:center;">20</td> </tr> <tr style="height:20px;"> <td style="border-left:1px solid #000000;overflow:hidden;padding:0px 3px 0px 3px;vertical-align:bottom;font-weight:bold;"></td> <td data-sheets-value='{"1":2,"2":"Double-walled"}' style="overflow:hidden;padding:0px 3px 0px 3px;vertical-align:bottom;font-weight:bold;">Double-walled</td> <td data-sheets-value='{"1":2,"2":"Clear (A/A)"}' style="border-right:1px solid #000000;overflow:hidden;padding:0px 3px 0px 3px;vertical-align:bottom;font-weight:bold;">Clear (A/A)</td> <td data-sheets-numberformat='{"1":2,"2":"0.00","3":1}' data-sheets-value='{"1":3,"3":2.9}' style="overflow:hidden;padding:0px 3px 0px 3px;vertical-align:bottom;text-align:center;">2.90</td> <td data-sheets-numberformat='{"1":2,"2":"0","3":1}' data-sheets-value='{"1":3,"3":77}' style="overflow:hidden;padding:0px 3px 0px 3px;vertical-align:bottom;text-align:center;">77</td> <td data-sheets-numberformat='{"1":2,"2":"0","3":1}' data-sheets-value='{"1":3,"3":69}' style="overflow:hidden;padding:0px 3px 0px 3px;vertical-align:bottom;text-align:center;">69</td> <td data-sheets-numberformat='{"1":2,"2":"0","3":1}' data-sheets-value='{"1":3,"3":20}' style="border-right:1px solid #000000;overflow:hidden;padding:0px 3px 0px 3px;vertical-align:bottom;text-align:center;">20</td> </tr> <tr style="height:20px;"> <td style="border-left:1px solid #000000;overflow:hidden;padding:0px 3px 0px 3px;vertical-align:bottom;font-weight:bold;"></td> <td data-sheets-value='{"1":2,"2":"Double-walled"}' style="overflow:hidden;padding:0px 3px 0px 3px;vertical-align:bottom;font-weight:bold;">Double-walled</td> <td data-sheets-value='{"1":2,"2":"Opal (A/O)"}' style="border-right:1px solid #000000;overflow:hidden;padding:0px 3px 0px 3px;vertical-align:bottom;font-weight:bold;">Opal (A/O)</td> <td data-sheets-numberformat='{"1":2,"2":"0.00","3":1}' data-sheets-value='{"1":3,"3":2.9}' style="overflow:hidden;padding:0px 3px 0px 3px;vertical-align:bottom;text-align:center;">2.90</td> <td data-sheets-numberformat='{"1":2,"2":"0","3":1}' data-sheets-value='{"1":3,"3":73}' style="overflow:hidden;padding:0px 3px 0px 3px;vertical-align:bottom;text-align:center;">73</td> <td data-sheets-numberformat='{"1":2,"2":"0","3":1}' data-sheets-value='{"1":3,"3":63}' style="overflow:hidden;padding:0px 3px 0px 3px;vertical-align:bottom;text-align:center;">63</td> <td data-sheets-numberformat='{"1":2,"2":"0","3":1}' data-sheets-value='{"1":3,"3":20}' style="border-right:1px solid #000000;overflow:hidden;padding:0px 3px 0px 3px;vertical-align:bottom;text-align:center;">20</td> </tr> <tr style="height:20px;"> <td style="border-left:1px solid #000000;overflow:hidden;padding:0px 3px 0px 3px;vertical-align:bottom;font-weight:bold;"></td> <td data-sheets-value='{"1":2,"2":"Double-walled"}' style="overflow:hidden;padding:0px 3px 0px 3px;vertical-align:bottom;font-weight:bold;">Double-walled</td> <td data-sheets-value='{"1":2,"2":"Opal (A/D)"}' style="border-right:1px solid #000000;overflow:hidden;padding:0px 3px 0px 3px;vertical-align:bottom;font-weight:bold;">Opal (A/D)</td> <td data-sheets-numberformat='{"1":2,"2":"0.00","3":1}' data-sheets-value='{"1":3,"3":2.9}' style="overflow:hidden;padding:0px 3px 0px 3px;vertical-align:bottom;text-align:center;">2.90</td> <td data-sheets-numberformat='{"1":2,"2":"0","3":1}' data-sheets-value='{"1":3,"3":51}' style="overflow:hidden;padding:0px 3px 0px 3px;vertical-align:bottom;text-align:center;">51</td> <td data-sheets-numberformat='{"1":2,"2":"0","3":1}' data-sheets-value='{"1":3,"3":50}' style="overflow:hidden;padding:0px 3px 0px 3px;vertical-align:bottom;text-align:center;">50</td> <td data-sheets-numberformat='{"1":2,"2":"0","3":1}' data-sheets-value='{"1":3,"3":20}' style="border-right:1px solid #000000;overflow:hidden;padding:0px 3px 0px 3px;vertical-align:bottom;text-align:center;">20</td> </tr> <tr style="height:20px;"> <td style="border-left:1px solid #000000;overflow:hidden;padding:0px 3px 0px 3px;vertical-align:bottom;font-weight:bold;"></td> <td data-sheets-value='{"1":2,"2":"Triple-walled"}' style="overflow:hidden;padding:0px 3px 0px 3px;vertical-align:bottom;font-weight:bold;">Triple-walled</td> <td data-sheets-value='{"1":2,"2":"Clear (A/H/H)"}' style="border-right:1px solid #000000;overflow:hidden;padding:0px 3px 0px 3px;vertical-align:bottom;font-weight:bold;">Clear (A/H/H)</td> <td data-sheets-numberformat='{"1":2,"2":"0.00","3":1}' data-sheets-value='{"1":3,"3":1.7}' style="overflow:hidden;padding:0px 3px 0px 3px;vertical-align:bottom;text-align:center;">1.70</td> <td data-sheets-numberformat='{"1":2,"2":"0","3":1}' data-sheets-value='{"1":3,"3":71}' style="overflow:hidden;padding:0px 3px 0px 3px;vertical-align:bottom;text-align:center;">71</td> <td data-sheets-numberformat='{"1":2,"2":"0","3":1}' data-sheets-value='{"1":3,"3":63}' style="overflow:hidden;padding:0px 3px 0px 3px;vertical-align:bottom;text-align:center;">63</td> <td data-sheets-numberformat='{"1":2,"2":"0","3":1}' data-sheets-value='{"1":3,"3":22}' style="border-right:1px solid #000000;overflow:hidden;padding:0px 3px 0px 3px;vertical-align:bottom;text-align:center;">22</td> </tr> <tr style="height:20px;"> <td style="border-left:1px solid #000000;overflow:hidden;padding:0px 3px 0px 3px;vertical-align:bottom;font-weight:bold;"></td> <td data-sheets-value='{"1":2,"2":"Triple-walled"}' style="overflow:hidden;padding:0px 3px 0px 3px;vertical-align:bottom;font-weight:bold;">Triple-walled</td> <td data-sheets-value='{"1":2,"2":"Opal (A/O/O)"}' style="border-right:1px solid #000000;overflow:hidden;padding:0px 3px 0px 3px;vertical-align:bottom;font-weight:bold;">Opal (A/O/O)</td> <td data-sheets-numberformat='{"1":2,"2":"0.00","3":1}' data-sheets-value='{"1":3,"3":1.7}' style="overflow:hidden;padding:0px 3px 0px 3px;vertical-align:bottom;text-align:center;">1.70</td> <td data-sheets-numberformat='{"1":2,"2":"0","3":1}' data-sheets-value='{"1":3,"3":61}' style="overflow:hidden;padding:0px 3px 0px 3px;vertical-align:bottom;text-align:center;">61</td> <td data-sheets-numberformat='{"1":2,"2":"0","3":1}' data-sheets-value='{"1":3,"3":48}' style="overflow:hidden;padding:0px 3px 0px 3px;vertical-align:bottom;text-align:center;">48</td> <td data-sheets-numberformat='{"1":2,"2":"0","3":1}' data-sheets-value='{"1":3,"3":22}' style="border-right:1px solid #000000;overflow:hidden;padding:0px 3px 0px 3px;vertical-align:bottom;text-align:center;">22</td> </tr> <tr style="height:20px;"> <td style="border-left:1px solid #000000;overflow:hidden;padding:0px 3px 0px 3px;vertical-align:bottom;font-weight:bold;"></td> <td data-sheets-value='{"1":2,"2":"Four-walled"}' style="overflow:hidden;padding:0px 3px 0px 3px;vertical-align:bottom;font-weight:bold;">Four-walled</td> <td data-sheets-value='{"1":2,"2":"Clear (A/H/H/H)"}' style="border-right:1px solid #000000;overflow:hidden;padding:0px 3px 0px 3px;vertical-align:bottom;font-weight:bold;">Clear (A/H/H/H)</td> <td data-sheets-numberformat='{"1":2,"2":"0.00","3":1}' data-sheets-value='{"1":3,"3":1.28}' style="overflow:hidden;padding:0px 3px 0px 3px;vertical-align:bottom;text-align:center;">1.28</td> <td data-sheets-numberformat='{"1":2,"2":"0","3":1}' data-sheets-value='{"1":3,"3":64}' style="overflow:hidden;padding:0px 3px 0px 3px;vertical-align:bottom;text-align:center;">64</td> <td data-sheets-numberformat='{"1":2,"2":"0","3":1}' data-sheets-value='{"1":3,"3":52}' style="overflow:hidden;padding:0px 3px 0px 3px;vertical-align:bottom;text-align:center;">52</td> <td data-sheets-numberformat='{"1":2,"2":"0","3":1}' data-sheets-value='{"1":3,"3":23}' style="border-right:1px solid #000000;overflow:hidden;padding:0px 3px 0px 3px;vertical-align:bottom;text-align:center;">23</td> </tr> <tr style="height:20px;"> <td style="border-bottom:1px solid #000000;border-left:1px solid #000000;overflow:hidden;padding:0px 3px 0px 3px;vertical-align:bottom;"></td> <td data-sheets-value='{"1":2,"2":"Four-walled"}' style="border-bottom:1px solid #000000;overflow:hidden;padding:0px 3px 0px 3px;vertical-align:bottom;font-weight:bold;">Four-walled</td> <td data-sheets-value='{"1":2,"2":"Opal (A/H/O/H)"}' style="border-right:1px solid #000000;border-bottom:1px solid #000000;overflow:hidden;padding:0px 3px 0px 3px;vertical-align:bottom;font-weight:bold;">Opal (A/H/O/H)</td> <td data-sheets-numberformat='{"1":2,"2":"0.00","3":1}' data-sheets-value='{"1":3,"3":1.28}' style="border-bottom:1px solid #000000;overflow:hidden;padding:0px 3px 0px 3px;vertical-align:bottom;text-align:center;">1.28</td> <td data-sheets-numberformat='{"1":2,"2":"0","3":1}' data-sheets-value='{"1":3,"3":59}' style="border-bottom:1px solid #000000;overflow:hidden;padding:0px 3px 0px 3px;vertical-align:bottom;text-align:center;">59</td> <td data-sheets-numberformat='{"1":2,"2":"0","3":1}' data-sheets-value='{"1":3,"3":46}' style="border-bottom:1px solid #000000;overflow:hidden;padding:0px 3px 0px 3px;vertical-align:bottom;text-align:center;">46</td> <td data-sheets-numberformat='{"1":2,"2":"0","3":1}' data-sheets-value='{"1":3,"3":23}' style="border-right:1px solid #000000;border-bottom:1px solid #000000;overflow:hidden;padding:0px 3px 0px 3px;vertical-align:bottom;text-align:center;">23</td> </tr> <tr style="height:20px;"> <td data-sheets-value='{"1":2,"2":"Polycarbonate"}' style="border-left:1px solid #000000;overflow:hidden;padding:0px 3px 0px 3px;vertical-align:bottom;font-weight:bold;">Polycarbonate</td> <td data-sheets-value='{"1":2,"2":"Single-walled"}' style="overflow:hidden;padding:0px 3px 0px 3px;vertical-align:bottom;font-weight:bold;">Single-walled</td> <td data-sheets-value='{"1":2,"2":"Heatstop Opal (T)"}' style="border-right:1px solid #000000;overflow:hidden;padding:0px 3px 0px 3px;vertical-align:bottom;font-weight:bold;">Heatstop Opal (T)</td> <td data-sheets-numberformat='{"1":2,"2":"0.00","3":1}' data-sheets-value='{"1":3,"3":5.17}' style="overflow:hidden;padding:0px 3px 0px 3px;vertical-align:bottom;text-align:center;">5.17</td> <td data-sheets-numberformat='{"1":2,"2":"0","3":1}' data-sheets-value='{"1":3,"3":49}' style="overflow:hidden;padding:0px 3px 0px 3px;vertical-align:bottom;text-align:center;">49</td> <td data-sheets-numberformat='{"1":2,"2":"0","3":1}' data-sheets-value='{"1":3,"3":59}' style="overflow:hidden;padding:0px 3px 0px 3px;vertical-align:bottom;text-align:center;">59</td> <td data-sheets-numberformat='{"1":2,"2":"0","3":1}' data-sheets-value='{"1":2,"2":"-"}' style="border-right:1px solid #000000;overflow:hidden;padding:0px 3px 0px 3px;vertical-align:bottom;text-align:center;">-</td> </tr> <tr style="height:20px;"> <td data-sheets-value='{"1":2,"2":"Heatstop PC"}' style="border-left:1px solid #000000;overflow:hidden;padding:0px 3px 0px 3px;vertical-align:bottom;font-weight:bold;">Heatstop PC</td> <td data-sheets-value='{"1":2,"2":"Double-walled"}' style="overflow:hidden;padding:0px 3px 0px 3px;vertical-align:bottom;font-weight:bold;">Double-walled</td> <td data-sheets-value='{"1":2,"2":"Clear (T/H)"}' style="border-right:1px solid #000000;overflow:hidden;padding:0px 3px 0px 3px;vertical-align:bottom;font-weight:bold;">Clear (T/H)</td> <td data-sheets-numberformat='{"1":2,"2":"0.00","3":1}' data-sheets-value='{"1":3,"3":2.9}' style="overflow:hidden;padding:0px 3px 0px 3px;vertical-align:bottom;text-align:center;">2.90</td> <td data-sheets-numberformat='{"1":2,"2":"0","3":1}' data-sheets-value='{"1":3,"3":44}' style="overflow:hidden;padding:0px 3px 0px 3px;vertical-align:bottom;text-align:center;">44</td> <td data-sheets-numberformat='{"1":2,"2":"0","3":1}' data-sheets-value='{"1":3,"3":51}' style="overflow:hidden;padding:0px 3px 0px 3px;vertical-align:bottom;text-align:center;">51</td> <td data-sheets-numberformat='{"1":2,"2":"0","3":1}' data-sheets-value='{"1":3,"3":20}' style="border-right:1px solid #000000;overflow:hidden;padding:0px 3px 0px 3px;vertical-align:bottom;text-align:center;">20</td> </tr> <tr style="height:20px;"> <td style="border-left:1px solid #000000;overflow:hidden;padding:0px 3px 0px 3px;vertical-align:bottom;font-weight:bold;"></td> <td data-sheets-value='{"1":2,"2":"Double-walled"}' style="overflow:hidden;padding:0px 3px 0px 3px;vertical-align:bottom;font-weight:bold;">Double-walled</td> <td data-sheets-value='{"1":2,"2":"Opal (T/O)"}' style="border-right:1px solid #000000;overflow:hidden;padding:0px 3px 0px 3px;vertical-align:bottom;font-weight:bold;">Opal (T/O)</td> <td data-sheets-numberformat='{"1":2,"2":"0.00","3":1}' data-sheets-value='{"1":3,"3":2.9}' style="overflow:hidden;padding:0px 3px 0px 3px;vertical-align:bottom;text-align:center;">2.90</td> <td data-sheets-numberformat='{"1":2,"2":"0","3":1}' data-sheets-value='{"1":3,"3":41}' style="overflow:hidden;padding:0px 3px 0px 3px;vertical-align:bottom;text-align:center;">41</td> <td data-sheets-numberformat='{"1":2,"2":"0","3":1}' data-sheets-value='{"1":3,"3":45}' style="overflow:hidden;padding:0px 3px 0px 3px;vertical-align:bottom;text-align:center;">45</td> <td data-sheets-numberformat='{"1":2,"2":"0","3":1}' data-sheets-value='{"1":3,"3":20}' style="border-right:1px solid #000000;overflow:hidden;padding:0px 3px 0px 3px;vertical-align:bottom;text-align:center;">20</td> </tr> <tr style="height:20px;"> <td style="border-left:1px solid #000000;overflow:hidden;padding:0px 3px 0px 3px;vertical-align:bottom;font-weight:bold;"></td> <td data-sheets-value='{"1":2,"2":"Triple-walled"}' style="overflow:hidden; | skylux-160-ce-met-koepel-en-pvc-opstand-16-00-met-lm-motor-en-windvang-1000-x-2200-mm | 8586028482893 | 46872341643597
Smoke and heat exhaust (SHEV) | SHE system | Skylux | Skylux 160° CE with skylight and PVC curb 16/00 with LM-actuator and spoiler 1000 x 2300 mm |  | 28942 | 5412970289425 | 5061.45 | Yes | 30-45 | 80.73 | 1000 x 2300 mm | 2300 | 1000 |  | PVC 16/00 (16 cm high & roof opening = daylight size) | Rectangular | 5.17 W/m²K - 1.28 W/m²K | 87% - 32% | 90% - 32% | 20dB - 23dB | 160° CE (for industry) | skylight | with spoiler | E | Single actuator | Maximum four-walled skylight possible for this product | Ut-value LT-value g-value Rw-value EN 1873 : 2014 EN ISO 13468 EN 16153 EN 410 EN 410 EN ISO 140-3 Material Walls Shells (W/m²K) (%) (%) (dB) Acrylic Single-walled Clear (H) 5.17 90 87 - PMMA Single-walled Opal (O) 5.17 83 76 - Double-walled Clear (H/H) 2.90 81 75 20 Double-walled Opal (O/O) 2.90 69 58 20 Triple-walled Clear (H/H/H) 1.70 73 65 22 Triple-walled Opal (O/H/O) 1.70 62 51 22 Four-walled Clear (H/H/H/H) 1.28 64 54 23 Four-walled Opal (H/H/O/H) 1.28 59 48 23 Polycarbonate Single-walled Clear (A) 5.17 88 83 - PC Single-walled Opal (D) 5.17 58 60 - Double-walled Clear (A/H) 2.90 79 72 20 Double-walled Clear (A/A) 2.90 77 69 20 Double-walled Opal (A/O) 2.90 73 63 20 Double-walled Opal (A/D) 2.90 51 50 20 Triple-walled Clear (A/H/H) 1.70 71 63 22 Triple-walled Opal (A/O/O) 1.70 61 48 22 Four-walled Clear (A/H/H/H) 1.28 64 52 23 Four-walled Opal (A/H/O/H) 1.28 59 46 23 Polycarbonate Single-walled Heatstop Opal (T) 5.17 49 59 - Heatstop PC Double-walled Clear (T/H) 2.90 44 51 20 Double-walled Opal (T/O) 2.90 41 45 20 Triple-walled Clear (T/H/H) 1.70 40 <td data-sheets-numberformat='{"1":2,"2":"0","3":1}' data-sheets-value='{"1":3,"3":44}' style="overflow:hidden;paddin | https://skylux.eu/en/products/skylux-160-ce-met-koepel-en-pvc-opstand-16-00-met-lm-motor-en-windvang-1000-x-2300-mm | https://skylux.eu/cdn/shop/files/Skylux-160deg-CE-met-koepel-en-pvc-opstand-1600-met-LM-motor-en-windvang-1000-x-2300-mm-RWA-systeem.jpg?v=1702980181&width=1600 | https://skylux.eu/cdn/shop/files/e5a82811-1bb0-48e4-a776-cacb59c7c092_7fdce95b-32df-4300-81c4-0d20c66731a2.jpg?v=1688551069&width=1600 | //skylux.eu/cdn/shop/files/E_MH_Mounting_instructions_Skylux_160_CE_LM.pdf?v=12406716259046007223 | //skylux.eu/cdn/shop/files/E_TD_Technical_File_Skylux_Skylux_160_CE_Electric.pdf?v=3667116872303399239 | <style type="text/css" id="isPasted"> <!--td { border: 1px solid #cccccc; } br { mso-data-placement: same-cell; } --> </style> <table border="1" cellpadding="0" cellspacing="0" dir="ltr" style="table-layout:fixed;font-size:10pt;font-family:Arial;border-collapse:collapse;border:none;"><tbody> <tr style="height:20px;"> <td style="overflow:hidden;padding:0px 3px 0px 3px;vertical-align:bottom;"></td> <td style="overflow:hidden;padding:0px 3px 0px 3px;vertical-align:bottom;"></td> <td style="overflow:hidden;padding:0px 3px 0px 3px;vertical-align:bottom;"></td> <td data-sheets-value='{"1":2,"2":"Ut-value"}' style="overflow:hidden;padding:0px 3px 0px 3px;vertical-align:bottom;font-weight:bold;text-align:center;">Ut-value</td> <td data-sheets-value='{"1":2,"2":"LT-value"}' style="overflow:hidden;padding:0px 3px 0px 3px;vertical-align:bottom;font-weight:bold;text-align:center;">LT-value</td> <td data-sheets-value='{"1":2,"2":"g-value"}' style="overflow:hidden;padding:0px 3px 0px 3px;vertical-align:bottom;font-weight:bold;text-align:center;">g-value</td> <td data-sheets-value='{"1":2,"2":"Rw-value "}' style="overflow:hidden;padding:0px 3px 0px 3px;vertical-align:bottom;font-weight:bold;text-align:center;">Rw-value </td> </tr> <tr style="height:20px;"> <td style="overflow:hidden;padding:0px 3px 0px 3px;vertical-align:bottom;"></td> <td style="overflow:hidden;padding:0px 3px 0px 3px;vertical-align:bottom;"></td> <td style="overflow:hidden;padding:0px 3px 0px 3px;vertical-align:bottom;"></td> <td data-sheets-numberformat='{"1":2,"2":"0.00","3":1}' data-sheets-value='{"1":2,"2":"EN 1873 : 2014"}' style="overflow:hidden;padding:0px 3px 0px 3px;vertical-align:bottom;text-align:center;">EN 1873 : 2014</td> <td data-sheets-numberformat='{"1":2,"2":"0","3":1}' data-sheets-value='{"1":2,"2":"EN ISO 13468 EN 16153 EN 410"}' style="overflow:hidden;padding:0px 3px 0px 3px;vertical-align:bottom;text-align:center;">EN ISO 13468 EN 16153 EN 410</td> <td data-sheets-numberformat='{"1":2,"2":"0","3":1}' data-sheets-value='{"1":2,"2":"EN 410"}' style="overflow:hidden;padding:0px 3px 0px 3px;vertical-align:bottom;text-align:center;">EN 410</td> <td data-sheets-value='{"1":2,"2":"EN ISO 140-3\t\t"}' style="overflow:hidden;padding:0px 3px 0px 3px;vertical-align:bottom;text-align:center;">EN ISO 140-3 </td> </tr> <tr style="height:20px;"> <td data-sheets-value='{"1":2,"2":"Material"}' style="border-bottom:1px solid #000000;overflow:hidden;padding:0px 3px 0px 3px;vertical-align:bottom;background-color:#000000;font-weight:bold;color:#ffffff;">Material</td> <td data-sheets-value='{"1":2,"2":"Walls"}' style="border-bottom:1px solid #000000;overflow:hidden;padding:0px 3px 0px 3px;vertical-align:bottom;background-color:#000000;font-weight:bold;color:#ffffff;">Walls</td> <td data-sheets-value='{"1":2,"2":"Shells"}' style="border-bottom:1px solid #000000;overflow:hidden;padding:0px 3px 0px 3px;vertical-align:bottom;background-color:#000000;font-weight:bold;color:#ffffff;">Shells</td> <td data-sheets-numberformat='{"1":2,"2":"0.00","3":1}' data-sheets-value='{"1":2,"2":"(W/m²K)\t"}' style="border-bottom:1px solid #000000;overflow:hidden;padding:0px 3px 0px 3px;vertical-align:bottom;background-color:#000000;font-weight:bold;color:#ffffff;text-align:center;">(W/m²K) </td> <td data-sheets-numberformat='{"1":2,"2":"0","3":1}' data-sheets-value='{"1":2,"2":"(%)"}' style="border-bottom:1px solid #000000;overflow:hidden;padding:0px 3px 0px 3px;vertical-align:bottom;background-color:#000000;font-weight:bold;color:#ffffff;text-align:center;">(%)</td> <td data-sheets-numberformat='{"1":2,"2":"0","3":1}' data-sheets-value='{"1":2,"2":"(%)"}' style="border-bottom:1px solid #000000;overflow:hidden;padding:0px 3px 0px 3px;vertical-align:bottom;background-color:#000000;font-weight:bold;color:#ffffff;text-align:center;">(%)</td> <td data-sheets-value='{"1":2,"2":"(dB)"}' style="border-bottom:1px solid #000000;overflow:hidden;padding:0px 3px 0px 3px;vertical-align:bottom;background-color:#000000;font-weight:bold;color:#ffffff;text-align:center;">(dB)</td> </tr> <tr style="height:20px;"> <td data-sheets-value='{"1":2,"2":"Acrylic"}' style="border-left:1px solid #000000;overflow:hidden;padding:0px 3px 0px 3px;vertical-align:bottom;font-weight:bold;">Acrylic</td> <td data-sheets-value='{"1":2,"2":"Single-walled"}' style="overflow:hidden;padding:0px 3px 0px 3px;vertical-align:bottom;font-weight:bold;">Single-walled</td> <td data-sheets-value='{"1":2,"2":"Clear (H)"}' style="border-right:1px solid #000000;overflow:hidden;padding:0px 3px 0px 3px;vertical-align:bottom;font-weight:bold;">Clear (H)</td> <td data-sheets-numberformat='{"1":2,"2":"0.00","3":1}' data-sheets-value='{"1":3,"3":5.17}' style="overflow:hidden;padding:0px 3px 0px 3px;vertical-align:bottom;text-align:center;">5.17</td> <td data-sheets-numberformat='{"1":2,"2":"0","3":1}' data-sheets-value='{"1":3,"3":90}' style="overflow:hidden;padding:0px 3px 0px 3px;vertical-align:bottom;text-align:center;">90</td> <td data-sheets-numberformat='{"1":2,"2":"0","3":1}' data-sheets-value='{"1":3,"3":87}' style="overflow:hidden;padding:0px 3px 0px 3px;vertical-align:bottom;text-align:center;">87</td> <td data-sheets-numberformat='{"1":2,"2":"0","3":1}' data-sheets-value='{"1":2,"2":"-"}' style="border-right:1px solid #000000;overflow:hidden;padding:0px 3px 0px 3px;vertical-align:bottom;text-align:center;">-</td> </tr> <tr style="height:20px;"> <td data-sheets-value='{"1":2,"2":"PMMA"}' style="border-left:1px solid #000000;overflow:hidden;padding:0px 3px 0px 3px;vertical-align:bottom;font-weight:bold;">PMMA</td> <td data-sheets-value='{"1":2,"2":"Single-walled"}' style="overflow:hidden;padding:0px 3px 0px 3px;vertical-align:bottom;font-weight:bold;">Single-walled</td> <td data-sheets-value='{"1":2,"2":"Opal (O)"}' style="border-right:1px solid #000000;overflow:hidden;padding:0px 3px 0px 3px;vertical-align:bottom;font-weight:bold;">Opal (O)</td> <td data-sheets-numberformat='{"1":2,"2":"0.00","3":1}' data-sheets-value='{"1":3,"3":5.17}' style="overflow:hidden;padding:0px 3px 0px 3px;vertical-align:bottom;text-align:center;">5.17</td> <td data-sheets-numberformat='{"1":2,"2":"0","3":1}' data-sheets-value='{"1":3,"3":83}' style="overflow:hidden;padding:0px 3px 0px 3px;vertical-align:bottom;text-align:center;">83</td> <td data-sheets-numberformat='{"1":2,"2":"0","3":1}' data-sheets-value='{"1":3,"3":76}' style="overflow:hidden;padding:0px 3px 0px 3px;vertical-align:bottom;text-align:center;">76</td> <td data-sheets-numberformat='{"1":2,"2":"0","3":1}' data-sheets-value='{"1":2,"2":"-"}' style="border-right:1px solid #000000;overflow:hidden;padding:0px 3px 0px 3px;vertical-align:bottom;text-align:center;">-</td> </tr> <tr style="height:20px;"> <td style="border-left:1px solid #000000;overflow:hidden;padding:0px 3px 0px 3px;vertical-align:bottom;font-weight:bold;"></td> <td data-sheets-value='{"1":2,"2":"Double-walled"}' style="overflow:hidden;padding:0px 3px 0px 3px;vertical-align:bottom;font-weight:bold;">Double-walled</td> <td data-sheets-value='{"1":2,"2":"Clear (H/H)"}' style="border-right:1px solid #000000;overflow:hidden;padding:0px 3px 0px 3px;vertical-align:bottom;font-weight:bold;">Clear (H/H)</td> <td data-sheets-numberformat='{"1":2,"2":"0.00","3":1}' data-sheets-value='{"1":3,"3":2.9}' style="overflow:hidden;padding:0px 3px 0px 3px;vertical-align:bottom;text-align:center;">2.90</td> <td data-sheets-numberformat='{"1":2,"2":"0","3":1}' data-sheets-value='{"1":3,"3":81}' style="overflow:hidden;padding:0px 3px 0px 3px;vertical-align:bottom;text-align:center;">81</td> <td data-sheets-numberformat='{"1":2,"2":"0","3":1}' data-sheets-value='{"1":3,"3":75}' style="overflow:hidden;padding:0px 3px 0px 3px;vertical-align:bottom;text-align:center;">75</td> <td data-sheets-numberformat='{"1":2,"2":"0","3":1}' data-sheets-value='{"1":3,"3":20}' style="border-right:1px solid #000000;overflow:hidden;padding:0px 3px 0px 3px;vertical-align:bottom;text-align:center;">20</td> </tr> <tr style="height:20px;"> <td style="border-left:1px solid #000000;overflow:hidden;padding:0px 3px 0px 3px;vertical-align:bottom;font-weight:bold;"></td> <td data-sheets-value='{"1":2,"2":"Double-walled"}' style="overflow:hidden;padding:0px 3px 0px 3px;vertical-align:bottom;font-weight:bold;">Double-walled</td> <td data-sheets-value='{"1":2,"2":"Opal (O/O)"}' style="border-right:1px solid #000000;overflow:hidden;padding:0px 3px 0px 3px;vertical-align:bottom;font-weight:bold;">Opal (O/O)</td> <td data-sheets-numberformat='{"1":2,"2":"0.00","3":1}' data-sheets-value='{"1":3,"3":2.9}' style="overflow:hidden;padding:0px 3px 0px 3px;vertical-align:bottom;text-align:center;">2.90</td> <td data-sheets-numberformat='{"1":2,"2":"0","3":1}' data-sheets-value='{"1":3,"3":69}' style="overflow:hidden;padding:0px 3px 0px 3px;vertical-align:bottom;text-align:center;">69</td> <td data-sheets-numberformat='{"1":2,"2":"0","3":1}' data-sheets-value='{"1":3,"3":58}' style="overflow:hidden;padding:0px 3px 0px 3px;vertical-align:bottom;text-align:center;">58</td> <td data-sheets-numberformat='{"1":2,"2":"0","3":1}' data-sheets-value='{"1":3,"3":20}' style="border-right:1px solid #000000;overflow:hidden;padding:0px 3px 0px 3px;vertical-align:bottom;text-align:center;">20</td> </tr> <tr style="height:20px;"> <td style="border-left:1px solid #000000;overflow:hidden;padding:0px 3px 0px 3px;vertical-align:bottom;font-weight:bold;"></td> <td data-sheets-value='{"1":2,"2":"Triple-walled"}' style="overflow:hidden;padding:0px 3px 0px 3px;vertical-align:bottom;font-weight:bold;">Triple-walled</td> <td data-sheets-value='{"1":2,"2":"Clear (H/H/H)"}' style="border-right:1px solid #000000;overflow:hidden;padding:0px 3px 0px 3px;vertical-align:bottom;font-weight:bold;">Clear (H/H/H)</td> <td data-sheets-numberformat='{"1":2,"2":"0.00","3":1}' data-sheets-value='{"1":3,"3":1.7}' style="overflow:hidden;padding:0px 3px 0px 3px;vertical-align:bottom;text-align:center;">1.70</td> <td data-sheets-numberformat='{"1":2,"2":"0","3":1}' data-sheets-value='{"1":3,"3":73}' style="overflow:hidden;padding:0px 3px 0px 3px;vertical-align:bottom;text-align:center;">73</td> <td data-sheets-numberformat='{"1":2,"2":"0","3":1}' data-sheets-value='{"1":3,"3":65}' style="overflow:hidden;padding:0px 3px 0px 3px;vertical-align:bottom;text-align:center;">65</td> <td data-sheets-numberformat='{"1":2,"2":"0","3":1}' data-sheets-value='{"1":3,"3":22}' style="border-right:1px solid #000000;overflow:hidden;padding:0px 3px 0px 3px;vertical-align:bottom;text-align:center;">22</td> </tr> <tr style="height:20px;"> <td style="border-left:1px solid #000000;overflow:hidden;padding:0px 3px 0px 3px;vertical-align:bottom;font-weight:bold;"></td> <td data-sheets-value='{"1":2,"2":"Triple-walled"}' style="overflow:hidden;padding:0px 3px 0px 3px;vertical-align:bottom;font-weight:bold;">Triple-walled</td> <td data-sheets-value='{"1":2,"2":"Opal (O/H/O)"}' style="border-right:1px solid #000000;overflow:hidden;padding:0px 3px 0px 3px;vertical-align:bottom;font-weight:bold;">Opal (O/H/O)</td> <td data-sheets-numberformat='{"1":2,"2":"0.00","3":1}' data-sheets-value='{"1":3,"3":1.7}' style="overflow:hidden;padding:0px 3px 0px 3px;vertical-align:bottom;text-align:center;">1.70</td> <td data-sheets-numberformat='{"1":2,"2":"0","3":1}' data-sheets-value='{"1":3,"3":62}' style="overflow:hidden;padding:0px 3px 0px 3px;vertical-align:bottom;text-align:center;">62</td> <td data-sheets-numberformat='{"1":2,"2":"0","3":1}' data-sheets-value='{"1":3,"3":51}' style="overflow:hidden;padding:0px 3px 0px 3px;vertical-align:bottom;text-align:center;">51</td> <td data-sheets-numberformat='{"1":2,"2":"0","3":1}' data-sheets-value='{"1":3,"3":22}' style="border-right:1px solid #000000;overflow:hidden;padding:0px 3px 0px 3px;vertical-align:bottom;text-align:center;">22</td> </tr> <tr style="height:20px;"> <td style="border-left:1px solid #000000;overflow:hidden;padding:0px 3px 0px 3px;vertical-align:bottom;font-weight:bold;"></td> <td data-sheets-value='{"1":2,"2":"Four-walled"}' style="overflow:hidden;padding:0px 3px 0px 3px;vertical-align:bottom;font-weight:bold;">Four-walled</td> <td data-sheets-value='{"1":2,"2":"Clear (H/H/H/H)"}' style="border-right:1px solid #000000;overflow:hidden;padding:0px 3px 0px 3px;vertical-align:bottom;font-weight:bold;">Clear (H/H/H/H)</td> <td data-sheets-numberformat='{"1":2,"2":"0.00","3":1}' data-sheets-value='{"1":3,"3":1.28}' style="overflow:hidden;padding:0px 3px 0px 3px;vertical-align:bottom;text-align:center;">1.28</td> <td data-sheets-numberformat='{"1":2,"2":"0","3":1}' data-sheets-value='{"1":3,"3":64}' style="overflow:hidden;padding:0px 3px 0px 3px;vertical-align:bottom;text-align:center;">64</td> <td data-sheets-numberformat='{"1":2,"2":"0","3":1}' data-sheets-value='{"1":3,"3":54}' style="overflow:hidden;padding:0px 3px 0px 3px;vertical-align:bottom;text-align:center;">54</td> <td data-sheets-numberformat='{"1":2,"2":"0","3":1}' data-sheets-value='{"1":3,"3":23}' style="border-right:1px solid #000000;overflow:hidden;padding:0px 3px 0px 3px;vertical-align:bottom;text-align:center;">23</td> </tr> <tr style="height:20px;"> <td style="border-bottom:1px solid #000000;border-left:1px solid #000000;overflow:hidden;padding:0px 3px 0px 3px;vertical-align:bottom;"></td> <td data-sheets-value='{"1":2,"2":"Four-walled"}' style="border-bottom:1px solid #000000;overflow:hidden;padding:0px 3px 0px 3px;vertical-align:bottom;font-weight:bold;">Four-walled</td> <td data-sheets-value='{"1":2,"2":"Opal (H/H/O/H)"}' style="border-right:1px solid #000000;border-bottom:1px solid #000000;overflow:hidden;padding:0px 3px 0px 3px;vertical-align:bottom;font-weight:bold;">Opal (H/H/O/H)</td> <td data-sheets-numberformat='{"1":2,"2":"0.00","3":1}' data-sheets-value='{"1":3,"3":1.28}' style="border-bottom:1px solid #000000;overflow:hidden;padding:0px 3px 0px 3px;vertical-align:bottom;text-align:center;">1.28</td> <td data-sheets-numberformat='{"1":2,"2":"0","3":1}' data-sheets-value='{"1":3,"3":59}' style="border-bottom:1px solid #000000;overflow:hidden;padding:0px 3px 0px 3px;vertical-align:bottom;text-align:center;">59</td> <td data-sheets-numberformat='{"1":2,"2":"0","3":1}' data-sheets-value='{"1":3,"3":48}' style="border-bottom:1px solid #000000;overflow:hidden;padding:0px 3px 0px 3px;vertical-align:bottom;text-align:center;">48</td> <td data-sheets-numberformat='{"1":2,"2":"0","3":1}' data-sheets-value='{"1":3,"3":23}' style="border-right:1px solid #000000;border-bottom:1px solid #000000;overflow:hidden;padding:0px 3px 0px 3px;vertical-align:bottom;text-align:center;">23</td> </tr> <tr style="height:20px;"> <td data-sheets-value='{"1":2,"2":"Polycarbonate "}' style="border-left:1px solid #000000;overflow:hidden;padding:0px 3px 0px 3px;vertical-align:bottom;font-weight:bold;">Polycarbonate </td> <td data-sheets-value='{"1":2,"2":"Single-walled"}' style="overflow:hidden;padding:0px 3px 0px 3px;vertical-align:bottom;font-weight:bold;">Single-walled</td> <td data-sheets-value='{"1":2,"2":"Clear (A)"}' style="border-right:1px solid #000000;overflow:hidden;padding:0px 3px 0px 3px;vertical-align:bottom;font-weight:bold;">Clear (A)</td> <td data-sheets-numberformat='{"1":2,"2":"0.00","3":1}' data-sheets-value='{"1":3,"3":5.17}' style="overflow:hidden;padding:0px 3px 0px 3px;vertical-align:bottom;text-align:center;">5.17</td> <td data-sheets-numberformat='{"1":2,"2":"0","3":1}' data-sheets-value='{"1":3,"3":88}' style="overflow:hidden;padding:0px 3px 0px 3px;vertical-align:bottom;text-align:center;">88</td> <td data-sheets-numberformat='{"1":2,"2":"0","3":1}' data-sheets-value='{"1":3,"3":83}' style="overflow:hidden;padding:0px 3px 0px 3px;vertical-align:bottom;text-align:center;">83</td> <td data-sheets-numberformat='{"1":2,"2":"0","3":1}' data-sheets-value='{"1":2,"2":"-"}' style="border-right:1px solid #000000;overflow:hidden;padding:0px 3px 0px 3px;vertical-align:bottom;text-align:center;">-</td> </tr> <tr style="height:20px;"> <td data-sheets-value='{"1":2,"2":"PC"}' style="border-left:1px solid #000000;overflow:hidden;padding:0px 3px 0px 3px;vertical-align:bottom;font-weight:bold;">PC</td> <td data-sheets-value='{"1":2,"2":"Single-walled"}' style="overflow:hidden;padding:0px 3px 0px 3px;vertical-align:bottom;font-weight:bold;">Single-walled</td> <td data-sheets-value='{"1":2,"2":"Opal (D)"}' style="border-right:1px solid #000000;overflow:hidden;padding:0px 3px 0px 3px;vertical-align:bottom;font-weight:bold;">Opal (D)</td> <td data-sheets-numberformat='{"1":2,"2":"0.00","3":1}' data-sheets-value='{"1":3,"3":5.17}' style="overflow:hidden;padding:0px 3px 0px 3px;vertical-align:bottom;text-align:center;">5.17</td> <td data-sheets-numberformat='{"1":2,"2":"0","3":1}' data-sheets-value='{"1":3,"3":58}' style="overflow:hidden;padding:0px 3px 0px 3px;vertical-align:bottom;text-align:center;">58</td> <td data-sheets-numberformat='{"1":2,"2":"0","3":1}' data-sheets-value='{"1":3,"3":60}' style="overflow:hidden;padding:0px 3px 0px 3px;vertical-align:bottom;text-align:center;">60</td> <td data-sheets-numberformat='{"1":2,"2":"0","3":1}' data-sheets-value='{"1":2,"2":"-"}' style="border-right:1px solid #000000;overflow:hidden;padding:0px 3px 0px 3px;vertical-align:bottom;text-align:center;">-</td> </tr> <tr style="height:20px;"> <td style="border-left:1px solid #000000;overflow:hidden;padding:0px 3px 0px 3px;vertical-align:bottom;font-weight:bold;"></td> <td data-sheets-value='{"1":2,"2":"Double-walled"}' style="overflow:hidden;padding:0px 3px 0px 3px;vertical-align:bottom;font-weight:bold;">Double-walled</td> <td data-sheets-value='{"1":2,"2":"Clear (A/H)"}' style="border-right:1px solid #000000;overflow:hidden;padding:0px 3px 0px 3px;vertical-align:bottom;font-weight:bold;">Clear (A/H)</td> <td data-sheets-numberformat='{"1":2,"2":"0.00","3":1}' data-sheets-value='{"1":3,"3":2.9}' style="overflow:hidden;padding:0px 3px 0px 3px;vertical-align:bottom;text-align:center;">2.90</td> <td data-sheets-numberformat='{"1":2,"2":"0","3":1}' data-sheets-value='{"1":3,"3":79}' style="overflow:hidden;padding:0px 3px 0px 3px;vertical-align:bottom;text-align:center;">79</td> <td data-sheets-numberformat='{"1":2,"2":"0","3":1}' data-sheets-value='{"1":3,"3":72}' style="overflow:hidden;padding:0px 3px 0px 3px;vertical-align:bottom;text-align:center;">72</td> <td data-sheets-numberformat='{"1":2,"2":"0","3":1}' data-sheets-value='{"1":3,"3":20}' style="border-right:1px solid #000000;overflow:hidden;padding:0px 3px 0px 3px;vertical-align:bottom;text-align:center;">20</td> </tr> <tr style="height:20px;"> <td style="border-left:1px solid #000000;overflow:hidden;padding:0px 3px 0px 3px;vertical-align:bottom;font-weight:bold;"></td> <td data-sheets-value='{"1":2,"2":"Double-walled"}' style="overflow:hidden;padding:0px 3px 0px 3px;vertical-align:bottom;font-weight:bold;">Double-walled</td> <td data-sheets-value='{"1":2,"2":"Clear (A/A)"}' style="border-right:1px solid #000000;overflow:hidden;padding:0px 3px 0px 3px;vertical-align:bottom;font-weight:bold;">Clear (A/A)</td> <td data-sheets-numberformat='{"1":2,"2":"0.00","3":1}' data-sheets-value='{"1":3,"3":2.9}' style="overflow:hidden;padding:0px 3px 0px 3px;vertical-align:bottom;text-align:center;">2.90</td> <td data-sheets-numberformat='{"1":2,"2":"0","3":1}' data-sheets-value='{"1":3,"3":77}' style="overflow:hidden;padding:0px 3px 0px 3px;vertical-align:bottom;text-align:center;">77</td> <td data-sheets-numberformat='{"1":2,"2":"0","3":1}' data-sheets-value='{"1":3,"3":69}' style="overflow:hidden;padding:0px 3px 0px 3px;vertical-align:bottom;text-align:center;">69</td> <td data-sheets-numberformat='{"1":2,"2":"0","3":1}' data-sheets-value='{"1":3,"3":20}' style="border-right:1px solid #000000;overflow:hidden;padding:0px 3px 0px 3px;vertical-align:bottom;text-align:center;">20</td> </tr> <tr style="height:20px;"> <td style="border-left:1px solid #000000;overflow:hidden;padding:0px 3px 0px 3px;vertical-align:bottom;font-weight:bold;"></td> <td data-sheets-value='{"1":2,"2":"Double-walled"}' style="overflow:hidden;padding:0px 3px 0px 3px;vertical-align:bottom;font-weight:bold;">Double-walled</td> <td data-sheets-value='{"1":2,"2":"Opal (A/O)"}' style="border-right:1px solid #000000;overflow:hidden;padding:0px 3px 0px 3px;vertical-align:bottom;font-weight:bold;">Opal (A/O)</td> <td data-sheets-numberformat='{"1":2,"2":"0.00","3":1}' data-sheets-value='{"1":3,"3":2.9}' style="overflow:hidden;padding:0px 3px 0px 3px;vertical-align:bottom;text-align:center;">2.90</td> <td data-sheets-numberformat='{"1":2,"2":"0","3":1}' data-sheets-value='{"1":3,"3":73}' style="overflow:hidden;padding:0px 3px 0px 3px;vertical-align:bottom;text-align:center;">73</td> <td data-sheets-numberformat='{"1":2,"2":"0","3":1}' data-sheets-value='{"1":3,"3":63}' style="overflow:hidden;padding:0px 3px 0px 3px;vertical-align:bottom;text-align:center;">63</td> <td data-sheets-numberformat='{"1":2,"2":"0","3":1}' data-sheets-value='{"1":3,"3":20}' style="border-right:1px solid #000000;overflow:hidden;padding:0px 3px 0px 3px;vertical-align:bottom;text-align:center;">20</td> </tr> <tr style="height:20px;"> <td style="border-left:1px solid #000000;overflow:hidden;padding:0px 3px 0px 3px;vertical-align:bottom;font-weight:bold;"></td> <td data-sheets-value='{"1":2,"2":"Double-walled"}' style="overflow:hidden;padding:0px 3px 0px 3px;vertical-align:bottom;font-weight:bold;">Double-walled</td> <td data-sheets-value='{"1":2,"2":"Opal (A/D)"}' style="border-right:1px solid #000000;overflow:hidden;padding:0px 3px 0px 3px;vertical-align:bottom;font-weight:bold;">Opal (A/D)</td> <td data-sheets-numberformat='{"1":2,"2":"0.00","3":1}' data-sheets-value='{"1":3,"3":2.9}' style="overflow:hidden;padding:0px 3px 0px 3px;vertical-align:bottom;text-align:center;">2.90</td> <td data-sheets-numberformat='{"1":2,"2":"0","3":1}' data-sheets-value='{"1":3,"3":51}' style="overflow:hidden;padding:0px 3px 0px 3px;vertical-align:bottom;text-align:center;">51</td> <td data-sheets-numberformat='{"1":2,"2":"0","3":1}' data-sheets-value='{"1":3,"3":50}' style="overflow:hidden;padding:0px 3px 0px 3px;vertical-align:bottom;text-align:center;">50</td> <td data-sheets-numberformat='{"1":2,"2":"0","3":1}' data-sheets-value='{"1":3,"3":20}' style="border-right:1px solid #000000;overflow:hidden;padding:0px 3px 0px 3px;vertical-align:bottom;text-align:center;">20</td> </tr> <tr style="height:20px;"> <td style="border-left:1px solid #000000;overflow:hidden;padding:0px 3px 0px 3px;vertical-align:bottom;font-weight:bold;"></td> <td data-sheets-value='{"1":2,"2":"Triple-walled"}' style="overflow:hidden;padding:0px 3px 0px 3px;vertical-align:bottom;font-weight:bold;">Triple-walled</td> <td data-sheets-value='{"1":2,"2":"Clear (A/H/H)"}' style="border-right:1px solid #000000;overflow:hidden;padding:0px 3px 0px 3px;vertical-align:bottom;font-weight:bold;">Clear (A/H/H)</td> <td data-sheets-numberformat='{"1":2,"2":"0.00","3":1}' data-sheets-value='{"1":3,"3":1.7}' style="overflow:hidden;padding:0px 3px 0px 3px;vertical-align:bottom;text-align:center;">1.70</td> <td data-sheets-numberformat='{"1":2,"2":"0","3":1}' data-sheets-value='{"1":3,"3":71}' style="overflow:hidden;padding:0px 3px 0px 3px;vertical-align:bottom;text-align:center;">71</td> <td data-sheets-numberformat='{"1":2,"2":"0","3":1}' data-sheets-value='{"1":3,"3":63}' style="overflow:hidden;padding:0px 3px 0px 3px;vertical-align:bottom;text-align:center;">63</td> <td data-sheets-numberformat='{"1":2,"2":"0","3":1}' data-sheets-value='{"1":3,"3":22}' style="border-right:1px solid #000000;overflow:hidden;padding:0px 3px 0px 3px;vertical-align:bottom;text-align:center;">22</td> </tr> <tr style="height:20px;"> <td style="border-left:1px solid #000000;overflow:hidden;padding:0px 3px 0px 3px;vertical-align:bottom;font-weight:bold;"></td> <td data-sheets-value='{"1":2,"2":"Triple-walled"}' style="overflow:hidden;padding:0px 3px 0px 3px;vertical-align:bottom;font-weight:bold;">Triple-walled</td> <td data-sheets-value='{"1":2,"2":"Opal (A/O/O)"}' style="border-right:1px solid #000000;overflow:hidden;padding:0px 3px 0px 3px;vertical-align:bottom;font-weight:bold;">Opal (A/O/O)</td> <td data-sheets-numberformat='{"1":2,"2":"0.00","3":1}' data-sheets-value='{"1":3,"3":1.7}' style="overflow:hidden;padding:0px 3px 0px 3px;vertical-align:bottom;text-align:center;">1.70</td> <td data-sheets-numberformat='{"1":2,"2":"0","3":1}' data-sheets-value='{"1":3,"3":61}' style="overflow:hidden;padding:0px 3px 0px 3px;vertical-align:bottom;text-align:center;">61</td> <td data-sheets-numberformat='{"1":2,"2":"0","3":1}' data-sheets-value='{"1":3,"3":48}' style="overflow:hidden;padding:0px 3px 0px 3px;vertical-align:bottom;text-align:center;">48</td> <td data-sheets-numberformat='{"1":2,"2":"0","3":1}' data-sheets-value='{"1":3,"3":22}' style="border-right:1px solid #000000;overflow:hidden;padding:0px 3px 0px 3px;vertical-align:bottom;text-align:center;">22</td> </tr> <tr style="height:20px;"> <td style="border-left:1px solid #000000;overflow:hidden;padding:0px 3px 0px 3px;vertical-align:bottom;font-weight:bold;"></td> <td data-sheets-value='{"1":2,"2":"Four-walled"}' style="overflow:hidden;padding:0px 3px 0px 3px;vertical-align:bottom;font-weight:bold;">Four-walled</td> <td data-sheets-value='{"1":2,"2":"Clear (A/H/H/H)"}' style="border-right:1px solid #000000;overflow:hidden;padding:0px 3px 0px 3px;vertical-align:bottom;font-weight:bold;">Clear (A/H/H/H)</td> <td data-sheets-numberformat='{"1":2,"2":"0.00","3":1}' data-sheets-value='{"1":3,"3":1.28}' style="overflow:hidden;padding:0px 3px 0px 3px;vertical-align:bottom;text-align:center;">1.28</td> <td data-sheets-numberformat='{"1":2,"2":"0","3":1}' data-sheets-value='{"1":3,"3":64}' style="overflow:hidden;padding:0px 3px 0px 3px;vertical-align:bottom;text-align:center;">64</td> <td data-sheets-numberformat='{"1":2,"2":"0","3":1}' data-sheets-value='{"1":3,"3":52}' style="overflow:hidden;padding:0px 3px 0px 3px;vertical-align:bottom;text-align:center;">52</td> <td data-sheets-numberformat='{"1":2,"2":"0","3":1}' data-sheets-value='{"1":3,"3":23}' style="border-right:1px solid #000000;overflow:hidden;padding:0px 3px 0px 3px;vertical-align:bottom;text-align:center;">23</td> </tr> <tr style="height:20px;"> <td style="border-bottom:1px solid #000000;border-left:1px solid #000000;overflow:hidden;padding:0px 3px 0px 3px;vertical-align:bottom;"></td> <td data-sheets-value='{"1":2,"2":"Four-walled"}' style="border-bottom:1px solid #000000;overflow:hidden;padding:0px 3px 0px 3px;vertical-align:bottom;font-weight:bold;">Four-walled</td> <td data-sheets-value='{"1":2,"2":"Opal (A/H/O/H)"}' style="border-right:1px solid #000000;border-bottom:1px solid #000000;overflow:hidden;padding:0px 3px 0px 3px;vertical-align:bottom;font-weight:bold;">Opal (A/H/O/H)</td> <td data-sheets-numberformat='{"1":2,"2":"0.00","3":1}' data-sheets-value='{"1":3,"3":1.28}' style="border-bottom:1px solid #000000;overflow:hidden;padding:0px 3px 0px 3px;vertical-align:bottom;text-align:center;">1.28</td> <td data-sheets-numberformat='{"1":2,"2":"0","3":1}' data-sheets-value='{"1":3,"3":59}' style="border-bottom:1px solid #000000;overflow:hidden;padding:0px 3px 0px 3px;vertical-align:bottom;text-align:center;">59</td> <td data-sheets-numberformat='{"1":2,"2":"0","3":1}' data-sheets-value='{"1":3,"3":46}' style="border-bottom:1px solid #000000;overflow:hidden;padding:0px 3px 0px 3px;vertical-align:bottom;text-align:center;">46</td> <td data-sheets-numberformat='{"1":2,"2":"0","3":1}' data-sheets-value='{"1":3,"3":23}' style="border-right:1px solid #000000;border-bottom:1px solid #000000;overflow:hidden;padding:0px 3px 0px 3px;vertical-align:bottom;text-align:center;">23</td> </tr> <tr style="height:20px;"> <td data-sheets-value='{"1":2,"2":"Polycarbonate"}' style="border-left:1px solid #000000;overflow:hidden;padding:0px 3px 0px 3px;vertical-align:bottom;font-weight:bold;">Polycarbonate</td> <td data-sheets-value='{"1":2,"2":"Single-walled"}' style="overflow:hidden;padding:0px 3px 0px 3px;vertical-align:bottom;font-weight:bold;">Single-walled</td> <td data-sheets-value='{"1":2,"2":"Heatstop Opal (T)"}' style="border-right:1px solid #000000;overflow:hidden;padding:0px 3px 0px 3px;vertical-align:bottom;font-weight:bold;">Heatstop Opal (T)</td> <td data-sheets-numberformat='{"1":2,"2":"0.00","3":1}' data-sheets-value='{"1":3,"3":5.17}' style="overflow:hidden;padding:0px 3px 0px 3px;vertical-align:bottom;text-align:center;">5.17</td> <td data-sheets-numberformat='{"1":2,"2":"0","3":1}' data-sheets-value='{"1":3,"3":49}' style="overflow:hidden;padding:0px 3px 0px 3px;vertical-align:bottom;text-align:center;">49</td> <td data-sheets-numberformat='{"1":2,"2":"0","3":1}' data-sheets-value='{"1":3,"3":59}' style="overflow:hidden;padding:0px 3px 0px 3px;vertical-align:bottom;text-align:center;">59</td> <td data-sheets-numberformat='{"1":2,"2":"0","3":1}' data-sheets-value='{"1":2,"2":"-"}' style="border-right:1px solid #000000;overflow:hidden;padding:0px 3px 0px 3px;vertical-align:bottom;text-align:center;">-</td> </tr> <tr style="height:20px;"> <td data-sheets-value='{"1":2,"2":"Heatstop PC"}' style="border-left:1px solid #000000;overflow:hidden;padding:0px 3px 0px 3px;vertical-align:bottom;font-weight:bold;">Heatstop PC</td> <td data-sheets-value='{"1":2,"2":"Double-walled"}' style="overflow:hidden;padding:0px 3px 0px 3px;vertical-align:bottom;font-weight:bold;">Double-walled</td> <td data-sheets-value='{"1":2,"2":"Clear (T/H)"}' style="border-right:1px solid #000000;overflow:hidden;padding:0px 3px 0px 3px;vertical-align:bottom;font-weight:bold;">Clear (T/H)</td> <td data-sheets-numberformat='{"1":2,"2":"0.00","3":1}' data-sheets-value='{"1":3,"3":2.9}' style="overflow:hidden;padding:0px 3px 0px 3px;vertical-align:bottom;text-align:center;">2.90</td> <td data-sheets-numberformat='{"1":2,"2":"0","3":1}' data-sheets-value='{"1":3,"3":44}' style="overflow:hidden;padding:0px 3px 0px 3px;vertical-align:bottom;text-align:center;">44</td> <td data-sheets-numberformat='{"1":2,"2":"0","3":1}' data-sheets-value='{"1":3,"3":51}' style="overflow:hidden;padding:0px 3px 0px 3px;vertical-align:bottom;text-align:center;">51</td> <td data-sheets-numberformat='{"1":2,"2":"0","3":1}' data-sheets-value='{"1":3,"3":20}' style="border-right:1px solid #000000;overflow:hidden;padding:0px 3px 0px 3px;vertical-align:bottom;text-align:center;">20</td> </tr> <tr style="height:20px;"> <td style="border-left:1px solid #000000;overflow:hidden;padding:0px 3px 0px 3px;vertical-align:bottom;font-weight:bold;"></td> <td data-sheets-value='{"1":2,"2":"Double-walled"}' style="overflow:hidden;padding:0px 3px 0px 3px;vertical-align:bottom;font-weight:bold;">Double-walled</td> <td data-sheets-value='{"1":2,"2":"Opal (T/O)"}' style="border-right:1px solid #000000;overflow:hidden;padding:0px 3px 0px 3px;vertical-align:bottom;font-weight:bold;">Opal (T/O)</td> <td data-sheets-numberformat='{"1":2,"2":"0.00","3":1}' data-sheets-value='{"1":3,"3":2.9}' style="overflow:hidden;padding:0px 3px 0px 3px;vertical-align:bottom;text-align:center;">2.90</td> <td data-sheets-numberformat='{"1":2,"2":"0","3":1}' data-sheets-value='{"1":3,"3":41}' style="overflow:hidden;padding:0px 3px 0px 3px;vertical-align:bottom;text-align:center;">41</td> <td data-sheets-numberformat='{"1":2,"2":"0","3":1}' data-sheets-value='{"1":3,"3":45}' style="overflow:hidden;padding:0px 3px 0px 3px;vertical-align:bottom;text-align:center;">45</td> <td data-sheets-numberformat='{"1":2,"2":"0","3":1}' data-sheets-value='{"1":3,"3":20}' style="border-right:1px solid #000000;overflow:hidden;padding:0px 3px 0px 3px;vertical-align:bottom;text-align:center;">20</td> </tr> <tr style="height:20px;"> <td style="border-left:1px solid #000000;overflow:hidden;padding:0px 3px 0px 3px;vertical-align:bottom;font-weight:bold;"></td> <td data-sheets-value='{"1":2,"2":"Triple-walled"}' style="overflow:hidden; | skylux-160-ce-met-koepel-en-pvc-opstand-16-00-met-lm-motor-en-windvang-1000-x-2300-mm | 8586028515661 | 46872341709133
Smoke and heat exhaust (SHEV) | SHE system | Skylux | Skylux 160° CE with skylight and PVC curb 16/00 with LM-actuator and spoiler 1050 x 1050 mm |  | 50376 | 5412970503767 | 3868.4 | Yes | 30-45 | 53.24 | 1050 x 1050 mm | 1050 | 1050 |  | PVC 16/00 (16 cm high & roof opening = daylight size) | Square | 5.17 W/m²K - 1.28 W/m²K | 87% - 32% | 90% - 32% | 20dB - 23dB | 160° CE (for industry) | skylight | with spoiler | E | Single actuator | Maximum four-walled skylight possible for this product | Ut-value LT-value g-value Rw-value EN 1873 : 2014 EN ISO 13468 EN 16153 EN 410 EN 410 EN ISO 140-3 Material Walls Shells (W/m²K) (%) (%) (dB) Acrylic Single-walled Clear (H) 5.17 90 87 - PMMA Single-walled Opal (O) 5.17 83 76 - Double-walled Clear (H/H) 2.90 81 75 20 Double-walled Opal (O/O) 2.90 69 58 20 Triple-walled Clear (H/H/H) 1.70 73 65 22 Triple-walled Opal (O/H/O) 1.70 62 51 22 Four-walled Clear (H/H/H/H) 1.28 64 54 23 Four-walled Opal (H/H/O/H) 1.28 59 48 23 Polycarbonate Single-walled Clear (A) 5.17 88 83 - PC Single-walled Opal (D) 5.17 58 60 - Double-walled Clear (A/H) 2.90 79 72 20 Double-walled Clear (A/A) 2.90 77 69 20 Double-walled Opal (A/O) 2.90 73 63 20 Double-walled Opal (A/D) 2.90 51 50 20 Triple-walled Clear (A/H/H) 1.70 71 63 22 Triple-walled Opal (A/O/O) 1.70 61 48 22 Four-walled Clear (A/H/H/H) 1.28 64 52 23 Four-walled Opal (A/H/O/H) 1.28 59 46 23 Polycarbonate Single-walled Heatstop Opal (T) 5.17 49 59 - Heatstop PC Double-walled Clear (T/H) 2.90 44 51 20 Double-walled Opal (T/O) 2.90 41 45 20 Triple-walled Clear (T/H/H) 1.70 40 <td data-sheets-numberformat='{"1":2,"2":"0","3":1}' data-sheets-value='{"1":3,"3":44}' style="overflow:hidden;paddin | https://skylux.eu/en/products/skylux-160-ce-met-koepel-en-pvc-opstand-16-00-met-lm-motor-en-windvang-1050-x-1050-mm | https://skylux.eu/cdn/shop/files/Skylux-160deg-CE-met-koepel-en-pvc-opstand-1600-met-LM-motor-en-windvang-1050-x-1050-mm-RWA-systeem.jpg?v=1702980197&width=1600 | https://skylux.eu/cdn/shop/files/e5a82811-1bb0-48e4-a776-cacb59c7c092_172a18dd-c5bb-4fc6-a050-f248da406467.jpg?v=1688551074&width=1600 | //skylux.eu/cdn/shop/files/E_MH_Mounting_instructions_Skylux_160_CE_LM.pdf?v=12406716259046007223 | //skylux.eu/cdn/shop/files/E_TD_Technical_File_Skylux_Skylux_160_CE_Electric.pdf?v=3667116872303399239 | <style type="text/css" id="isPasted"> <!--td { border: 1px solid #cccccc; } br { mso-data-placement: same-cell; } --> </style> <table border="1" cellpadding="0" cellspacing="0" dir="ltr" style="table-layout:fixed;font-size:10pt;font-family:Arial;border-collapse:collapse;border:none;"><tbody> <tr style="height:20px;"> <td style="overflow:hidden;padding:0px 3px 0px 3px;vertical-align:bottom;"></td> <td style="overflow:hidden;padding:0px 3px 0px 3px;vertical-align:bottom;"></td> <td style="overflow:hidden;padding:0px 3px 0px 3px;vertical-align:bottom;"></td> <td data-sheets-value='{"1":2,"2":"Ut-value"}' style="overflow:hidden;padding:0px 3px 0px 3px;vertical-align:bottom;font-weight:bold;text-align:center;">Ut-value</td> <td data-sheets-value='{"1":2,"2":"LT-value"}' style="overflow:hidden;padding:0px 3px 0px 3px;vertical-align:bottom;font-weight:bold;text-align:center;">LT-value</td> <td data-sheets-value='{"1":2,"2":"g-value"}' style="overflow:hidden;padding:0px 3px 0px 3px;vertical-align:bottom;font-weight:bold;text-align:center;">g-value</td> <td data-sheets-value='{"1":2,"2":"Rw-value "}' style="overflow:hidden;padding:0px 3px 0px 3px;vertical-align:bottom;font-weight:bold;text-align:center;">Rw-value </td> </tr> <tr style="height:20px;"> <td style="overflow:hidden;padding:0px 3px 0px 3px;vertical-align:bottom;"></td> <td style="overflow:hidden;padding:0px 3px 0px 3px;vertical-align:bottom;"></td> <td style="overflow:hidden;padding:0px 3px 0px 3px;vertical-align:bottom;"></td> <td data-sheets-numberformat='{"1":2,"2":"0.00","3":1}' data-sheets-value='{"1":2,"2":"EN 1873 : 2014"}' style="overflow:hidden;padding:0px 3px 0px 3px;vertical-align:bottom;text-align:center;">EN 1873 : 2014</td> <td data-sheets-numberformat='{"1":2,"2":"0","3":1}' data-sheets-value='{"1":2,"2":"EN ISO 13468 EN 16153 EN 410"}' style="overflow:hidden;padding:0px 3px 0px 3px;vertical-align:bottom;text-align:center;">EN ISO 13468 EN 16153 EN 410</td> <td data-sheets-numberformat='{"1":2,"2":"0","3":1}' data-sheets-value='{"1":2,"2":"EN 410"}' style="overflow:hidden;padding:0px 3px 0px 3px;vertical-align:bottom;text-align:center;">EN 410</td> <td data-sheets-value='{"1":2,"2":"EN ISO 140-3\t\t"}' style="overflow:hidden;padding:0px 3px 0px 3px;vertical-align:bottom;text-align:center;">EN ISO 140-3 </td> </tr> <tr style="height:20px;"> <td data-sheets-value='{"1":2,"2":"Material"}' style="border-bottom:1px solid #000000;overflow:hidden;padding:0px 3px 0px 3px;vertical-align:bottom;background-color:#000000;font-weight:bold;color:#ffffff;">Material</td> <td data-sheets-value='{"1":2,"2":"Walls"}' style="border-bottom:1px solid #000000;overflow:hidden;padding:0px 3px 0px 3px;vertical-align:bottom;background-color:#000000;font-weight:bold;color:#ffffff;">Walls</td> <td data-sheets-value='{"1":2,"2":"Shells"}' style="border-bottom:1px solid #000000;overflow:hidden;padding:0px 3px 0px 3px;vertical-align:bottom;background-color:#000000;font-weight:bold;color:#ffffff;">Shells</td> <td data-sheets-numberformat='{"1":2,"2":"0.00","3":1}' data-sheets-value='{"1":2,"2":"(W/m²K)\t"}' style="border-bottom:1px solid #000000;overflow:hidden;padding:0px 3px 0px 3px;vertical-align:bottom;background-color:#000000;font-weight:bold;color:#ffffff;text-align:center;">(W/m²K) </td> <td data-sheets-numberformat='{"1":2,"2":"0","3":1}' data-sheets-value='{"1":2,"2":"(%)"}' style="border-bottom:1px solid #000000;overflow:hidden;padding:0px 3px 0px 3px;vertical-align:bottom;background-color:#000000;font-weight:bold;color:#ffffff;text-align:center;">(%)</td> <td data-sheets-numberformat='{"1":2,"2":"0","3":1}' data-sheets-value='{"1":2,"2":"(%)"}' style="border-bottom:1px solid #000000;overflow:hidden;padding:0px 3px 0px 3px;vertical-align:bottom;background-color:#000000;font-weight:bold;color:#ffffff;text-align:center;">(%)</td> <td data-sheets-value='{"1":2,"2":"(dB)"}' style="border-bottom:1px solid #000000;overflow:hidden;padding:0px 3px 0px 3px;vertical-align:bottom;background-color:#000000;font-weight:bold;color:#ffffff;text-align:center;">(dB)</td> </tr> <tr style="height:20px;"> <td data-sheets-value='{"1":2,"2":"Acrylic"}' style="border-left:1px solid #000000;overflow:hidden;padding:0px 3px 0px 3px;vertical-align:bottom;font-weight:bold;">Acrylic</td> <td data-sheets-value='{"1":2,"2":"Single-walled"}' style="overflow:hidden;padding:0px 3px 0px 3px;vertical-align:bottom;font-weight:bold;">Single-walled</td> <td data-sheets-value='{"1":2,"2":"Clear (H)"}' style="border-right:1px solid #000000;overflow:hidden;padding:0px 3px 0px 3px;vertical-align:bottom;font-weight:bold;">Clear (H)</td> <td data-sheets-numberformat='{"1":2,"2":"0.00","3":1}' data-sheets-value='{"1":3,"3":5.17}' style="overflow:hidden;padding:0px 3px 0px 3px;vertical-align:bottom;text-align:center;">5.17</td> <td data-sheets-numberformat='{"1":2,"2":"0","3":1}' data-sheets-value='{"1":3,"3":90}' style="overflow:hidden;padding:0px 3px 0px 3px;vertical-align:bottom;text-align:center;">90</td> <td data-sheets-numberformat='{"1":2,"2":"0","3":1}' data-sheets-value='{"1":3,"3":87}' style="overflow:hidden;padding:0px 3px 0px 3px;vertical-align:bottom;text-align:center;">87</td> <td data-sheets-numberformat='{"1":2,"2":"0","3":1}' data-sheets-value='{"1":2,"2":"-"}' style="border-right:1px solid #000000;overflow:hidden;padding:0px 3px 0px 3px;vertical-align:bottom;text-align:center;">-</td> </tr> <tr style="height:20px;"> <td data-sheets-value='{"1":2,"2":"PMMA"}' style="border-left:1px solid #000000;overflow:hidden;padding:0px 3px 0px 3px;vertical-align:bottom;font-weight:bold;">PMMA</td> <td data-sheets-value='{"1":2,"2":"Single-walled"}' style="overflow:hidden;padding:0px 3px 0px 3px;vertical-align:bottom;font-weight:bold;">Single-walled</td> <td data-sheets-value='{"1":2,"2":"Opal (O)"}' style="border-right:1px solid #000000;overflow:hidden;padding:0px 3px 0px 3px;vertical-align:bottom;font-weight:bold;">Opal (O)</td> <td data-sheets-numberformat='{"1":2,"2":"0.00","3":1}' data-sheets-value='{"1":3,"3":5.17}' style="overflow:hidden;padding:0px 3px 0px 3px;vertical-align:bottom;text-align:center;">5.17</td> <td data-sheets-numberformat='{"1":2,"2":"0","3":1}' data-sheets-value='{"1":3,"3":83}' style="overflow:hidden;padding:0px 3px 0px 3px;vertical-align:bottom;text-align:center;">83</td> <td data-sheets-numberformat='{"1":2,"2":"0","3":1}' data-sheets-value='{"1":3,"3":76}' style="overflow:hidden;padding:0px 3px 0px 3px;vertical-align:bottom;text-align:center;">76</td> <td data-sheets-numberformat='{"1":2,"2":"0","3":1}' data-sheets-value='{"1":2,"2":"-"}' style="border-right:1px solid #000000;overflow:hidden;padding:0px 3px 0px 3px;vertical-align:bottom;text-align:center;">-</td> </tr> <tr style="height:20px;"> <td style="border-left:1px solid #000000;overflow:hidden;padding:0px 3px 0px 3px;vertical-align:bottom;font-weight:bold;"></td> <td data-sheets-value='{"1":2,"2":"Double-walled"}' style="overflow:hidden;padding:0px 3px 0px 3px;vertical-align:bottom;font-weight:bold;">Double-walled</td> <td data-sheets-value='{"1":2,"2":"Clear (H/H)"}' style="border-right:1px solid #000000;overflow:hidden;padding:0px 3px 0px 3px;vertical-align:bottom;font-weight:bold;">Clear (H/H)</td> <td data-sheets-numberformat='{"1":2,"2":"0.00","3":1}' data-sheets-value='{"1":3,"3":2.9}' style="overflow:hidden;padding:0px 3px 0px 3px;vertical-align:bottom;text-align:center;">2.90</td> <td data-sheets-numberformat='{"1":2,"2":"0","3":1}' data-sheets-value='{"1":3,"3":81}' style="overflow:hidden;padding:0px 3px 0px 3px;vertical-align:bottom;text-align:center;">81</td> <td data-sheets-numberformat='{"1":2,"2":"0","3":1}' data-sheets-value='{"1":3,"3":75}' style="overflow:hidden;padding:0px 3px 0px 3px;vertical-align:bottom;text-align:center;">75</td> <td data-sheets-numberformat='{"1":2,"2":"0","3":1}' data-sheets-value='{"1":3,"3":20}' style="border-right:1px solid #000000;overflow:hidden;padding:0px 3px 0px 3px;vertical-align:bottom;text-align:center;">20</td> </tr> <tr style="height:20px;"> <td style="border-left:1px solid #000000;overflow:hidden;padding:0px 3px 0px 3px;vertical-align:bottom;font-weight:bold;"></td> <td data-sheets-value='{"1":2,"2":"Double-walled"}' style="overflow:hidden;padding:0px 3px 0px 3px;vertical-align:bottom;font-weight:bold;">Double-walled</td> <td data-sheets-value='{"1":2,"2":"Opal (O/O)"}' style="border-right:1px solid #000000;overflow:hidden;padding:0px 3px 0px 3px;vertical-align:bottom;font-weight:bold;">Opal (O/O)</td> <td data-sheets-numberformat='{"1":2,"2":"0.00","3":1}' data-sheets-value='{"1":3,"3":2.9}' style="overflow:hidden;padding:0px 3px 0px 3px;vertical-align:bottom;text-align:center;">2.90</td> <td data-sheets-numberformat='{"1":2,"2":"0","3":1}' data-sheets-value='{"1":3,"3":69}' style="overflow:hidden;padding:0px 3px 0px 3px;vertical-align:bottom;text-align:center;">69</td> <td data-sheets-numberformat='{"1":2,"2":"0","3":1}' data-sheets-value='{"1":3,"3":58}' style="overflow:hidden;padding:0px 3px 0px 3px;vertical-align:bottom;text-align:center;">58</td> <td data-sheets-numberformat='{"1":2,"2":"0","3":1}' data-sheets-value='{"1":3,"3":20}' style="border-right:1px solid #000000;overflow:hidden;padding:0px 3px 0px 3px;vertical-align:bottom;text-align:center;">20</td> </tr> <tr style="height:20px;"> <td style="border-left:1px solid #000000;overflow:hidden;padding:0px 3px 0px 3px;vertical-align:bottom;font-weight:bold;"></td> <td data-sheets-value='{"1":2,"2":"Triple-walled"}' style="overflow:hidden;padding:0px 3px 0px 3px;vertical-align:bottom;font-weight:bold;">Triple-walled</td> <td data-sheets-value='{"1":2,"2":"Clear (H/H/H)"}' style="border-right:1px solid #000000;overflow:hidden;padding:0px 3px 0px 3px;vertical-align:bottom;font-weight:bold;">Clear (H/H/H)</td> <td data-sheets-numberformat='{"1":2,"2":"0.00","3":1}' data-sheets-value='{"1":3,"3":1.7}' style="overflow:hidden;padding:0px 3px 0px 3px;vertical-align:bottom;text-align:center;">1.70</td> <td data-sheets-numberformat='{"1":2,"2":"0","3":1}' data-sheets-value='{"1":3,"3":73}' style="overflow:hidden;padding:0px 3px 0px 3px;vertical-align:bottom;text-align:center;">73</td> <td data-sheets-numberformat='{"1":2,"2":"0","3":1}' data-sheets-value='{"1":3,"3":65}' style="overflow:hidden;padding:0px 3px 0px 3px;vertical-align:bottom;text-align:center;">65</td> <td data-sheets-numberformat='{"1":2,"2":"0","3":1}' data-sheets-value='{"1":3,"3":22}' style="border-right:1px solid #000000;overflow:hidden;padding:0px 3px 0px 3px;vertical-align:bottom;text-align:center;">22</td> </tr> <tr style="height:20px;"> <td style="border-left:1px solid #000000;overflow:hidden;padding:0px 3px 0px 3px;vertical-align:bottom;font-weight:bold;"></td> <td data-sheets-value='{"1":2,"2":"Triple-walled"}' style="overflow:hidden;padding:0px 3px 0px 3px;vertical-align:bottom;font-weight:bold;">Triple-walled</td> <td data-sheets-value='{"1":2,"2":"Opal (O/H/O)"}' style="border-right:1px solid #000000;overflow:hidden;padding:0px 3px 0px 3px;vertical-align:bottom;font-weight:bold;">Opal (O/H/O)</td> <td data-sheets-numberformat='{"1":2,"2":"0.00","3":1}' data-sheets-value='{"1":3,"3":1.7}' style="overflow:hidden;padding:0px 3px 0px 3px;vertical-align:bottom;text-align:center;">1.70</td> <td data-sheets-numberformat='{"1":2,"2":"0","3":1}' data-sheets-value='{"1":3,"3":62}' style="overflow:hidden;padding:0px 3px 0px 3px;vertical-align:bottom;text-align:center;">62</td> <td data-sheets-numberformat='{"1":2,"2":"0","3":1}' data-sheets-value='{"1":3,"3":51}' style="overflow:hidden;padding:0px 3px 0px 3px;vertical-align:bottom;text-align:center;">51</td> <td data-sheets-numberformat='{"1":2,"2":"0","3":1}' data-sheets-value='{"1":3,"3":22}' style="border-right:1px solid #000000;overflow:hidden;padding:0px 3px 0px 3px;vertical-align:bottom;text-align:center;">22</td> </tr> <tr style="height:20px;"> <td style="border-left:1px solid #000000;overflow:hidden;padding:0px 3px 0px 3px;vertical-align:bottom;font-weight:bold;"></td> <td data-sheets-value='{"1":2,"2":"Four-walled"}' style="overflow:hidden;padding:0px 3px 0px 3px;vertical-align:bottom;font-weight:bold;">Four-walled</td> <td data-sheets-value='{"1":2,"2":"Clear (H/H/H/H)"}' style="border-right:1px solid #000000;overflow:hidden;padding:0px 3px 0px 3px;vertical-align:bottom;font-weight:bold;">Clear (H/H/H/H)</td> <td data-sheets-numberformat='{"1":2,"2":"0.00","3":1}' data-sheets-value='{"1":3,"3":1.28}' style="overflow:hidden;padding:0px 3px 0px 3px;vertical-align:bottom;text-align:center;">1.28</td> <td data-sheets-numberformat='{"1":2,"2":"0","3":1}' data-sheets-value='{"1":3,"3":64}' style="overflow:hidden;padding:0px 3px 0px 3px;vertical-align:bottom;text-align:center;">64</td> <td data-sheets-numberformat='{"1":2,"2":"0","3":1}' data-sheets-value='{"1":3,"3":54}' style="overflow:hidden;padding:0px 3px 0px 3px;vertical-align:bottom;text-align:center;">54</td> <td data-sheets-numberformat='{"1":2,"2":"0","3":1}' data-sheets-value='{"1":3,"3":23}' style="border-right:1px solid #000000;overflow:hidden;padding:0px 3px 0px 3px;vertical-align:bottom;text-align:center;">23</td> </tr> <tr style="height:20px;"> <td style="border-bottom:1px solid #000000;border-left:1px solid #000000;overflow:hidden;padding:0px 3px 0px 3px;vertical-align:bottom;"></td> <td data-sheets-value='{"1":2,"2":"Four-walled"}' style="border-bottom:1px solid #000000;overflow:hidden;padding:0px 3px 0px 3px;vertical-align:bottom;font-weight:bold;">Four-walled</td> <td data-sheets-value='{"1":2,"2":"Opal (H/H/O/H)"}' style="border-right:1px solid #000000;border-bottom:1px solid #000000;overflow:hidden;padding:0px 3px 0px 3px;vertical-align:bottom;font-weight:bold;">Opal (H/H/O/H)</td> <td data-sheets-numberformat='{"1":2,"2":"0.00","3":1}' data-sheets-value='{"1":3,"3":1.28}' style="border-bottom:1px solid #000000;overflow:hidden;padding:0px 3px 0px 3px;vertical-align:bottom;text-align:center;">1.28</td> <td data-sheets-numberformat='{"1":2,"2":"0","3":1}' data-sheets-value='{"1":3,"3":59}' style="border-bottom:1px solid #000000;overflow:hidden;padding:0px 3px 0px 3px;vertical-align:bottom;text-align:center;">59</td> <td data-sheets-numberformat='{"1":2,"2":"0","3":1}' data-sheets-value='{"1":3,"3":48}' style="border-bottom:1px solid #000000;overflow:hidden;padding:0px 3px 0px 3px;vertical-align:bottom;text-align:center;">48</td> <td data-sheets-numberformat='{"1":2,"2":"0","3":1}' data-sheets-value='{"1":3,"3":23}' style="border-right:1px solid #000000;border-bottom:1px solid #000000;overflow:hidden;padding:0px 3px 0px 3px;vertical-align:bottom;text-align:center;">23</td> </tr> <tr style="height:20px;"> <td data-sheets-value='{"1":2,"2":"Polycarbonate "}' style="border-left:1px solid #000000;overflow:hidden;padding:0px 3px 0px 3px;vertical-align:bottom;font-weight:bold;">Polycarbonate </td> <td data-sheets-value='{"1":2,"2":"Single-walled"}' style="overflow:hidden;padding:0px 3px 0px 3px;vertical-align:bottom;font-weight:bold;">Single-walled</td> <td data-sheets-value='{"1":2,"2":"Clear (A)"}' style="border-right:1px solid #000000;overflow:hidden;padding:0px 3px 0px 3px;vertical-align:bottom;font-weight:bold;">Clear (A)</td> <td data-sheets-numberformat='{"1":2,"2":"0.00","3":1}' data-sheets-value='{"1":3,"3":5.17}' style="overflow:hidden;padding:0px 3px 0px 3px;vertical-align:bottom;text-align:center;">5.17</td> <td data-sheets-numberformat='{"1":2,"2":"0","3":1}' data-sheets-value='{"1":3,"3":88}' style="overflow:hidden;padding:0px 3px 0px 3px;vertical-align:bottom;text-align:center;">88</td> <td data-sheets-numberformat='{"1":2,"2":"0","3":1}' data-sheets-value='{"1":3,"3":83}' style="overflow:hidden;padding:0px 3px 0px 3px;vertical-align:bottom;text-align:center;">83</td> <td data-sheets-numberformat='{"1":2,"2":"0","3":1}' data-sheets-value='{"1":2,"2":"-"}' style="border-right:1px solid #000000;overflow:hidden;padding:0px 3px 0px 3px;vertical-align:bottom;text-align:center;">-</td> </tr> <tr style="height:20px;"> <td data-sheets-value='{"1":2,"2":"PC"}' style="border-left:1px solid #000000;overflow:hidden;padding:0px 3px 0px 3px;vertical-align:bottom;font-weight:bold;">PC</td> <td data-sheets-value='{"1":2,"2":"Single-walled"}' style="overflow:hidden;padding:0px 3px 0px 3px;vertical-align:bottom;font-weight:bold;">Single-walled</td> <td data-sheets-value='{"1":2,"2":"Opal (D)"}' style="border-right:1px solid #000000;overflow:hidden;padding:0px 3px 0px 3px;vertical-align:bottom;font-weight:bold;">Opal (D)</td> <td data-sheets-numberformat='{"1":2,"2":"0.00","3":1}' data-sheets-value='{"1":3,"3":5.17}' style="overflow:hidden;padding:0px 3px 0px 3px;vertical-align:bottom;text-align:center;">5.17</td> <td data-sheets-numberformat='{"1":2,"2":"0","3":1}' data-sheets-value='{"1":3,"3":58}' style="overflow:hidden;padding:0px 3px 0px 3px;vertical-align:bottom;text-align:center;">58</td> <td data-sheets-numberformat='{"1":2,"2":"0","3":1}' data-sheets-value='{"1":3,"3":60}' style="overflow:hidden;padding:0px 3px 0px 3px;vertical-align:bottom;text-align:center;">60</td> <td data-sheets-numberformat='{"1":2,"2":"0","3":1}' data-sheets-value='{"1":2,"2":"-"}' style="border-right:1px solid #000000;overflow:hidden;padding:0px 3px 0px 3px;vertical-align:bottom;text-align:center;">-</td> </tr> <tr style="height:20px;"> <td style="border-left:1px solid #000000;overflow:hidden;padding:0px 3px 0px 3px;vertical-align:bottom;font-weight:bold;"></td> <td data-sheets-value='{"1":2,"2":"Double-walled"}' style="overflow:hidden;padding:0px 3px 0px 3px;vertical-align:bottom;font-weight:bold;">Double-walled</td> <td data-sheets-value='{"1":2,"2":"Clear (A/H)"}' style="border-right:1px solid #000000;overflow:hidden;padding:0px 3px 0px 3px;vertical-align:bottom;font-weight:bold;">Clear (A/H)</td> <td data-sheets-numberformat='{"1":2,"2":"0.00","3":1}' data-sheets-value='{"1":3,"3":2.9}' style="overflow:hidden;padding:0px 3px 0px 3px;vertical-align:bottom;text-align:center;">2.90</td> <td data-sheets-numberformat='{"1":2,"2":"0","3":1}' data-sheets-value='{"1":3,"3":79}' style="overflow:hidden;padding:0px 3px 0px 3px;vertical-align:bottom;text-align:center;">79</td> <td data-sheets-numberformat='{"1":2,"2":"0","3":1}' data-sheets-value='{"1":3,"3":72}' style="overflow:hidden;padding:0px 3px 0px 3px;vertical-align:bottom;text-align:center;">72</td> <td data-sheets-numberformat='{"1":2,"2":"0","3":1}' data-sheets-value='{"1":3,"3":20}' style="border-right:1px solid #000000;overflow:hidden;padding:0px 3px 0px 3px;vertical-align:bottom;text-align:center;">20</td> </tr> <tr style="height:20px;"> <td style="border-left:1px solid #000000;overflow:hidden;padding:0px 3px 0px 3px;vertical-align:bottom;font-weight:bold;"></td> <td data-sheets-value='{"1":2,"2":"Double-walled"}' style="overflow:hidden;padding:0px 3px 0px 3px;vertical-align:bottom;font-weight:bold;">Double-walled</td> <td data-sheets-value='{"1":2,"2":"Clear (A/A)"}' style="border-right:1px solid #000000;overflow:hidden;padding:0px 3px 0px 3px;vertical-align:bottom;font-weight:bold;">Clear (A/A)</td> <td data-sheets-numberformat='{"1":2,"2":"0.00","3":1}' data-sheets-value='{"1":3,"3":2.9}' style="overflow:hidden;padding:0px 3px 0px 3px;vertical-align:bottom;text-align:center;">2.90</td> <td data-sheets-numberformat='{"1":2,"2":"0","3":1}' data-sheets-value='{"1":3,"3":77}' style="overflow:hidden;padding:0px 3px 0px 3px;vertical-align:bottom;text-align:center;">77</td> <td data-sheets-numberformat='{"1":2,"2":"0","3":1}' data-sheets-value='{"1":3,"3":69}' style="overflow:hidden;padding:0px 3px 0px 3px;vertical-align:bottom;text-align:center;">69</td> <td data-sheets-numberformat='{"1":2,"2":"0","3":1}' data-sheets-value='{"1":3,"3":20}' style="border-right:1px solid #000000;overflow:hidden;padding:0px 3px 0px 3px;vertical-align:bottom;text-align:center;">20</td> </tr> <tr style="height:20px;"> <td style="border-left:1px solid #000000;overflow:hidden;padding:0px 3px 0px 3px;vertical-align:bottom;font-weight:bold;"></td> <td data-sheets-value='{"1":2,"2":"Double-walled"}' style="overflow:hidden;padding:0px 3px 0px 3px;vertical-align:bottom;font-weight:bold;">Double-walled</td> <td data-sheets-value='{"1":2,"2":"Opal (A/O)"}' style="border-right:1px solid #000000;overflow:hidden;padding:0px 3px 0px 3px;vertical-align:bottom;font-weight:bold;">Opal (A/O)</td> <td data-sheets-numberformat='{"1":2,"2":"0.00","3":1}' data-sheets-value='{"1":3,"3":2.9}' style="overflow:hidden;padding:0px 3px 0px 3px;vertical-align:bottom;text-align:center;">2.90</td> <td data-sheets-numberformat='{"1":2,"2":"0","3":1}' data-sheets-value='{"1":3,"3":73}' style="overflow:hidden;padding:0px 3px 0px 3px;vertical-align:bottom;text-align:center;">73</td> <td data-sheets-numberformat='{"1":2,"2":"0","3":1}' data-sheets-value='{"1":3,"3":63}' style="overflow:hidden;padding:0px 3px 0px 3px;vertical-align:bottom;text-align:center;">63</td> <td data-sheets-numberformat='{"1":2,"2":"0","3":1}' data-sheets-value='{"1":3,"3":20}' style="border-right:1px solid #000000;overflow:hidden;padding:0px 3px 0px 3px;vertical-align:bottom;text-align:center;">20</td> </tr> <tr style="height:20px;"> <td style="border-left:1px solid #000000;overflow:hidden;padding:0px 3px 0px 3px;vertical-align:bottom;font-weight:bold;"></td> <td data-sheets-value='{"1":2,"2":"Double-walled"}' style="overflow:hidden;padding:0px 3px 0px 3px;vertical-align:bottom;font-weight:bold;">Double-walled</td> <td data-sheets-value='{"1":2,"2":"Opal (A/D)"}' style="border-right:1px solid #000000;overflow:hidden;padding:0px 3px 0px 3px;vertical-align:bottom;font-weight:bold;">Opal (A/D)</td> <td data-sheets-numberformat='{"1":2,"2":"0.00","3":1}' data-sheets-value='{"1":3,"3":2.9}' style="overflow:hidden;padding:0px 3px 0px 3px;vertical-align:bottom;text-align:center;">2.90</td> <td data-sheets-numberformat='{"1":2,"2":"0","3":1}' data-sheets-value='{"1":3,"3":51}' style="overflow:hidden;padding:0px 3px 0px 3px;vertical-align:bottom;text-align:center;">51</td> <td data-sheets-numberformat='{"1":2,"2":"0","3":1}' data-sheets-value='{"1":3,"3":50}' style="overflow:hidden;padding:0px 3px 0px 3px;vertical-align:bottom;text-align:center;">50</td> <td data-sheets-numberformat='{"1":2,"2":"0","3":1}' data-sheets-value='{"1":3,"3":20}' style="border-right:1px solid #000000;overflow:hidden;padding:0px 3px 0px 3px;vertical-align:bottom;text-align:center;">20</td> </tr> <tr style="height:20px;"> <td style="border-left:1px solid #000000;overflow:hidden;padding:0px 3px 0px 3px;vertical-align:bottom;font-weight:bold;"></td> <td data-sheets-value='{"1":2,"2":"Triple-walled"}' style="overflow:hidden;padding:0px 3px 0px 3px;vertical-align:bottom;font-weight:bold;">Triple-walled</td> <td data-sheets-value='{"1":2,"2":"Clear (A/H/H)"}' style="border-right:1px solid #000000;overflow:hidden;padding:0px 3px 0px 3px;vertical-align:bottom;font-weight:bold;">Clear (A/H/H)</td> <td data-sheets-numberformat='{"1":2,"2":"0.00","3":1}' data-sheets-value='{"1":3,"3":1.7}' style="overflow:hidden;padding:0px 3px 0px 3px;vertical-align:bottom;text-align:center;">1.70</td> <td data-sheets-numberformat='{"1":2,"2":"0","3":1}' data-sheets-value='{"1":3,"3":71}' style="overflow:hidden;padding:0px 3px 0px 3px;vertical-align:bottom;text-align:center;">71</td> <td data-sheets-numberformat='{"1":2,"2":"0","3":1}' data-sheets-value='{"1":3,"3":63}' style="overflow:hidden;padding:0px 3px 0px 3px;vertical-align:bottom;text-align:center;">63</td> <td data-sheets-numberformat='{"1":2,"2":"0","3":1}' data-sheets-value='{"1":3,"3":22}' style="border-right:1px solid #000000;overflow:hidden;padding:0px 3px 0px 3px;vertical-align:bottom;text-align:center;">22</td> </tr> <tr style="height:20px;"> <td style="border-left:1px solid #000000;overflow:hidden;padding:0px 3px 0px 3px;vertical-align:bottom;font-weight:bold;"></td> <td data-sheets-value='{"1":2,"2":"Triple-walled"}' style="overflow:hidden;padding:0px 3px 0px 3px;vertical-align:bottom;font-weight:bold;">Triple-walled</td> <td data-sheets-value='{"1":2,"2":"Opal (A/O/O)"}' style="border-right:1px solid #000000;overflow:hidden;padding:0px 3px 0px 3px;vertical-align:bottom;font-weight:bold;">Opal (A/O/O)</td> <td data-sheets-numberformat='{"1":2,"2":"0.00","3":1}' data-sheets-value='{"1":3,"3":1.7}' style="overflow:hidden;padding:0px 3px 0px 3px;vertical-align:bottom;text-align:center;">1.70</td> <td data-sheets-numberformat='{"1":2,"2":"0","3":1}' data-sheets-value='{"1":3,"3":61}' style="overflow:hidden;padding:0px 3px 0px 3px;vertical-align:bottom;text-align:center;">61</td> <td data-sheets-numberformat='{"1":2,"2":"0","3":1}' data-sheets-value='{"1":3,"3":48}' style="overflow:hidden;padding:0px 3px 0px 3px;vertical-align:bottom;text-align:center;">48</td> <td data-sheets-numberformat='{"1":2,"2":"0","3":1}' data-sheets-value='{"1":3,"3":22}' style="border-right:1px solid #000000;overflow:hidden;padding:0px 3px 0px 3px;vertical-align:bottom;text-align:center;">22</td> </tr> <tr style="height:20px;"> <td style="border-left:1px solid #000000;overflow:hidden;padding:0px 3px 0px 3px;vertical-align:bottom;font-weight:bold;"></td> <td data-sheets-value='{"1":2,"2":"Four-walled"}' style="overflow:hidden;padding:0px 3px 0px 3px;vertical-align:bottom;font-weight:bold;">Four-walled</td> <td data-sheets-value='{"1":2,"2":"Clear (A/H/H/H)"}' style="border-right:1px solid #000000;overflow:hidden;padding:0px 3px 0px 3px;vertical-align:bottom;font-weight:bold;">Clear (A/H/H/H)</td> <td data-sheets-numberformat='{"1":2,"2":"0.00","3":1}' data-sheets-value='{"1":3,"3":1.28}' style="overflow:hidden;padding:0px 3px 0px 3px;vertical-align:bottom;text-align:center;">1.28</td> <td data-sheets-numberformat='{"1":2,"2":"0","3":1}' data-sheets-value='{"1":3,"3":64}' style="overflow:hidden;padding:0px 3px 0px 3px;vertical-align:bottom;text-align:center;">64</td> <td data-sheets-numberformat='{"1":2,"2":"0","3":1}' data-sheets-value='{"1":3,"3":52}' style="overflow:hidden;padding:0px 3px 0px 3px;vertical-align:bottom;text-align:center;">52</td> <td data-sheets-numberformat='{"1":2,"2":"0","3":1}' data-sheets-value='{"1":3,"3":23}' style="border-right:1px solid #000000;overflow:hidden;padding:0px 3px 0px 3px;vertical-align:bottom;text-align:center;">23</td> </tr> <tr style="height:20px;"> <td style="border-bottom:1px solid #000000;border-left:1px solid #000000;overflow:hidden;padding:0px 3px 0px 3px;vertical-align:bottom;"></td> <td data-sheets-value='{"1":2,"2":"Four-walled"}' style="border-bottom:1px solid #000000;overflow:hidden;padding:0px 3px 0px 3px;vertical-align:bottom;font-weight:bold;">Four-walled</td> <td data-sheets-value='{"1":2,"2":"Opal (A/H/O/H)"}' style="border-right:1px solid #000000;border-bottom:1px solid #000000;overflow:hidden;padding:0px 3px 0px 3px;vertical-align:bottom;font-weight:bold;">Opal (A/H/O/H)</td> <td data-sheets-numberformat='{"1":2,"2":"0.00","3":1}' data-sheets-value='{"1":3,"3":1.28}' style="border-bottom:1px solid #000000;overflow:hidden;padding:0px 3px 0px 3px;vertical-align:bottom;text-align:center;">1.28</td> <td data-sheets-numberformat='{"1":2,"2":"0","3":1}' data-sheets-value='{"1":3,"3":59}' style="border-bottom:1px solid #000000;overflow:hidden;padding:0px 3px 0px 3px;vertical-align:bottom;text-align:center;">59</td> <td data-sheets-numberformat='{"1":2,"2":"0","3":1}' data-sheets-value='{"1":3,"3":46}' style="border-bottom:1px solid #000000;overflow:hidden;padding:0px 3px 0px 3px;vertical-align:bottom;text-align:center;">46</td> <td data-sheets-numberformat='{"1":2,"2":"0","3":1}' data-sheets-value='{"1":3,"3":23}' style="border-right:1px solid #000000;border-bottom:1px solid #000000;overflow:hidden;padding:0px 3px 0px 3px;vertical-align:bottom;text-align:center;">23</td> </tr> <tr style="height:20px;"> <td data-sheets-value='{"1":2,"2":"Polycarbonate"}' style="border-left:1px solid #000000;overflow:hidden;padding:0px 3px 0px 3px;vertical-align:bottom;font-weight:bold;">Polycarbonate</td> <td data-sheets-value='{"1":2,"2":"Single-walled"}' style="overflow:hidden;padding:0px 3px 0px 3px;vertical-align:bottom;font-weight:bold;">Single-walled</td> <td data-sheets-value='{"1":2,"2":"Heatstop Opal (T)"}' style="border-right:1px solid #000000;overflow:hidden;padding:0px 3px 0px 3px;vertical-align:bottom;font-weight:bold;">Heatstop Opal (T)</td> <td data-sheets-numberformat='{"1":2,"2":"0.00","3":1}' data-sheets-value='{"1":3,"3":5.17}' style="overflow:hidden;padding:0px 3px 0px 3px;vertical-align:bottom;text-align:center;">5.17</td> <td data-sheets-numberformat='{"1":2,"2":"0","3":1}' data-sheets-value='{"1":3,"3":49}' style="overflow:hidden;padding:0px 3px 0px 3px;vertical-align:bottom;text-align:center;">49</td> <td data-sheets-numberformat='{"1":2,"2":"0","3":1}' data-sheets-value='{"1":3,"3":59}' style="overflow:hidden;padding:0px 3px 0px 3px;vertical-align:bottom;text-align:center;">59</td> <td data-sheets-numberformat='{"1":2,"2":"0","3":1}' data-sheets-value='{"1":2,"2":"-"}' style="border-right:1px solid #000000;overflow:hidden;padding:0px 3px 0px 3px;vertical-align:bottom;text-align:center;">-</td> </tr> <tr style="height:20px;"> <td data-sheets-value='{"1":2,"2":"Heatstop PC"}' style="border-left:1px solid #000000;overflow:hidden;padding:0px 3px 0px 3px;vertical-align:bottom;font-weight:bold;">Heatstop PC</td> <td data-sheets-value='{"1":2,"2":"Double-walled"}' style="overflow:hidden;padding:0px 3px 0px 3px;vertical-align:bottom;font-weight:bold;">Double-walled</td> <td data-sheets-value='{"1":2,"2":"Clear (T/H)"}' style="border-right:1px solid #000000;overflow:hidden;padding:0px 3px 0px 3px;vertical-align:bottom;font-weight:bold;">Clear (T/H)</td> <td data-sheets-numberformat='{"1":2,"2":"0.00","3":1}' data-sheets-value='{"1":3,"3":2.9}' style="overflow:hidden;padding:0px 3px 0px 3px;vertical-align:bottom;text-align:center;">2.90</td> <td data-sheets-numberformat='{"1":2,"2":"0","3":1}' data-sheets-value='{"1":3,"3":44}' style="overflow:hidden;padding:0px 3px 0px 3px;vertical-align:bottom;text-align:center;">44</td> <td data-sheets-numberformat='{"1":2,"2":"0","3":1}' data-sheets-value='{"1":3,"3":51}' style="overflow:hidden;padding:0px 3px 0px 3px;vertical-align:bottom;text-align:center;">51</td> <td data-sheets-numberformat='{"1":2,"2":"0","3":1}' data-sheets-value='{"1":3,"3":20}' style="border-right:1px solid #000000;overflow:hidden;padding:0px 3px 0px 3px;vertical-align:bottom;text-align:center;">20</td> </tr> <tr style="height:20px;"> <td style="border-left:1px solid #000000;overflow:hidden;padding:0px 3px 0px 3px;vertical-align:bottom;font-weight:bold;"></td> <td data-sheets-value='{"1":2,"2":"Double-walled"}' style="overflow:hidden;padding:0px 3px 0px 3px;vertical-align:bottom;font-weight:bold;">Double-walled</td> <td data-sheets-value='{"1":2,"2":"Opal (T/O)"}' style="border-right:1px solid #000000;overflow:hidden;padding:0px 3px 0px 3px;vertical-align:bottom;font-weight:bold;">Opal (T/O)</td> <td data-sheets-numberformat='{"1":2,"2":"0.00","3":1}' data-sheets-value='{"1":3,"3":2.9}' style="overflow:hidden;padding:0px 3px 0px 3px;vertical-align:bottom;text-align:center;">2.90</td> <td data-sheets-numberformat='{"1":2,"2":"0","3":1}' data-sheets-value='{"1":3,"3":41}' style="overflow:hidden;padding:0px 3px 0px 3px;vertical-align:bottom;text-align:center;">41</td> <td data-sheets-numberformat='{"1":2,"2":"0","3":1}' data-sheets-value='{"1":3,"3":45}' style="overflow:hidden;padding:0px 3px 0px 3px;vertical-align:bottom;text-align:center;">45</td> <td data-sheets-numberformat='{"1":2,"2":"0","3":1}' data-sheets-value='{"1":3,"3":20}' style="border-right:1px solid #000000;overflow:hidden;padding:0px 3px 0px 3px;vertical-align:bottom;text-align:center;">20</td> </tr> <tr style="height:20px;"> <td style="border-left:1px solid #000000;overflow:hidden;padding:0px 3px 0px 3px;vertical-align:bottom;font-weight:bold;"></td> <td data-sheets-value='{"1":2,"2":"Triple-walled"}' style="overflow:hidden; | skylux-160-ce-met-koepel-en-pvc-opstand-16-00-met-lm-motor-en-windvang-1050-x-1050-mm | 8586028646733 | 46872342528333
Smoke and heat exhaust (SHEV) | SHE system | Skylux | Skylux 160° CE with skylight and PVC curb 16/00 with LM-actuator and spoiler 1050 x 1650 mm |  | 50377 | 5412970503774 | 4644 | Yes | 30-45 | 70.18 | 1050 x 1650 mm | 1650 | 1050 |  | PVC 16/00 (16 cm high & roof opening = daylight size) | Rectangular | 5.17 W/m²K - 1.28 W/m²K | 87% - 32% | 90% - 32% | 20dB - 23dB | 160° CE (for industry) | skylight | with spoiler | E | Single actuator | Maximum four-walled skylight possible for this product | Ut-value LT-value g-value Rw-value EN 1873 : 2014 EN ISO 13468 EN 16153 EN 410 EN 410 EN ISO 140-3 Material Walls Shells (W/m²K) (%) (%) (dB) Acrylic Single-walled Clear (H) 5.17 90 87 - PMMA Single-walled Opal (O) 5.17 83 76 - Double-walled Clear (H/H) 2.90 81 75 20 Double-walled Opal (O/O) 2.90 69 58 20 Triple-walled Clear (H/H/H) 1.70 73 65 22 Triple-walled Opal (O/H/O) 1.70 62 51 22 Four-walled Clear (H/H/H/H) 1.28 64 54 23 Four-walled Opal (H/H/O/H) 1.28 59 48 23 Polycarbonate Single-walled Clear (A) 5.17 88 83 - PC Single-walled Opal (D) 5.17 58 60 - Double-walled Clear (A/H) 2.90 79 72 20 Double-walled Clear (A/A) 2.90 77 69 20 Double-walled Opal (A/O) 2.90 73 63 20 Double-walled Opal (A/D) 2.90 51 50 20 Triple-walled Clear (A/H/H) 1.70 71 63 22 Triple-walled Opal (A/O/O) 1.70 61 48 22 Four-walled Clear (A/H/H/H) 1.28 64 52 23 Four-walled Opal (A/H/O/H) 1.28 59 46 23 Polycarbonate Single-walled Heatstop Opal (T) 5.17 49 59 - Heatstop PC Double-walled Clear (T/H) 2.90 44 51 20 Double-walled Opal (T/O) 2.90 41 45 20 Triple-walled Clear (T/H/H) 1.70 40 <td data-sheets-numberformat='{"1":2,"2":"0","3":1}' data-sheets-value='{"1":3,"3":44}' style="overflow:hidden;paddin | https://skylux.eu/en/products/skylux-160-ce-met-koepel-en-pvc-opstand-16-00-met-lm-motor-en-windvang-1050-x-1650-mm | https://skylux.eu/cdn/shop/files/Skylux-160deg-CE-met-koepel-en-pvc-opstand-1600-met-LM-motor-en-windvang-1050-x-1650-mm-RWA-systeem.jpg?v=1702980202&width=1600 | https://skylux.eu/cdn/shop/files/e5a82811-1bb0-48e4-a776-cacb59c7c092_28992b79-fa87-40a4-9fbf-549425fa3b32.jpg?v=1688551075&width=1600 | //skylux.eu/cdn/shop/files/E_MH_Mounting_instructions_Skylux_160_CE_LM.pdf?v=12406716259046007223 | //skylux.eu/cdn/shop/files/E_TD_Technical_File_Skylux_Skylux_160_CE_Electric.pdf?v=3667116872303399239 | <style type="text/css" id="isPasted"> <!--td { border: 1px solid #cccccc; } br { mso-data-placement: same-cell; } --> </style> <table border="1" cellpadding="0" cellspacing="0" dir="ltr" style="table-layout:fixed;font-size:10pt;font-family:Arial;border-collapse:collapse;border:none;"><tbody> <tr style="height:20px;"> <td style="overflow:hidden;padding:0px 3px 0px 3px;vertical-align:bottom;"></td> <td style="overflow:hidden;padding:0px 3px 0px 3px;vertical-align:bottom;"></td> <td style="overflow:hidden;padding:0px 3px 0px 3px;vertical-align:bottom;"></td> <td data-sheets-value='{"1":2,"2":"Ut-value"}' style="overflow:hidden;padding:0px 3px 0px 3px;vertical-align:bottom;font-weight:bold;text-align:center;">Ut-value</td> <td data-sheets-value='{"1":2,"2":"LT-value"}' style="overflow:hidden;padding:0px 3px 0px 3px;vertical-align:bottom;font-weight:bold;text-align:center;">LT-value</td> <td data-sheets-value='{"1":2,"2":"g-value"}' style="overflow:hidden;padding:0px 3px 0px 3px;vertical-align:bottom;font-weight:bold;text-align:center;">g-value</td> <td data-sheets-value='{"1":2,"2":"Rw-value "}' style="overflow:hidden;padding:0px 3px 0px 3px;vertical-align:bottom;font-weight:bold;text-align:center;">Rw-value </td> </tr> <tr style="height:20px;"> <td style="overflow:hidden;padding:0px 3px 0px 3px;vertical-align:bottom;"></td> <td style="overflow:hidden;padding:0px 3px 0px 3px;vertical-align:bottom;"></td> <td style="overflow:hidden;padding:0px 3px 0px 3px;vertical-align:bottom;"></td> <td data-sheets-numberformat='{"1":2,"2":"0.00","3":1}' data-sheets-value='{"1":2,"2":"EN 1873 : 2014"}' style="overflow:hidden;padding:0px 3px 0px 3px;vertical-align:bottom;text-align:center;">EN 1873 : 2014</td> <td data-sheets-numberformat='{"1":2,"2":"0","3":1}' data-sheets-value='{"1":2,"2":"EN ISO 13468 EN 16153 EN 410"}' style="overflow:hidden;padding:0px 3px 0px 3px;vertical-align:bottom;text-align:center;">EN ISO 13468 EN 16153 EN 410</td> <td data-sheets-numberformat='{"1":2,"2":"0","3":1}' data-sheets-value='{"1":2,"2":"EN 410"}' style="overflow:hidden;padding:0px 3px 0px 3px;vertical-align:bottom;text-align:center;">EN 410</td> <td data-sheets-value='{"1":2,"2":"EN ISO 140-3\t\t"}' style="overflow:hidden;padding:0px 3px 0px 3px;vertical-align:bottom;text-align:center;">EN ISO 140-3 </td> </tr> <tr style="height:20px;"> <td data-sheets-value='{"1":2,"2":"Material"}' style="border-bottom:1px solid #000000;overflow:hidden;padding:0px 3px 0px 3px;vertical-align:bottom;background-color:#000000;font-weight:bold;color:#ffffff;">Material</td> <td data-sheets-value='{"1":2,"2":"Walls"}' style="border-bottom:1px solid #000000;overflow:hidden;padding:0px 3px 0px 3px;vertical-align:bottom;background-color:#000000;font-weight:bold;color:#ffffff;">Walls</td> <td data-sheets-value='{"1":2,"2":"Shells"}' style="border-bottom:1px solid #000000;overflow:hidden;padding:0px 3px 0px 3px;vertical-align:bottom;background-color:#000000;font-weight:bold;color:#ffffff;">Shells</td> <td data-sheets-numberformat='{"1":2,"2":"0.00","3":1}' data-sheets-value='{"1":2,"2":"(W/m²K)\t"}' style="border-bottom:1px solid #000000;overflow:hidden;padding:0px 3px 0px 3px;vertical-align:bottom;background-color:#000000;font-weight:bold;color:#ffffff;text-align:center;">(W/m²K) </td> <td data-sheets-numberformat='{"1":2,"2":"0","3":1}' data-sheets-value='{"1":2,"2":"(%)"}' style="border-bottom:1px solid #000000;overflow:hidden;padding:0px 3px 0px 3px;vertical-align:bottom;background-color:#000000;font-weight:bold;color:#ffffff;text-align:center;">(%)</td> <td data-sheets-numberformat='{"1":2,"2":"0","3":1}' data-sheets-value='{"1":2,"2":"(%)"}' style="border-bottom:1px solid #000000;overflow:hidden;padding:0px 3px 0px 3px;vertical-align:bottom;background-color:#000000;font-weight:bold;color:#ffffff;text-align:center;">(%)</td> <td data-sheets-value='{"1":2,"2":"(dB)"}' style="border-bottom:1px solid #000000;overflow:hidden;padding:0px 3px 0px 3px;vertical-align:bottom;background-color:#000000;font-weight:bold;color:#ffffff;text-align:center;">(dB)</td> </tr> <tr style="height:20px;"> <td data-sheets-value='{"1":2,"2":"Acrylic"}' style="border-left:1px solid #000000;overflow:hidden;padding:0px 3px 0px 3px;vertical-align:bottom;font-weight:bold;">Acrylic</td> <td data-sheets-value='{"1":2,"2":"Single-walled"}' style="overflow:hidden;padding:0px 3px 0px 3px;vertical-align:bottom;font-weight:bold;">Single-walled</td> <td data-sheets-value='{"1":2,"2":"Clear (H)"}' style="border-right:1px solid #000000;overflow:hidden;padding:0px 3px 0px 3px;vertical-align:bottom;font-weight:bold;">Clear (H)</td> <td data-sheets-numberformat='{"1":2,"2":"0.00","3":1}' data-sheets-value='{"1":3,"3":5.17}' style="overflow:hidden;padding:0px 3px 0px 3px;vertical-align:bottom;text-align:center;">5.17</td> <td data-sheets-numberformat='{"1":2,"2":"0","3":1}' data-sheets-value='{"1":3,"3":90}' style="overflow:hidden;padding:0px 3px 0px 3px;vertical-align:bottom;text-align:center;">90</td> <td data-sheets-numberformat='{"1":2,"2":"0","3":1}' data-sheets-value='{"1":3,"3":87}' style="overflow:hidden;padding:0px 3px 0px 3px;vertical-align:bottom;text-align:center;">87</td> <td data-sheets-numberformat='{"1":2,"2":"0","3":1}' data-sheets-value='{"1":2,"2":"-"}' style="border-right:1px solid #000000;overflow:hidden;padding:0px 3px 0px 3px;vertical-align:bottom;text-align:center;">-</td> </tr> <tr style="height:20px;"> <td data-sheets-value='{"1":2,"2":"PMMA"}' style="border-left:1px solid #000000;overflow:hidden;padding:0px 3px 0px 3px;vertical-align:bottom;font-weight:bold;">PMMA</td> <td data-sheets-value='{"1":2,"2":"Single-walled"}' style="overflow:hidden;padding:0px 3px 0px 3px;vertical-align:bottom;font-weight:bold;">Single-walled</td> <td data-sheets-value='{"1":2,"2":"Opal (O)"}' style="border-right:1px solid #000000;overflow:hidden;padding:0px 3px 0px 3px;vertical-align:bottom;font-weight:bold;">Opal (O)</td> <td data-sheets-numberformat='{"1":2,"2":"0.00","3":1}' data-sheets-value='{"1":3,"3":5.17}' style="overflow:hidden;padding:0px 3px 0px 3px;vertical-align:bottom;text-align:center;">5.17</td> <td data-sheets-numberformat='{"1":2,"2":"0","3":1}' data-sheets-value='{"1":3,"3":83}' style="overflow:hidden;padding:0px 3px 0px 3px;vertical-align:bottom;text-align:center;">83</td> <td data-sheets-numberformat='{"1":2,"2":"0","3":1}' data-sheets-value='{"1":3,"3":76}' style="overflow:hidden;padding:0px 3px 0px 3px;vertical-align:bottom;text-align:center;">76</td> <td data-sheets-numberformat='{"1":2,"2":"0","3":1}' data-sheets-value='{"1":2,"2":"-"}' style="border-right:1px solid #000000;overflow:hidden;padding:0px 3px 0px 3px;vertical-align:bottom;text-align:center;">-</td> </tr> <tr style="height:20px;"> <td style="border-left:1px solid #000000;overflow:hidden;padding:0px 3px 0px 3px;vertical-align:bottom;font-weight:bold;"></td> <td data-sheets-value='{"1":2,"2":"Double-walled"}' style="overflow:hidden;padding:0px 3px 0px 3px;vertical-align:bottom;font-weight:bold;">Double-walled</td> <td data-sheets-value='{"1":2,"2":"Clear (H/H)"}' style="border-right:1px solid #000000;overflow:hidden;padding:0px 3px 0px 3px;vertical-align:bottom;font-weight:bold;">Clear (H/H)</td> <td data-sheets-numberformat='{"1":2,"2":"0.00","3":1}' data-sheets-value='{"1":3,"3":2.9}' style="overflow:hidden;padding:0px 3px 0px 3px;vertical-align:bottom;text-align:center;">2.90</td> <td data-sheets-numberformat='{"1":2,"2":"0","3":1}' data-sheets-value='{"1":3,"3":81}' style="overflow:hidden;padding:0px 3px 0px 3px;vertical-align:bottom;text-align:center;">81</td> <td data-sheets-numberformat='{"1":2,"2":"0","3":1}' data-sheets-value='{"1":3,"3":75}' style="overflow:hidden;padding:0px 3px 0px 3px;vertical-align:bottom;text-align:center;">75</td> <td data-sheets-numberformat='{"1":2,"2":"0","3":1}' data-sheets-value='{"1":3,"3":20}' style="border-right:1px solid #000000;overflow:hidden;padding:0px 3px 0px 3px;vertical-align:bottom;text-align:center;">20</td> </tr> <tr style="height:20px;"> <td style="border-left:1px solid #000000;overflow:hidden;padding:0px 3px 0px 3px;vertical-align:bottom;font-weight:bold;"></td> <td data-sheets-value='{"1":2,"2":"Double-walled"}' style="overflow:hidden;padding:0px 3px 0px 3px;vertical-align:bottom;font-weight:bold;">Double-walled</td> <td data-sheets-value='{"1":2,"2":"Opal (O/O)"}' style="border-right:1px solid #000000;overflow:hidden;padding:0px 3px 0px 3px;vertical-align:bottom;font-weight:bold;">Opal (O/O)</td> <td data-sheets-numberformat='{"1":2,"2":"0.00","3":1}' data-sheets-value='{"1":3,"3":2.9}' style="overflow:hidden;padding:0px 3px 0px 3px;vertical-align:bottom;text-align:center;">2.90</td> <td data-sheets-numberformat='{"1":2,"2":"0","3":1}' data-sheets-value='{"1":3,"3":69}' style="overflow:hidden;padding:0px 3px 0px 3px;vertical-align:bottom;text-align:center;">69</td> <td data-sheets-numberformat='{"1":2,"2":"0","3":1}' data-sheets-value='{"1":3,"3":58}' style="overflow:hidden;padding:0px 3px 0px 3px;vertical-align:bottom;text-align:center;">58</td> <td data-sheets-numberformat='{"1":2,"2":"0","3":1}' data-sheets-value='{"1":3,"3":20}' style="border-right:1px solid #000000;overflow:hidden;padding:0px 3px 0px 3px;vertical-align:bottom;text-align:center;">20</td> </tr> <tr style="height:20px;"> <td style="border-left:1px solid #000000;overflow:hidden;padding:0px 3px 0px 3px;vertical-align:bottom;font-weight:bold;"></td> <td data-sheets-value='{"1":2,"2":"Triple-walled"}' style="overflow:hidden;padding:0px 3px 0px 3px;vertical-align:bottom;font-weight:bold;">Triple-walled</td> <td data-sheets-value='{"1":2,"2":"Clear (H/H/H)"}' style="border-right:1px solid #000000;overflow:hidden;padding:0px 3px 0px 3px;vertical-align:bottom;font-weight:bold;">Clear (H/H/H)</td> <td data-sheets-numberformat='{"1":2,"2":"0.00","3":1}' data-sheets-value='{"1":3,"3":1.7}' style="overflow:hidden;padding:0px 3px 0px 3px;vertical-align:bottom;text-align:center;">1.70</td> <td data-sheets-numberformat='{"1":2,"2":"0","3":1}' data-sheets-value='{"1":3,"3":73}' style="overflow:hidden;padding:0px 3px 0px 3px;vertical-align:bottom;text-align:center;">73</td> <td data-sheets-numberformat='{"1":2,"2":"0","3":1}' data-sheets-value='{"1":3,"3":65}' style="overflow:hidden;padding:0px 3px 0px 3px;vertical-align:bottom;text-align:center;">65</td> <td data-sheets-numberformat='{"1":2,"2":"0","3":1}' data-sheets-value='{"1":3,"3":22}' style="border-right:1px solid #000000;overflow:hidden;padding:0px 3px 0px 3px;vertical-align:bottom;text-align:center;">22</td> </tr> <tr style="height:20px;"> <td style="border-left:1px solid #000000;overflow:hidden;padding:0px 3px 0px 3px;vertical-align:bottom;font-weight:bold;"></td> <td data-sheets-value='{"1":2,"2":"Triple-walled"}' style="overflow:hidden;padding:0px 3px 0px 3px;vertical-align:bottom;font-weight:bold;">Triple-walled</td> <td data-sheets-value='{"1":2,"2":"Opal (O/H/O)"}' style="border-right:1px solid #000000;overflow:hidden;padding:0px 3px 0px 3px;vertical-align:bottom;font-weight:bold;">Opal (O/H/O)</td> <td data-sheets-numberformat='{"1":2,"2":"0.00","3":1}' data-sheets-value='{"1":3,"3":1.7}' style="overflow:hidden;padding:0px 3px 0px 3px;vertical-align:bottom;text-align:center;">1.70</td> <td data-sheets-numberformat='{"1":2,"2":"0","3":1}' data-sheets-value='{"1":3,"3":62}' style="overflow:hidden;padding:0px 3px 0px 3px;vertical-align:bottom;text-align:center;">62</td> <td data-sheets-numberformat='{"1":2,"2":"0","3":1}' data-sheets-value='{"1":3,"3":51}' style="overflow:hidden;padding:0px 3px 0px 3px;vertical-align:bottom;text-align:center;">51</td> <td data-sheets-numberformat='{"1":2,"2":"0","3":1}' data-sheets-value='{"1":3,"3":22}' style="border-right:1px solid #000000;overflow:hidden;padding:0px 3px 0px 3px;vertical-align:bottom;text-align:center;">22</td> </tr> <tr style="height:20px;"> <td style="border-left:1px solid #000000;overflow:hidden;padding:0px 3px 0px 3px;vertical-align:bottom;font-weight:bold;"></td> <td data-sheets-value='{"1":2,"2":"Four-walled"}' style="overflow:hidden;padding:0px 3px 0px 3px;vertical-align:bottom;font-weight:bold;">Four-walled</td> <td data-sheets-value='{"1":2,"2":"Clear (H/H/H/H)"}' style="border-right:1px solid #000000;overflow:hidden;padding:0px 3px 0px 3px;vertical-align:bottom;font-weight:bold;">Clear (H/H/H/H)</td> <td data-sheets-numberformat='{"1":2,"2":"0.00","3":1}' data-sheets-value='{"1":3,"3":1.28}' style="overflow:hidden;padding:0px 3px 0px 3px;vertical-align:bottom;text-align:center;">1.28</td> <td data-sheets-numberformat='{"1":2,"2":"0","3":1}' data-sheets-value='{"1":3,"3":64}' style="overflow:hidden;padding:0px 3px 0px 3px;vertical-align:bottom;text-align:center;">64</td> <td data-sheets-numberformat='{"1":2,"2":"0","3":1}' data-sheets-value='{"1":3,"3":54}' style="overflow:hidden;padding:0px 3px 0px 3px;vertical-align:bottom;text-align:center;">54</td> <td data-sheets-numberformat='{"1":2,"2":"0","3":1}' data-sheets-value='{"1":3,"3":23}' style="border-right:1px solid #000000;overflow:hidden;padding:0px 3px 0px 3px;vertical-align:bottom;text-align:center;">23</td> </tr> <tr style="height:20px;"> <td style="border-bottom:1px solid #000000;border-left:1px solid #000000;overflow:hidden;padding:0px 3px 0px 3px;vertical-align:bottom;"></td> <td data-sheets-value='{"1":2,"2":"Four-walled"}' style="border-bottom:1px solid #000000;overflow:hidden;padding:0px 3px 0px 3px;vertical-align:bottom;font-weight:bold;">Four-walled</td> <td data-sheets-value='{"1":2,"2":"Opal (H/H/O/H)"}' style="border-right:1px solid #000000;border-bottom:1px solid #000000;overflow:hidden;padding:0px 3px 0px 3px;vertical-align:bottom;font-weight:bold;">Opal (H/H/O/H)</td> <td data-sheets-numberformat='{"1":2,"2":"0.00","3":1}' data-sheets-value='{"1":3,"3":1.28}' style="border-bottom:1px solid #000000;overflow:hidden;padding:0px 3px 0px 3px;vertical-align:bottom;text-align:center;">1.28</td> <td data-sheets-numberformat='{"1":2,"2":"0","3":1}' data-sheets-value='{"1":3,"3":59}' style="border-bottom:1px solid #000000;overflow:hidden;padding:0px 3px 0px 3px;vertical-align:bottom;text-align:center;">59</td> <td data-sheets-numberformat='{"1":2,"2":"0","3":1}' data-sheets-value='{"1":3,"3":48}' style="border-bottom:1px solid #000000;overflow:hidden;padding:0px 3px 0px 3px;vertical-align:bottom;text-align:center;">48</td> <td data-sheets-numberformat='{"1":2,"2":"0","3":1}' data-sheets-value='{"1":3,"3":23}' style="border-right:1px solid #000000;border-bottom:1px solid #000000;overflow:hidden;padding:0px 3px 0px 3px;vertical-align:bottom;text-align:center;">23</td> </tr> <tr style="height:20px;"> <td data-sheets-value='{"1":2,"2":"Polycarbonate "}' style="border-left:1px solid #000000;overflow:hidden;padding:0px 3px 0px 3px;vertical-align:bottom;font-weight:bold;">Polycarbonate </td> <td data-sheets-value='{"1":2,"2":"Single-walled"}' style="overflow:hidden;padding:0px 3px 0px 3px;vertical-align:bottom;font-weight:bold;">Single-walled</td> <td data-sheets-value='{"1":2,"2":"Clear (A)"}' style="border-right:1px solid #000000;overflow:hidden;padding:0px 3px 0px 3px;vertical-align:bottom;font-weight:bold;">Clear (A)</td> <td data-sheets-numberformat='{"1":2,"2":"0.00","3":1}' data-sheets-value='{"1":3,"3":5.17}' style="overflow:hidden;padding:0px 3px 0px 3px;vertical-align:bottom;text-align:center;">5.17</td> <td data-sheets-numberformat='{"1":2,"2":"0","3":1}' data-sheets-value='{"1":3,"3":88}' style="overflow:hidden;padding:0px 3px 0px 3px;vertical-align:bottom;text-align:center;">88</td> <td data-sheets-numberformat='{"1":2,"2":"0","3":1}' data-sheets-value='{"1":3,"3":83}' style="overflow:hidden;padding:0px 3px 0px 3px;vertical-align:bottom;text-align:center;">83</td> <td data-sheets-numberformat='{"1":2,"2":"0","3":1}' data-sheets-value='{"1":2,"2":"-"}' style="border-right:1px solid #000000;overflow:hidden;padding:0px 3px 0px 3px;vertical-align:bottom;text-align:center;">-</td> </tr> <tr style="height:20px;"> <td data-sheets-value='{"1":2,"2":"PC"}' style="border-left:1px solid #000000;overflow:hidden;padding:0px 3px 0px 3px;vertical-align:bottom;font-weight:bold;">PC</td> <td data-sheets-value='{"1":2,"2":"Single-walled"}' style="overflow:hidden;padding:0px 3px 0px 3px;vertical-align:bottom;font-weight:bold;">Single-walled</td> <td data-sheets-value='{"1":2,"2":"Opal (D)"}' style="border-right:1px solid #000000;overflow:hidden;padding:0px 3px 0px 3px;vertical-align:bottom;font-weight:bold;">Opal (D)</td> <td data-sheets-numberformat='{"1":2,"2":"0.00","3":1}' data-sheets-value='{"1":3,"3":5.17}' style="overflow:hidden;padding:0px 3px 0px 3px;vertical-align:bottom;text-align:center;">5.17</td> <td data-sheets-numberformat='{"1":2,"2":"0","3":1}' data-sheets-value='{"1":3,"3":58}' style="overflow:hidden;padding:0px 3px 0px 3px;vertical-align:bottom;text-align:center;">58</td> <td data-sheets-numberformat='{"1":2,"2":"0","3":1}' data-sheets-value='{"1":3,"3":60}' style="overflow:hidden;padding:0px 3px 0px 3px;vertical-align:bottom;text-align:center;">60</td> <td data-sheets-numberformat='{"1":2,"2":"0","3":1}' data-sheets-value='{"1":2,"2":"-"}' style="border-right:1px solid #000000;overflow:hidden;padding:0px 3px 0px 3px;vertical-align:bottom;text-align:center;">-</td> </tr> <tr style="height:20px;"> <td style="border-left:1px solid #000000;overflow:hidden;padding:0px 3px 0px 3px;vertical-align:bottom;font-weight:bold;"></td> <td data-sheets-value='{"1":2,"2":"Double-walled"}' style="overflow:hidden;padding:0px 3px 0px 3px;vertical-align:bottom;font-weight:bold;">Double-walled</td> <td data-sheets-value='{"1":2,"2":"Clear (A/H)"}' style="border-right:1px solid #000000;overflow:hidden;padding:0px 3px 0px 3px;vertical-align:bottom;font-weight:bold;">Clear (A/H)</td> <td data-sheets-numberformat='{"1":2,"2":"0.00","3":1}' data-sheets-value='{"1":3,"3":2.9}' style="overflow:hidden;padding:0px 3px 0px 3px;vertical-align:bottom;text-align:center;">2.90</td> <td data-sheets-numberformat='{"1":2,"2":"0","3":1}' data-sheets-value='{"1":3,"3":79}' style="overflow:hidden;padding:0px 3px 0px 3px;vertical-align:bottom;text-align:center;">79</td> <td data-sheets-numberformat='{"1":2,"2":"0","3":1}' data-sheets-value='{"1":3,"3":72}' style="overflow:hidden;padding:0px 3px 0px 3px;vertical-align:bottom;text-align:center;">72</td> <td data-sheets-numberformat='{"1":2,"2":"0","3":1}' data-sheets-value='{"1":3,"3":20}' style="border-right:1px solid #000000;overflow:hidden;padding:0px 3px 0px 3px;vertical-align:bottom;text-align:center;">20</td> </tr> <tr style="height:20px;"> <td style="border-left:1px solid #000000;overflow:hidden;padding:0px 3px 0px 3px;vertical-align:bottom;font-weight:bold;"></td> <td data-sheets-value='{"1":2,"2":"Double-walled"}' style="overflow:hidden;padding:0px 3px 0px 3px;vertical-align:bottom;font-weight:bold;">Double-walled</td> <td data-sheets-value='{"1":2,"2":"Clear (A/A)"}' style="border-right:1px solid #000000;overflow:hidden;padding:0px 3px 0px 3px;vertical-align:bottom;font-weight:bold;">Clear (A/A)</td> <td data-sheets-numberformat='{"1":2,"2":"0.00","3":1}' data-sheets-value='{"1":3,"3":2.9}' style="overflow:hidden;padding:0px 3px 0px 3px;vertical-align:bottom;text-align:center;">2.90</td> <td data-sheets-numberformat='{"1":2,"2":"0","3":1}' data-sheets-value='{"1":3,"3":77}' style="overflow:hidden;padding:0px 3px 0px 3px;vertical-align:bottom;text-align:center;">77</td> <td data-sheets-numberformat='{"1":2,"2":"0","3":1}' data-sheets-value='{"1":3,"3":69}' style="overflow:hidden;padding:0px 3px 0px 3px;vertical-align:bottom;text-align:center;">69</td> <td data-sheets-numberformat='{"1":2,"2":"0","3":1}' data-sheets-value='{"1":3,"3":20}' style="border-right:1px solid #000000;overflow:hidden;padding:0px 3px 0px 3px;vertical-align:bottom;text-align:center;">20</td> </tr> <tr style="height:20px;"> <td style="border-left:1px solid #000000;overflow:hidden;padding:0px 3px 0px 3px;vertical-align:bottom;font-weight:bold;"></td> <td data-sheets-value='{"1":2,"2":"Double-walled"}' style="overflow:hidden;padding:0px 3px 0px 3px;vertical-align:bottom;font-weight:bold;">Double-walled</td> <td data-sheets-value='{"1":2,"2":"Opal (A/O)"}' style="border-right:1px solid #000000;overflow:hidden;padding:0px 3px 0px 3px;vertical-align:bottom;font-weight:bold;">Opal (A/O)</td> <td data-sheets-numberformat='{"1":2,"2":"0.00","3":1}' data-sheets-value='{"1":3,"3":2.9}' style="overflow:hidden;padding:0px 3px 0px 3px;vertical-align:bottom;text-align:center;">2.90</td> <td data-sheets-numberformat='{"1":2,"2":"0","3":1}' data-sheets-value='{"1":3,"3":73}' style="overflow:hidden;padding:0px 3px 0px 3px;vertical-align:bottom;text-align:center;">73</td> <td data-sheets-numberformat='{"1":2,"2":"0","3":1}' data-sheets-value='{"1":3,"3":63}' style="overflow:hidden;padding:0px 3px 0px 3px;vertical-align:bottom;text-align:center;">63</td> <td data-sheets-numberformat='{"1":2,"2":"0","3":1}' data-sheets-value='{"1":3,"3":20}' style="border-right:1px solid #000000;overflow:hidden;padding:0px 3px 0px 3px;vertical-align:bottom;text-align:center;">20</td> </tr> <tr style="height:20px;"> <td style="border-left:1px solid #000000;overflow:hidden;padding:0px 3px 0px 3px;vertical-align:bottom;font-weight:bold;"></td> <td data-sheets-value='{"1":2,"2":"Double-walled"}' style="overflow:hidden;padding:0px 3px 0px 3px;vertical-align:bottom;font-weight:bold;">Double-walled</td> <td data-sheets-value='{"1":2,"2":"Opal (A/D)"}' style="border-right:1px solid #000000;overflow:hidden;padding:0px 3px 0px 3px;vertical-align:bottom;font-weight:bold;">Opal (A/D)</td> <td data-sheets-numberformat='{"1":2,"2":"0.00","3":1}' data-sheets-value='{"1":3,"3":2.9}' style="overflow:hidden;padding:0px 3px 0px 3px;vertical-align:bottom;text-align:center;">2.90</td> <td data-sheets-numberformat='{"1":2,"2":"0","3":1}' data-sheets-value='{"1":3,"3":51}' style="overflow:hidden;padding:0px 3px 0px 3px;vertical-align:bottom;text-align:center;">51</td> <td data-sheets-numberformat='{"1":2,"2":"0","3":1}' data-sheets-value='{"1":3,"3":50}' style="overflow:hidden;padding:0px 3px 0px 3px;vertical-align:bottom;text-align:center;">50</td> <td data-sheets-numberformat='{"1":2,"2":"0","3":1}' data-sheets-value='{"1":3,"3":20}' style="border-right:1px solid #000000;overflow:hidden;padding:0px 3px 0px 3px;vertical-align:bottom;text-align:center;">20</td> </tr> <tr style="height:20px;"> <td style="border-left:1px solid #000000;overflow:hidden;padding:0px 3px 0px 3px;vertical-align:bottom;font-weight:bold;"></td> <td data-sheets-value='{"1":2,"2":"Triple-walled"}' style="overflow:hidden;padding:0px 3px 0px 3px;vertical-align:bottom;font-weight:bold;">Triple-walled</td> <td data-sheets-value='{"1":2,"2":"Clear (A/H/H)"}' style="border-right:1px solid #000000;overflow:hidden;padding:0px 3px 0px 3px;vertical-align:bottom;font-weight:bold;">Clear (A/H/H)</td> <td data-sheets-numberformat='{"1":2,"2":"0.00","3":1}' data-sheets-value='{"1":3,"3":1.7}' style="overflow:hidden;padding:0px 3px 0px 3px;vertical-align:bottom;text-align:center;">1.70</td> <td data-sheets-numberformat='{"1":2,"2":"0","3":1}' data-sheets-value='{"1":3,"3":71}' style="overflow:hidden;padding:0px 3px 0px 3px;vertical-align:bottom;text-align:center;">71</td> <td data-sheets-numberformat='{"1":2,"2":"0","3":1}' data-sheets-value='{"1":3,"3":63}' style="overflow:hidden;padding:0px 3px 0px 3px;vertical-align:bottom;text-align:center;">63</td> <td data-sheets-numberformat='{"1":2,"2":"0","3":1}' data-sheets-value='{"1":3,"3":22}' style="border-right:1px solid #000000;overflow:hidden;padding:0px 3px 0px 3px;vertical-align:bottom;text-align:center;">22</td> </tr> <tr style="height:20px;"> <td style="border-left:1px solid #000000;overflow:hidden;padding:0px 3px 0px 3px;vertical-align:bottom;font-weight:bold;"></td> <td data-sheets-value='{"1":2,"2":"Triple-walled"}' style="overflow:hidden;padding:0px 3px 0px 3px;vertical-align:bottom;font-weight:bold;">Triple-walled</td> <td data-sheets-value='{"1":2,"2":"Opal (A/O/O)"}' style="border-right:1px solid #000000;overflow:hidden;padding:0px 3px 0px 3px;vertical-align:bottom;font-weight:bold;">Opal (A/O/O)</td> <td data-sheets-numberformat='{"1":2,"2":"0.00","3":1}' data-sheets-value='{"1":3,"3":1.7}' style="overflow:hidden;padding:0px 3px 0px 3px;vertical-align:bottom;text-align:center;">1.70</td> <td data-sheets-numberformat='{"1":2,"2":"0","3":1}' data-sheets-value='{"1":3,"3":61}' style="overflow:hidden;padding:0px 3px 0px 3px;vertical-align:bottom;text-align:center;">61</td> <td data-sheets-numberformat='{"1":2,"2":"0","3":1}' data-sheets-value='{"1":3,"3":48}' style="overflow:hidden;padding:0px 3px 0px 3px;vertical-align:bottom;text-align:center;">48</td> <td data-sheets-numberformat='{"1":2,"2":"0","3":1}' data-sheets-value='{"1":3,"3":22}' style="border-right:1px solid #000000;overflow:hidden;padding:0px 3px 0px 3px;vertical-align:bottom;text-align:center;">22</td> </tr> <tr style="height:20px;"> <td style="border-left:1px solid #000000;overflow:hidden;padding:0px 3px 0px 3px;vertical-align:bottom;font-weight:bold;"></td> <td data-sheets-value='{"1":2,"2":"Four-walled"}' style="overflow:hidden;padding:0px 3px 0px 3px;vertical-align:bottom;font-weight:bold;">Four-walled</td> <td data-sheets-value='{"1":2,"2":"Clear (A/H/H/H)"}' style="border-right:1px solid #000000;overflow:hidden;padding:0px 3px 0px 3px;vertical-align:bottom;font-weight:bold;">Clear (A/H/H/H)</td> <td data-sheets-numberformat='{"1":2,"2":"0.00","3":1}' data-sheets-value='{"1":3,"3":1.28}' style="overflow:hidden;padding:0px 3px 0px 3px;vertical-align:bottom;text-align:center;">1.28</td> <td data-sheets-numberformat='{"1":2,"2":"0","3":1}' data-sheets-value='{"1":3,"3":64}' style="overflow:hidden;padding:0px 3px 0px 3px;vertical-align:bottom;text-align:center;">64</td> <td data-sheets-numberformat='{"1":2,"2":"0","3":1}' data-sheets-value='{"1":3,"3":52}' style="overflow:hidden;padding:0px 3px 0px 3px;vertical-align:bottom;text-align:center;">52</td> <td data-sheets-numberformat='{"1":2,"2":"0","3":1}' data-sheets-value='{"1":3,"3":23}' style="border-right:1px solid #000000;overflow:hidden;padding:0px 3px 0px 3px;vertical-align:bottom;text-align:center;">23</td> </tr> <tr style="height:20px;"> <td style="border-bottom:1px solid #000000;border-left:1px solid #000000;overflow:hidden;padding:0px 3px 0px 3px;vertical-align:bottom;"></td> <td data-sheets-value='{"1":2,"2":"Four-walled"}' style="border-bottom:1px solid #000000;overflow:hidden;padding:0px 3px 0px 3px;vertical-align:bottom;font-weight:bold;">Four-walled</td> <td data-sheets-value='{"1":2,"2":"Opal (A/H/O/H)"}' style="border-right:1px solid #000000;border-bottom:1px solid #000000;overflow:hidden;padding:0px 3px 0px 3px;vertical-align:bottom;font-weight:bold;">Opal (A/H/O/H)</td> <td data-sheets-numberformat='{"1":2,"2":"0.00","3":1}' data-sheets-value='{"1":3,"3":1.28}' style="border-bottom:1px solid #000000;overflow:hidden;padding:0px 3px 0px 3px;vertical-align:bottom;text-align:center;">1.28</td> <td data-sheets-numberformat='{"1":2,"2":"0","3":1}' data-sheets-value='{"1":3,"3":59}' style="border-bottom:1px solid #000000;overflow:hidden;padding:0px 3px 0px 3px;vertical-align:bottom;text-align:center;">59</td> <td data-sheets-numberformat='{"1":2,"2":"0","3":1}' data-sheets-value='{"1":3,"3":46}' style="border-bottom:1px solid #000000;overflow:hidden;padding:0px 3px 0px 3px;vertical-align:bottom;text-align:center;">46</td> <td data-sheets-numberformat='{"1":2,"2":"0","3":1}' data-sheets-value='{"1":3,"3":23}' style="border-right:1px solid #000000;border-bottom:1px solid #000000;overflow:hidden;padding:0px 3px 0px 3px;vertical-align:bottom;text-align:center;">23</td> </tr> <tr style="height:20px;"> <td data-sheets-value='{"1":2,"2":"Polycarbonate"}' style="border-left:1px solid #000000;overflow:hidden;padding:0px 3px 0px 3px;vertical-align:bottom;font-weight:bold;">Polycarbonate</td> <td data-sheets-value='{"1":2,"2":"Single-walled"}' style="overflow:hidden;padding:0px 3px 0px 3px;vertical-align:bottom;font-weight:bold;">Single-walled</td> <td data-sheets-value='{"1":2,"2":"Heatstop Opal (T)"}' style="border-right:1px solid #000000;overflow:hidden;padding:0px 3px 0px 3px;vertical-align:bottom;font-weight:bold;">Heatstop Opal (T)</td> <td data-sheets-numberformat='{"1":2,"2":"0.00","3":1}' data-sheets-value='{"1":3,"3":5.17}' style="overflow:hidden;padding:0px 3px 0px 3px;vertical-align:bottom;text-align:center;">5.17</td> <td data-sheets-numberformat='{"1":2,"2":"0","3":1}' data-sheets-value='{"1":3,"3":49}' style="overflow:hidden;padding:0px 3px 0px 3px;vertical-align:bottom;text-align:center;">49</td> <td data-sheets-numberformat='{"1":2,"2":"0","3":1}' data-sheets-value='{"1":3,"3":59}' style="overflow:hidden;padding:0px 3px 0px 3px;vertical-align:bottom;text-align:center;">59</td> <td data-sheets-numberformat='{"1":2,"2":"0","3":1}' data-sheets-value='{"1":2,"2":"-"}' style="border-right:1px solid #000000;overflow:hidden;padding:0px 3px 0px 3px;vertical-align:bottom;text-align:center;">-</td> </tr> <tr style="height:20px;"> <td data-sheets-value='{"1":2,"2":"Heatstop PC"}' style="border-left:1px solid #000000;overflow:hidden;padding:0px 3px 0px 3px;vertical-align:bottom;font-weight:bold;">Heatstop PC</td> <td data-sheets-value='{"1":2,"2":"Double-walled"}' style="overflow:hidden;padding:0px 3px 0px 3px;vertical-align:bottom;font-weight:bold;">Double-walled</td> <td data-sheets-value='{"1":2,"2":"Clear (T/H)"}' style="border-right:1px solid #000000;overflow:hidden;padding:0px 3px 0px 3px;vertical-align:bottom;font-weight:bold;">Clear (T/H)</td> <td data-sheets-numberformat='{"1":2,"2":"0.00","3":1}' data-sheets-value='{"1":3,"3":2.9}' style="overflow:hidden;padding:0px 3px 0px 3px;vertical-align:bottom;text-align:center;">2.90</td> <td data-sheets-numberformat='{"1":2,"2":"0","3":1}' data-sheets-value='{"1":3,"3":44}' style="overflow:hidden;padding:0px 3px 0px 3px;vertical-align:bottom;text-align:center;">44</td> <td data-sheets-numberformat='{"1":2,"2":"0","3":1}' data-sheets-value='{"1":3,"3":51}' style="overflow:hidden;padding:0px 3px 0px 3px;vertical-align:bottom;text-align:center;">51</td> <td data-sheets-numberformat='{"1":2,"2":"0","3":1}' data-sheets-value='{"1":3,"3":20}' style="border-right:1px solid #000000;overflow:hidden;padding:0px 3px 0px 3px;vertical-align:bottom;text-align:center;">20</td> </tr> <tr style="height:20px;"> <td style="border-left:1px solid #000000;overflow:hidden;padding:0px 3px 0px 3px;vertical-align:bottom;font-weight:bold;"></td> <td data-sheets-value='{"1":2,"2":"Double-walled"}' style="overflow:hidden;padding:0px 3px 0px 3px;vertical-align:bottom;font-weight:bold;">Double-walled</td> <td data-sheets-value='{"1":2,"2":"Opal (T/O)"}' style="border-right:1px solid #000000;overflow:hidden;padding:0px 3px 0px 3px;vertical-align:bottom;font-weight:bold;">Opal (T/O)</td> <td data-sheets-numberformat='{"1":2,"2":"0.00","3":1}' data-sheets-value='{"1":3,"3":2.9}' style="overflow:hidden;padding:0px 3px 0px 3px;vertical-align:bottom;text-align:center;">2.90</td> <td data-sheets-numberformat='{"1":2,"2":"0","3":1}' data-sheets-value='{"1":3,"3":41}' style="overflow:hidden;padding:0px 3px 0px 3px;vertical-align:bottom;text-align:center;">41</td> <td data-sheets-numberformat='{"1":2,"2":"0","3":1}' data-sheets-value='{"1":3,"3":45}' style="overflow:hidden;padding:0px 3px 0px 3px;vertical-align:bottom;text-align:center;">45</td> <td data-sheets-numberformat='{"1":2,"2":"0","3":1}' data-sheets-value='{"1":3,"3":20}' style="border-right:1px solid #000000;overflow:hidden;padding:0px 3px 0px 3px;vertical-align:bottom;text-align:center;">20</td> </tr> <tr style="height:20px;"> <td style="border-left:1px solid #000000;overflow:hidden;padding:0px 3px 0px 3px;vertical-align:bottom;font-weight:bold;"></td> <td data-sheets-value='{"1":2,"2":"Triple-walled"}' style="overflow:hidden; | skylux-160-ce-met-koepel-en-pvc-opstand-16-00-met-lm-motor-en-windvang-1050-x-1650-mm | 8586028679501 | 46872342593869
Smoke and heat exhaust (SHEV) | SHE system | Skylux | Skylux 160° CE with skylight and PVC curb 16/00 with LM-actuator and spoiler 1050 x 2250 mm |  | 50378 | 5412970503781 | 5327.65 | Yes | 30-45 | 84.83 | 1050 x 2250 mm | 2250 | 1050 |  | PVC 16/00 (16 cm high & roof opening = daylight size) | Rectangular | 5.17 W/m²K - 1.28 W/m²K | 87% - 32% | 90% - 32% | 20dB - 23dB | 160° CE (for industry) | skylight | with spoiler | E | Single actuator | Maximum four-walled skylight possible for this product | Ut-value LT-value g-value Rw-value EN 1873 : 2014 EN ISO 13468 EN 16153 EN 410 EN 410 EN ISO 140-3 Material Walls Shells (W/m²K) (%) (%) (dB) Acrylic Single-walled Clear (H) 5.17 90 87 - PMMA Single-walled Opal (O) 5.17 83 76 - Double-walled Clear (H/H) 2.90 81 75 20 Double-walled Opal (O/O) 2.90 69 58 20 Triple-walled Clear (H/H/H) 1.70 73 65 22 Triple-walled Opal (O/H/O) 1.70 62 51 22 Four-walled Clear (H/H/H/H) 1.28 64 54 23 Four-walled Opal (H/H/O/H) 1.28 59 48 23 Polycarbonate Single-walled Clear (A) 5.17 88 83 - PC Single-walled Opal (D) 5.17 58 60 - Double-walled Clear (A/H) 2.90 79 72 20 Double-walled Clear (A/A) 2.90 77 69 20 Double-walled Opal (A/O) 2.90 73 63 20 Double-walled Opal (A/D) 2.90 51 50 20 Triple-walled Clear (A/H/H) 1.70 71 63 22 Triple-walled Opal (A/O/O) 1.70 61 48 22 Four-walled Clear (A/H/H/H) 1.28 64 52 23 Four-walled Opal (A/H/O/H) 1.28 59 46 23 Polycarbonate Single-walled Heatstop Opal (T) 5.17 49 59 - Heatstop PC Double-walled Clear (T/H) 2.90 44 51 20 Double-walled Opal (T/O) 2.90 41 45 20 Triple-walled Clear (T/H/H) 1.70 40 <td data-sheets-numberformat='{"1":2,"2":"0","3":1}' data-sheets-value='{"1":3,"3":44}' style="overflow:hidden;paddin | https://skylux.eu/en/products/skylux-160-ce-met-koepel-en-pvc-opstand-16-00-met-lm-motor-en-windvang-1050-x-2250-mm | https://skylux.eu/cdn/shop/files/Skylux-160deg-CE-met-koepel-en-pvc-opstand-1600-met-LM-motor-en-windvang-1050-x-2250-mm-RWA-systeem.jpg?v=1702980208&width=1600 | https://skylux.eu/cdn/shop/files/e5a82811-1bb0-48e4-a776-cacb59c7c092_732ffa09-6c91-4c14-830b-f9ae611aa66a.jpg?v=1688551076&width=1600 | //skylux.eu/cdn/shop/files/E_MH_Mounting_instructions_Skylux_160_CE_LM.pdf?v=12406716259046007223 | //skylux.eu/cdn/shop/files/E_TD_Technical_File_Skylux_Skylux_160_CE_Electric.pdf?v=3667116872303399239 | <style type="text/css" id="isPasted"> <!--td { border: 1px solid #cccccc; } br { mso-data-placement: same-cell; } --> </style> <table border="1" cellpadding="0" cellspacing="0" dir="ltr" style="table-layout:fixed;font-size:10pt;font-family:Arial;border-collapse:collapse;border:none;"><tbody> <tr style="height:20px;"> <td style="overflow:hidden;padding:0px 3px 0px 3px;vertical-align:bottom;"></td> <td style="overflow:hidden;padding:0px 3px 0px 3px;vertical-align:bottom;"></td> <td style="overflow:hidden;padding:0px 3px 0px 3px;vertical-align:bottom;"></td> <td data-sheets-value='{"1":2,"2":"Ut-value"}' style="overflow:hidden;padding:0px 3px 0px 3px;vertical-align:bottom;font-weight:bold;text-align:center;">Ut-value</td> <td data-sheets-value='{"1":2,"2":"LT-value"}' style="overflow:hidden;padding:0px 3px 0px 3px;vertical-align:bottom;font-weight:bold;text-align:center;">LT-value</td> <td data-sheets-value='{"1":2,"2":"g-value"}' style="overflow:hidden;padding:0px 3px 0px 3px;vertical-align:bottom;font-weight:bold;text-align:center;">g-value</td> <td data-sheets-value='{"1":2,"2":"Rw-value "}' style="overflow:hidden;padding:0px 3px 0px 3px;vertical-align:bottom;font-weight:bold;text-align:center;">Rw-value </td> </tr> <tr style="height:20px;"> <td style="overflow:hidden;padding:0px 3px 0px 3px;vertical-align:bottom;"></td> <td style="overflow:hidden;padding:0px 3px 0px 3px;vertical-align:bottom;"></td> <td style="overflow:hidden;padding:0px 3px 0px 3px;vertical-align:bottom;"></td> <td data-sheets-numberformat='{"1":2,"2":"0.00","3":1}' data-sheets-value='{"1":2,"2":"EN 1873 : 2014"}' style="overflow:hidden;padding:0px 3px 0px 3px;vertical-align:bottom;text-align:center;">EN 1873 : 2014</td> <td data-sheets-numberformat='{"1":2,"2":"0","3":1}' data-sheets-value='{"1":2,"2":"EN ISO 13468 EN 16153 EN 410"}' style="overflow:hidden;padding:0px 3px 0px 3px;vertical-align:bottom;text-align:center;">EN ISO 13468 EN 16153 EN 410</td> <td data-sheets-numberformat='{"1":2,"2":"0","3":1}' data-sheets-value='{"1":2,"2":"EN 410"}' style="overflow:hidden;padding:0px 3px 0px 3px;vertical-align:bottom;text-align:center;">EN 410</td> <td data-sheets-value='{"1":2,"2":"EN ISO 140-3\t\t"}' style="overflow:hidden;padding:0px 3px 0px 3px;vertical-align:bottom;text-align:center;">EN ISO 140-3 </td> </tr> <tr style="height:20px;"> <td data-sheets-value='{"1":2,"2":"Material"}' style="border-bottom:1px solid #000000;overflow:hidden;padding:0px 3px 0px 3px;vertical-align:bottom;background-color:#000000;font-weight:bold;color:#ffffff;">Material</td> <td data-sheets-value='{"1":2,"2":"Walls"}' style="border-bottom:1px solid #000000;overflow:hidden;padding:0px 3px 0px 3px;vertical-align:bottom;background-color:#000000;font-weight:bold;color:#ffffff;">Walls</td> <td data-sheets-value='{"1":2,"2":"Shells"}' style="border-bottom:1px solid #000000;overflow:hidden;padding:0px 3px 0px 3px;vertical-align:bottom;background-color:#000000;font-weight:bold;color:#ffffff;">Shells</td> <td data-sheets-numberformat='{"1":2,"2":"0.00","3":1}' data-sheets-value='{"1":2,"2":"(W/m²K)\t"}' style="border-bottom:1px solid #000000;overflow:hidden;padding:0px 3px 0px 3px;vertical-align:bottom;background-color:#000000;font-weight:bold;color:#ffffff;text-align:center;">(W/m²K) </td> <td data-sheets-numberformat='{"1":2,"2":"0","3":1}' data-sheets-value='{"1":2,"2":"(%)"}' style="border-bottom:1px solid #000000;overflow:hidden;padding:0px 3px 0px 3px;vertical-align:bottom;background-color:#000000;font-weight:bold;color:#ffffff;text-align:center;">(%)</td> <td data-sheets-numberformat='{"1":2,"2":"0","3":1}' data-sheets-value='{"1":2,"2":"(%)"}' style="border-bottom:1px solid #000000;overflow:hidden;padding:0px 3px 0px 3px;vertical-align:bottom;background-color:#000000;font-weight:bold;color:#ffffff;text-align:center;">(%)</td> <td data-sheets-value='{"1":2,"2":"(dB)"}' style="border-bottom:1px solid #000000;overflow:hidden;padding:0px 3px 0px 3px;vertical-align:bottom;background-color:#000000;font-weight:bold;color:#ffffff;text-align:center;">(dB)</td> </tr> <tr style="height:20px;"> <td data-sheets-value='{"1":2,"2":"Acrylic"}' style="border-left:1px solid #000000;overflow:hidden;padding:0px 3px 0px 3px;vertical-align:bottom;font-weight:bold;">Acrylic</td> <td data-sheets-value='{"1":2,"2":"Single-walled"}' style="overflow:hidden;padding:0px 3px 0px 3px;vertical-align:bottom;font-weight:bold;">Single-walled</td> <td data-sheets-value='{"1":2,"2":"Clear (H)"}' style="border-right:1px solid #000000;overflow:hidden;padding:0px 3px 0px 3px;vertical-align:bottom;font-weight:bold;">Clear (H)</td> <td data-sheets-numberformat='{"1":2,"2":"0.00","3":1}' data-sheets-value='{"1":3,"3":5.17}' style="overflow:hidden;padding:0px 3px 0px 3px;vertical-align:bottom;text-align:center;">5.17</td> <td data-sheets-numberformat='{"1":2,"2":"0","3":1}' data-sheets-value='{"1":3,"3":90}' style="overflow:hidden;padding:0px 3px 0px 3px;vertical-align:bottom;text-align:center;">90</td> <td data-sheets-numberformat='{"1":2,"2":"0","3":1}' data-sheets-value='{"1":3,"3":87}' style="overflow:hidden;padding:0px 3px 0px 3px;vertical-align:bottom;text-align:center;">87</td> <td data-sheets-numberformat='{"1":2,"2":"0","3":1}' data-sheets-value='{"1":2,"2":"-"}' style="border-right:1px solid #000000;overflow:hidden;padding:0px 3px 0px 3px;vertical-align:bottom;text-align:center;">-</td> </tr> <tr style="height:20px;"> <td data-sheets-value='{"1":2,"2":"PMMA"}' style="border-left:1px solid #000000;overflow:hidden;padding:0px 3px 0px 3px;vertical-align:bottom;font-weight:bold;">PMMA</td> <td data-sheets-value='{"1":2,"2":"Single-walled"}' style="overflow:hidden;padding:0px 3px 0px 3px;vertical-align:bottom;font-weight:bold;">Single-walled</td> <td data-sheets-value='{"1":2,"2":"Opal (O)"}' style="border-right:1px solid #000000;overflow:hidden;padding:0px 3px 0px 3px;vertical-align:bottom;font-weight:bold;">Opal (O)</td> <td data-sheets-numberformat='{"1":2,"2":"0.00","3":1}' data-sheets-value='{"1":3,"3":5.17}' style="overflow:hidden;padding:0px 3px 0px 3px;vertical-align:bottom;text-align:center;">5.17</td> <td data-sheets-numberformat='{"1":2,"2":"0","3":1}' data-sheets-value='{"1":3,"3":83}' style="overflow:hidden;padding:0px 3px 0px 3px;vertical-align:bottom;text-align:center;">83</td> <td data-sheets-numberformat='{"1":2,"2":"0","3":1}' data-sheets-value='{"1":3,"3":76}' style="overflow:hidden;padding:0px 3px 0px 3px;vertical-align:bottom;text-align:center;">76</td> <td data-sheets-numberformat='{"1":2,"2":"0","3":1}' data-sheets-value='{"1":2,"2":"-"}' style="border-right:1px solid #000000;overflow:hidden;padding:0px 3px 0px 3px;vertical-align:bottom;text-align:center;">-</td> </tr> <tr style="height:20px;"> <td style="border-left:1px solid #000000;overflow:hidden;padding:0px 3px 0px 3px;vertical-align:bottom;font-weight:bold;"></td> <td data-sheets-value='{"1":2,"2":"Double-walled"}' style="overflow:hidden;padding:0px 3px 0px 3px;vertical-align:bottom;font-weight:bold;">Double-walled</td> <td data-sheets-value='{"1":2,"2":"Clear (H/H)"}' style="border-right:1px solid #000000;overflow:hidden;padding:0px 3px 0px 3px;vertical-align:bottom;font-weight:bold;">Clear (H/H)</td> <td data-sheets-numberformat='{"1":2,"2":"0.00","3":1}' data-sheets-value='{"1":3,"3":2.9}' style="overflow:hidden;padding:0px 3px 0px 3px;vertical-align:bottom;text-align:center;">2.90</td> <td data-sheets-numberformat='{"1":2,"2":"0","3":1}' data-sheets-value='{"1":3,"3":81}' style="overflow:hidden;padding:0px 3px 0px 3px;vertical-align:bottom;text-align:center;">81</td> <td data-sheets-numberformat='{"1":2,"2":"0","3":1}' data-sheets-value='{"1":3,"3":75}' style="overflow:hidden;padding:0px 3px 0px 3px;vertical-align:bottom;text-align:center;">75</td> <td data-sheets-numberformat='{"1":2,"2":"0","3":1}' data-sheets-value='{"1":3,"3":20}' style="border-right:1px solid #000000;overflow:hidden;padding:0px 3px 0px 3px;vertical-align:bottom;text-align:center;">20</td> </tr> <tr style="height:20px;"> <td style="border-left:1px solid #000000;overflow:hidden;padding:0px 3px 0px 3px;vertical-align:bottom;font-weight:bold;"></td> <td data-sheets-value='{"1":2,"2":"Double-walled"}' style="overflow:hidden;padding:0px 3px 0px 3px;vertical-align:bottom;font-weight:bold;">Double-walled</td> <td data-sheets-value='{"1":2,"2":"Opal (O/O)"}' style="border-right:1px solid #000000;overflow:hidden;padding:0px 3px 0px 3px;vertical-align:bottom;font-weight:bold;">Opal (O/O)</td> <td data-sheets-numberformat='{"1":2,"2":"0.00","3":1}' data-sheets-value='{"1":3,"3":2.9}' style="overflow:hidden;padding:0px 3px 0px 3px;vertical-align:bottom;text-align:center;">2.90</td> <td data-sheets-numberformat='{"1":2,"2":"0","3":1}' data-sheets-value='{"1":3,"3":69}' style="overflow:hidden;padding:0px 3px 0px 3px;vertical-align:bottom;text-align:center;">69</td> <td data-sheets-numberformat='{"1":2,"2":"0","3":1}' data-sheets-value='{"1":3,"3":58}' style="overflow:hidden;padding:0px 3px 0px 3px;vertical-align:bottom;text-align:center;">58</td> <td data-sheets-numberformat='{"1":2,"2":"0","3":1}' data-sheets-value='{"1":3,"3":20}' style="border-right:1px solid #000000;overflow:hidden;padding:0px 3px 0px 3px;vertical-align:bottom;text-align:center;">20</td> </tr> <tr style="height:20px;"> <td style="border-left:1px solid #000000;overflow:hidden;padding:0px 3px 0px 3px;vertical-align:bottom;font-weight:bold;"></td> <td data-sheets-value='{"1":2,"2":"Triple-walled"}' style="overflow:hidden;padding:0px 3px 0px 3px;vertical-align:bottom;font-weight:bold;">Triple-walled</td> <td data-sheets-value='{"1":2,"2":"Clear (H/H/H)"}' style="border-right:1px solid #000000;overflow:hidden;padding:0px 3px 0px 3px;vertical-align:bottom;font-weight:bold;">Clear (H/H/H)</td> <td data-sheets-numberformat='{"1":2,"2":"0.00","3":1}' data-sheets-value='{"1":3,"3":1.7}' style="overflow:hidden;padding:0px 3px 0px 3px;vertical-align:bottom;text-align:center;">1.70</td> <td data-sheets-numberformat='{"1":2,"2":"0","3":1}' data-sheets-value='{"1":3,"3":73}' style="overflow:hidden;padding:0px 3px 0px 3px;vertical-align:bottom;text-align:center;">73</td> <td data-sheets-numberformat='{"1":2,"2":"0","3":1}' data-sheets-value='{"1":3,"3":65}' style="overflow:hidden;padding:0px 3px 0px 3px;vertical-align:bottom;text-align:center;">65</td> <td data-sheets-numberformat='{"1":2,"2":"0","3":1}' data-sheets-value='{"1":3,"3":22}' style="border-right:1px solid #000000;overflow:hidden;padding:0px 3px 0px 3px;vertical-align:bottom;text-align:center;">22</td> </tr> <tr style="height:20px;"> <td style="border-left:1px solid #000000;overflow:hidden;padding:0px 3px 0px 3px;vertical-align:bottom;font-weight:bold;"></td> <td data-sheets-value='{"1":2,"2":"Triple-walled"}' style="overflow:hidden;padding:0px 3px 0px 3px;vertical-align:bottom;font-weight:bold;">Triple-walled</td> <td data-sheets-value='{"1":2,"2":"Opal (O/H/O)"}' style="border-right:1px solid #000000;overflow:hidden;padding:0px 3px 0px 3px;vertical-align:bottom;font-weight:bold;">Opal (O/H/O)</td> <td data-sheets-numberformat='{"1":2,"2":"0.00","3":1}' data-sheets-value='{"1":3,"3":1.7}' style="overflow:hidden;padding:0px 3px 0px 3px;vertical-align:bottom;text-align:center;">1.70</td> <td data-sheets-numberformat='{"1":2,"2":"0","3":1}' data-sheets-value='{"1":3,"3":62}' style="overflow:hidden;padding:0px 3px 0px 3px;vertical-align:bottom;text-align:center;">62</td> <td data-sheets-numberformat='{"1":2,"2":"0","3":1}' data-sheets-value='{"1":3,"3":51}' style="overflow:hidden;padding:0px 3px 0px 3px;vertical-align:bottom;text-align:center;">51</td> <td data-sheets-numberformat='{"1":2,"2":"0","3":1}' data-sheets-value='{"1":3,"3":22}' style="border-right:1px solid #000000;overflow:hidden;padding:0px 3px 0px 3px;vertical-align:bottom;text-align:center;">22</td> </tr> <tr style="height:20px;"> <td style="border-left:1px solid #000000;overflow:hidden;padding:0px 3px 0px 3px;vertical-align:bottom;font-weight:bold;"></td> <td data-sheets-value='{"1":2,"2":"Four-walled"}' style="overflow:hidden;padding:0px 3px 0px 3px;vertical-align:bottom;font-weight:bold;">Four-walled</td> <td data-sheets-value='{"1":2,"2":"Clear (H/H/H/H)"}' style="border-right:1px solid #000000;overflow:hidden;padding:0px 3px 0px 3px;vertical-align:bottom;font-weight:bold;">Clear (H/H/H/H)</td> <td data-sheets-numberformat='{"1":2,"2":"0.00","3":1}' data-sheets-value='{"1":3,"3":1.28}' style="overflow:hidden;padding:0px 3px 0px 3px;vertical-align:bottom;text-align:center;">1.28</td> <td data-sheets-numberformat='{"1":2,"2":"0","3":1}' data-sheets-value='{"1":3,"3":64}' style="overflow:hidden;padding:0px 3px 0px 3px;vertical-align:bottom;text-align:center;">64</td> <td data-sheets-numberformat='{"1":2,"2":"0","3":1}' data-sheets-value='{"1":3,"3":54}' style="overflow:hidden;padding:0px 3px 0px 3px;vertical-align:bottom;text-align:center;">54</td> <td data-sheets-numberformat='{"1":2,"2":"0","3":1}' data-sheets-value='{"1":3,"3":23}' style="border-right:1px solid #000000;overflow:hidden;padding:0px 3px 0px 3px;vertical-align:bottom;text-align:center;">23</td> </tr> <tr style="height:20px;"> <td style="border-bottom:1px solid #000000;border-left:1px solid #000000;overflow:hidden;padding:0px 3px 0px 3px;vertical-align:bottom;"></td> <td data-sheets-value='{"1":2,"2":"Four-walled"}' style="border-bottom:1px solid #000000;overflow:hidden;padding:0px 3px 0px 3px;vertical-align:bottom;font-weight:bold;">Four-walled</td> <td data-sheets-value='{"1":2,"2":"Opal (H/H/O/H)"}' style="border-right:1px solid #000000;border-bottom:1px solid #000000;overflow:hidden;padding:0px 3px 0px 3px;vertical-align:bottom;font-weight:bold;">Opal (H/H/O/H)</td> <td data-sheets-numberformat='{"1":2,"2":"0.00","3":1}' data-sheets-value='{"1":3,"3":1.28}' style="border-bottom:1px solid #000000;overflow:hidden;padding:0px 3px 0px 3px;vertical-align:bottom;text-align:center;">1.28</td> <td data-sheets-numberformat='{"1":2,"2":"0","3":1}' data-sheets-value='{"1":3,"3":59}' style="border-bottom:1px solid #000000;overflow:hidden;padding:0px 3px 0px 3px;vertical-align:bottom;text-align:center;">59</td> <td data-sheets-numberformat='{"1":2,"2":"0","3":1}' data-sheets-value='{"1":3,"3":48}' style="border-bottom:1px solid #000000;overflow:hidden;padding:0px 3px 0px 3px;vertical-align:bottom;text-align:center;">48</td> <td data-sheets-numberformat='{"1":2,"2":"0","3":1}' data-sheets-value='{"1":3,"3":23}' style="border-right:1px solid #000000;border-bottom:1px solid #000000;overflow:hidden;padding:0px 3px 0px 3px;vertical-align:bottom;text-align:center;">23</td> </tr> <tr style="height:20px;"> <td data-sheets-value='{"1":2,"2":"Polycarbonate "}' style="border-left:1px solid #000000;overflow:hidden;padding:0px 3px 0px 3px;vertical-align:bottom;font-weight:bold;">Polycarbonate </td> <td data-sheets-value='{"1":2,"2":"Single-walled"}' style="overflow:hidden;padding:0px 3px 0px 3px;vertical-align:bottom;font-weight:bold;">Single-walled</td> <td data-sheets-value='{"1":2,"2":"Clear (A)"}' style="border-right:1px solid #000000;overflow:hidden;padding:0px 3px 0px 3px;vertical-align:bottom;font-weight:bold;">Clear (A)</td> <td data-sheets-numberformat='{"1":2,"2":"0.00","3":1}' data-sheets-value='{"1":3,"3":5.17}' style="overflow:hidden;padding:0px 3px 0px 3px;vertical-align:bottom;text-align:center;">5.17</td> <td data-sheets-numberformat='{"1":2,"2":"0","3":1}' data-sheets-value='{"1":3,"3":88}' style="overflow:hidden;padding:0px 3px 0px 3px;vertical-align:bottom;text-align:center;">88</td> <td data-sheets-numberformat='{"1":2,"2":"0","3":1}' data-sheets-value='{"1":3,"3":83}' style="overflow:hidden;padding:0px 3px 0px 3px;vertical-align:bottom;text-align:center;">83</td> <td data-sheets-numberformat='{"1":2,"2":"0","3":1}' data-sheets-value='{"1":2,"2":"-"}' style="border-right:1px solid #000000;overflow:hidden;padding:0px 3px 0px 3px;vertical-align:bottom;text-align:center;">-</td> </tr> <tr style="height:20px;"> <td data-sheets-value='{"1":2,"2":"PC"}' style="border-left:1px solid #000000;overflow:hidden;padding:0px 3px 0px 3px;vertical-align:bottom;font-weight:bold;">PC</td> <td data-sheets-value='{"1":2,"2":"Single-walled"}' style="overflow:hidden;padding:0px 3px 0px 3px;vertical-align:bottom;font-weight:bold;">Single-walled</td> <td data-sheets-value='{"1":2,"2":"Opal (D)"}' style="border-right:1px solid #000000;overflow:hidden;padding:0px 3px 0px 3px;vertical-align:bottom;font-weight:bold;">Opal (D)</td> <td data-sheets-numberformat='{"1":2,"2":"0.00","3":1}' data-sheets-value='{"1":3,"3":5.17}' style="overflow:hidden;padding:0px 3px 0px 3px;vertical-align:bottom;text-align:center;">5.17</td> <td data-sheets-numberformat='{"1":2,"2":"0","3":1}' data-sheets-value='{"1":3,"3":58}' style="overflow:hidden;padding:0px 3px 0px 3px;vertical-align:bottom;text-align:center;">58</td> <td data-sheets-numberformat='{"1":2,"2":"0","3":1}' data-sheets-value='{"1":3,"3":60}' style="overflow:hidden;padding:0px 3px 0px 3px;vertical-align:bottom;text-align:center;">60</td> <td data-sheets-numberformat='{"1":2,"2":"0","3":1}' data-sheets-value='{"1":2,"2":"-"}' style="border-right:1px solid #000000;overflow:hidden;padding:0px 3px 0px 3px;vertical-align:bottom;text-align:center;">-</td> </tr> <tr style="height:20px;"> <td style="border-left:1px solid #000000;overflow:hidden;padding:0px 3px 0px 3px;vertical-align:bottom;font-weight:bold;"></td> <td data-sheets-value='{"1":2,"2":"Double-walled"}' style="overflow:hidden;padding:0px 3px 0px 3px;vertical-align:bottom;font-weight:bold;">Double-walled</td> <td data-sheets-value='{"1":2,"2":"Clear (A/H)"}' style="border-right:1px solid #000000;overflow:hidden;padding:0px 3px 0px 3px;vertical-align:bottom;font-weight:bold;">Clear (A/H)</td> <td data-sheets-numberformat='{"1":2,"2":"0.00","3":1}' data-sheets-value='{"1":3,"3":2.9}' style="overflow:hidden;padding:0px 3px 0px 3px;vertical-align:bottom;text-align:center;">2.90</td> <td data-sheets-numberformat='{"1":2,"2":"0","3":1}' data-sheets-value='{"1":3,"3":79}' style="overflow:hidden;padding:0px 3px 0px 3px;vertical-align:bottom;text-align:center;">79</td> <td data-sheets-numberformat='{"1":2,"2":"0","3":1}' data-sheets-value='{"1":3,"3":72}' style="overflow:hidden;padding:0px 3px 0px 3px;vertical-align:bottom;text-align:center;">72</td> <td data-sheets-numberformat='{"1":2,"2":"0","3":1}' data-sheets-value='{"1":3,"3":20}' style="border-right:1px solid #000000;overflow:hidden;padding:0px 3px 0px 3px;vertical-align:bottom;text-align:center;">20</td> </tr> <tr style="height:20px;"> <td style="border-left:1px solid #000000;overflow:hidden;padding:0px 3px 0px 3px;vertical-align:bottom;font-weight:bold;"></td> <td data-sheets-value='{"1":2,"2":"Double-walled"}' style="overflow:hidden;padding:0px 3px 0px 3px;vertical-align:bottom;font-weight:bold;">Double-walled</td> <td data-sheets-value='{"1":2,"2":"Clear (A/A)"}' style="border-right:1px solid #000000;overflow:hidden;padding:0px 3px 0px 3px;vertical-align:bottom;font-weight:bold;">Clear (A/A)</td> <td data-sheets-numberformat='{"1":2,"2":"0.00","3":1}' data-sheets-value='{"1":3,"3":2.9}' style="overflow:hidden;padding:0px 3px 0px 3px;vertical-align:bottom;text-align:center;">2.90</td> <td data-sheets-numberformat='{"1":2,"2":"0","3":1}' data-sheets-value='{"1":3,"3":77}' style="overflow:hidden;padding:0px 3px 0px 3px;vertical-align:bottom;text-align:center;">77</td> <td data-sheets-numberformat='{"1":2,"2":"0","3":1}' data-sheets-value='{"1":3,"3":69}' style="overflow:hidden;padding:0px 3px 0px 3px;vertical-align:bottom;text-align:center;">69</td> <td data-sheets-numberformat='{"1":2,"2":"0","3":1}' data-sheets-value='{"1":3,"3":20}' style="border-right:1px solid #000000;overflow:hidden;padding:0px 3px 0px 3px;vertical-align:bottom;text-align:center;">20</td> </tr> <tr style="height:20px;"> <td style="border-left:1px solid #000000;overflow:hidden;padding:0px 3px 0px 3px;vertical-align:bottom;font-weight:bold;"></td> <td data-sheets-value='{"1":2,"2":"Double-walled"}' style="overflow:hidden;padding:0px 3px 0px 3px;vertical-align:bottom;font-weight:bold;">Double-walled</td> <td data-sheets-value='{"1":2,"2":"Opal (A/O)"}' style="border-right:1px solid #000000;overflow:hidden;padding:0px 3px 0px 3px;vertical-align:bottom;font-weight:bold;">Opal (A/O)</td> <td data-sheets-numberformat='{"1":2,"2":"0.00","3":1}' data-sheets-value='{"1":3,"3":2.9}' style="overflow:hidden;padding:0px 3px 0px 3px;vertical-align:bottom;text-align:center;">2.90</td> <td data-sheets-numberformat='{"1":2,"2":"0","3":1}' data-sheets-value='{"1":3,"3":73}' style="overflow:hidden;padding:0px 3px 0px 3px;vertical-align:bottom;text-align:center;">73</td> <td data-sheets-numberformat='{"1":2,"2":"0","3":1}' data-sheets-value='{"1":3,"3":63}' style="overflow:hidden;padding:0px 3px 0px 3px;vertical-align:bottom;text-align:center;">63</td> <td data-sheets-numberformat='{"1":2,"2":"0","3":1}' data-sheets-value='{"1":3,"3":20}' style="border-right:1px solid #000000;overflow:hidden;padding:0px 3px 0px 3px;vertical-align:bottom;text-align:center;">20</td> </tr> <tr style="height:20px;"> <td style="border-left:1px solid #000000;overflow:hidden;padding:0px 3px 0px 3px;vertical-align:bottom;font-weight:bold;"></td> <td data-sheets-value='{"1":2,"2":"Double-walled"}' style="overflow:hidden;padding:0px 3px 0px 3px;vertical-align:bottom;font-weight:bold;">Double-walled</td> <td data-sheets-value='{"1":2,"2":"Opal (A/D)"}' style="border-right:1px solid #000000;overflow:hidden;padding:0px 3px 0px 3px;vertical-align:bottom;font-weight:bold;">Opal (A/D)</td> <td data-sheets-numberformat='{"1":2,"2":"0.00","3":1}' data-sheets-value='{"1":3,"3":2.9}' style="overflow:hidden;padding:0px 3px 0px 3px;vertical-align:bottom;text-align:center;">2.90</td> <td data-sheets-numberformat='{"1":2,"2":"0","3":1}' data-sheets-value='{"1":3,"3":51}' style="overflow:hidden;padding:0px 3px 0px 3px;vertical-align:bottom;text-align:center;">51</td> <td data-sheets-numberformat='{"1":2,"2":"0","3":1}' data-sheets-value='{"1":3,"3":50}' style="overflow:hidden;padding:0px 3px 0px 3px;vertical-align:bottom;text-align:center;">50</td> <td data-sheets-numberformat='{"1":2,"2":"0","3":1}' data-sheets-value='{"1":3,"3":20}' style="border-right:1px solid #000000;overflow:hidden;padding:0px 3px 0px 3px;vertical-align:bottom;text-align:center;">20</td> </tr> <tr style="height:20px;"> <td style="border-left:1px solid #000000;overflow:hidden;padding:0px 3px 0px 3px;vertical-align:bottom;font-weight:bold;"></td> <td data-sheets-value='{"1":2,"2":"Triple-walled"}' style="overflow:hidden;padding:0px 3px 0px 3px;vertical-align:bottom;font-weight:bold;">Triple-walled</td> <td data-sheets-value='{"1":2,"2":"Clear (A/H/H)"}' style="border-right:1px solid #000000;overflow:hidden;padding:0px 3px 0px 3px;vertical-align:bottom;font-weight:bold;">Clear (A/H/H)</td> <td data-sheets-numberformat='{"1":2,"2":"0.00","3":1}' data-sheets-value='{"1":3,"3":1.7}' style="overflow:hidden;padding:0px 3px 0px 3px;vertical-align:bottom;text-align:center;">1.70</td> <td data-sheets-numberformat='{"1":2,"2":"0","3":1}' data-sheets-value='{"1":3,"3":71}' style="overflow:hidden;padding:0px 3px 0px 3px;vertical-align:bottom;text-align:center;">71</td> <td data-sheets-numberformat='{"1":2,"2":"0","3":1}' data-sheets-value='{"1":3,"3":63}' style="overflow:hidden;padding:0px 3px 0px 3px;vertical-align:bottom;text-align:center;">63</td> <td data-sheets-numberformat='{"1":2,"2":"0","3":1}' data-sheets-value='{"1":3,"3":22}' style="border-right:1px solid #000000;overflow:hidden;padding:0px 3px 0px 3px;vertical-align:bottom;text-align:center;">22</td> </tr> <tr style="height:20px;"> <td style="border-left:1px solid #000000;overflow:hidden;padding:0px 3px 0px 3px;vertical-align:bottom;font-weight:bold;"></td> <td data-sheets-value='{"1":2,"2":"Triple-walled"}' style="overflow:hidden;padding:0px 3px 0px 3px;vertical-align:bottom;font-weight:bold;">Triple-walled</td> <td data-sheets-value='{"1":2,"2":"Opal (A/O/O)"}' style="border-right:1px solid #000000;overflow:hidden;padding:0px 3px 0px 3px;vertical-align:bottom;font-weight:bold;">Opal (A/O/O)</td> <td data-sheets-numberformat='{"1":2,"2":"0.00","3":1}' data-sheets-value='{"1":3,"3":1.7}' style="overflow:hidden;padding:0px 3px 0px 3px;vertical-align:bottom;text-align:center;">1.70</td> <td data-sheets-numberformat='{"1":2,"2":"0","3":1}' data-sheets-value='{"1":3,"3":61}' style="overflow:hidden;padding:0px 3px 0px 3px;vertical-align:bottom;text-align:center;">61</td> <td data-sheets-numberformat='{"1":2,"2":"0","3":1}' data-sheets-value='{"1":3,"3":48}' style="overflow:hidden;padding:0px 3px 0px 3px;vertical-align:bottom;text-align:center;">48</td> <td data-sheets-numberformat='{"1":2,"2":"0","3":1}' data-sheets-value='{"1":3,"3":22}' style="border-right:1px solid #000000;overflow:hidden;padding:0px 3px 0px 3px;vertical-align:bottom;text-align:center;">22</td> </tr> <tr style="height:20px;"> <td style="border-left:1px solid #000000;overflow:hidden;padding:0px 3px 0px 3px;vertical-align:bottom;font-weight:bold;"></td> <td data-sheets-value='{"1":2,"2":"Four-walled"}' style="overflow:hidden;padding:0px 3px 0px 3px;vertical-align:bottom;font-weight:bold;">Four-walled</td> <td data-sheets-value='{"1":2,"2":"Clear (A/H/H/H)"}' style="border-right:1px solid #000000;overflow:hidden;padding:0px 3px 0px 3px;vertical-align:bottom;font-weight:bold;">Clear (A/H/H/H)</td> <td data-sheets-numberformat='{"1":2,"2":"0.00","3":1}' data-sheets-value='{"1":3,"3":1.28}' style="overflow:hidden;padding:0px 3px 0px 3px;vertical-align:bottom;text-align:center;">1.28</td> <td data-sheets-numberformat='{"1":2,"2":"0","3":1}' data-sheets-value='{"1":3,"3":64}' style="overflow:hidden;padding:0px 3px 0px 3px;vertical-align:bottom;text-align:center;">64</td> <td data-sheets-numberformat='{"1":2,"2":"0","3":1}' data-sheets-value='{"1":3,"3":52}' style="overflow:hidden;padding:0px 3px 0px 3px;vertical-align:bottom;text-align:center;">52</td> <td data-sheets-numberformat='{"1":2,"2":"0","3":1}' data-sheets-value='{"1":3,"3":23}' style="border-right:1px solid #000000;overflow:hidden;padding:0px 3px 0px 3px;vertical-align:bottom;text-align:center;">23</td> </tr> <tr style="height:20px;"> <td style="border-bottom:1px solid #000000;border-left:1px solid #000000;overflow:hidden;padding:0px 3px 0px 3px;vertical-align:bottom;"></td> <td data-sheets-value='{"1":2,"2":"Four-walled"}' style="border-bottom:1px solid #000000;overflow:hidden;padding:0px 3px 0px 3px;vertical-align:bottom;font-weight:bold;">Four-walled</td> <td data-sheets-value='{"1":2,"2":"Opal (A/H/O/H)"}' style="border-right:1px solid #000000;border-bottom:1px solid #000000;overflow:hidden;padding:0px 3px 0px 3px;vertical-align:bottom;font-weight:bold;">Opal (A/H/O/H)</td> <td data-sheets-numberformat='{"1":2,"2":"0.00","3":1}' data-sheets-value='{"1":3,"3":1.28}' style="border-bottom:1px solid #000000;overflow:hidden;padding:0px 3px 0px 3px;vertical-align:bottom;text-align:center;">1.28</td> <td data-sheets-numberformat='{"1":2,"2":"0","3":1}' data-sheets-value='{"1":3,"3":59}' style="border-bottom:1px solid #000000;overflow:hidden;padding:0px 3px 0px 3px;vertical-align:bottom;text-align:center;">59</td> <td data-sheets-numberformat='{"1":2,"2":"0","3":1}' data-sheets-value='{"1":3,"3":46}' style="border-bottom:1px solid #000000;overflow:hidden;padding:0px 3px 0px 3px;vertical-align:bottom;text-align:center;">46</td> <td data-sheets-numberformat='{"1":2,"2":"0","3":1}' data-sheets-value='{"1":3,"3":23}' style="border-right:1px solid #000000;border-bottom:1px solid #000000;overflow:hidden;padding:0px 3px 0px 3px;vertical-align:bottom;text-align:center;">23</td> </tr> <tr style="height:20px;"> <td data-sheets-value='{"1":2,"2":"Polycarbonate"}' style="border-left:1px solid #000000;overflow:hidden;padding:0px 3px 0px 3px;vertical-align:bottom;font-weight:bold;">Polycarbonate</td> <td data-sheets-value='{"1":2,"2":"Single-walled"}' style="overflow:hidden;padding:0px 3px 0px 3px;vertical-align:bottom;font-weight:bold;">Single-walled</td> <td data-sheets-value='{"1":2,"2":"Heatstop Opal (T)"}' style="border-right:1px solid #000000;overflow:hidden;padding:0px 3px 0px 3px;vertical-align:bottom;font-weight:bold;">Heatstop Opal (T)</td> <td data-sheets-numberformat='{"1":2,"2":"0.00","3":1}' data-sheets-value='{"1":3,"3":5.17}' style="overflow:hidden;padding:0px 3px 0px 3px;vertical-align:bottom;text-align:center;">5.17</td> <td data-sheets-numberformat='{"1":2,"2":"0","3":1}' data-sheets-value='{"1":3,"3":49}' style="overflow:hidden;padding:0px 3px 0px 3px;vertical-align:bottom;text-align:center;">49</td> <td data-sheets-numberformat='{"1":2,"2":"0","3":1}' data-sheets-value='{"1":3,"3":59}' style="overflow:hidden;padding:0px 3px 0px 3px;vertical-align:bottom;text-align:center;">59</td> <td data-sheets-numberformat='{"1":2,"2":"0","3":1}' data-sheets-value='{"1":2,"2":"-"}' style="border-right:1px solid #000000;overflow:hidden;padding:0px 3px 0px 3px;vertical-align:bottom;text-align:center;">-</td> </tr> <tr style="height:20px;"> <td data-sheets-value='{"1":2,"2":"Heatstop PC"}' style="border-left:1px solid #000000;overflow:hidden;padding:0px 3px 0px 3px;vertical-align:bottom;font-weight:bold;">Heatstop PC</td> <td data-sheets-value='{"1":2,"2":"Double-walled"}' style="overflow:hidden;padding:0px 3px 0px 3px;vertical-align:bottom;font-weight:bold;">Double-walled</td> <td data-sheets-value='{"1":2,"2":"Clear (T/H)"}' style="border-right:1px solid #000000;overflow:hidden;padding:0px 3px 0px 3px;vertical-align:bottom;font-weight:bold;">Clear (T/H)</td> <td data-sheets-numberformat='{"1":2,"2":"0.00","3":1}' data-sheets-value='{"1":3,"3":2.9}' style="overflow:hidden;padding:0px 3px 0px 3px;vertical-align:bottom;text-align:center;">2.90</td> <td data-sheets-numberformat='{"1":2,"2":"0","3":1}' data-sheets-value='{"1":3,"3":44}' style="overflow:hidden;padding:0px 3px 0px 3px;vertical-align:bottom;text-align:center;">44</td> <td data-sheets-numberformat='{"1":2,"2":"0","3":1}' data-sheets-value='{"1":3,"3":51}' style="overflow:hidden;padding:0px 3px 0px 3px;vertical-align:bottom;text-align:center;">51</td> <td data-sheets-numberformat='{"1":2,"2":"0","3":1}' data-sheets-value='{"1":3,"3":20}' style="border-right:1px solid #000000;overflow:hidden;padding:0px 3px 0px 3px;vertical-align:bottom;text-align:center;">20</td> </tr> <tr style="height:20px;"> <td style="border-left:1px solid #000000;overflow:hidden;padding:0px 3px 0px 3px;vertical-align:bottom;font-weight:bold;"></td> <td data-sheets-value='{"1":2,"2":"Double-walled"}' style="overflow:hidden;padding:0px 3px 0px 3px;vertical-align:bottom;font-weight:bold;">Double-walled</td> <td data-sheets-value='{"1":2,"2":"Opal (T/O)"}' style="border-right:1px solid #000000;overflow:hidden;padding:0px 3px 0px 3px;vertical-align:bottom;font-weight:bold;">Opal (T/O)</td> <td data-sheets-numberformat='{"1":2,"2":"0.00","3":1}' data-sheets-value='{"1":3,"3":2.9}' style="overflow:hidden;padding:0px 3px 0px 3px;vertical-align:bottom;text-align:center;">2.90</td> <td data-sheets-numberformat='{"1":2,"2":"0","3":1}' data-sheets-value='{"1":3,"3":41}' style="overflow:hidden;padding:0px 3px 0px 3px;vertical-align:bottom;text-align:center;">41</td> <td data-sheets-numberformat='{"1":2,"2":"0","3":1}' data-sheets-value='{"1":3,"3":45}' style="overflow:hidden;padding:0px 3px 0px 3px;vertical-align:bottom;text-align:center;">45</td> <td data-sheets-numberformat='{"1":2,"2":"0","3":1}' data-sheets-value='{"1":3,"3":20}' style="border-right:1px solid #000000;overflow:hidden;padding:0px 3px 0px 3px;vertical-align:bottom;text-align:center;">20</td> </tr> <tr style="height:20px;"> <td style="border-left:1px solid #000000;overflow:hidden;padding:0px 3px 0px 3px;vertical-align:bottom;font-weight:bold;"></td> <td data-sheets-value='{"1":2,"2":"Triple-walled"}' style="overflow:hidden; | skylux-160-ce-met-koepel-en-pvc-opstand-16-00-met-lm-motor-en-windvang-1050-x-2250-mm | 8586028712269 | 46872342659405
Smoke and heat exhaust (SHEV) | SHE system | Skylux | Skylux 160° CE with skylight and PVC curb 16/00 with LM-actuator and spoiler 1100 x 1100 mm |  | 36313 | 5412970363132 | 3920.4 | Yes | 30-45 | 54.4 | 1100 x 1100 mm | 1100 | 1100 |  | PVC 16/00 (16 cm high & roof opening = daylight size) | Square | 5.17 W/m²K - 1.28 W/m²K | 87% - 32% | 90% - 32% | 20dB - 23dB | 160° CE (for industry) | skylight | with spoiler | E | Single actuator | Maximum four-walled skylight possible for this product | Ut-value LT-value g-value Rw-value EN 1873 : 2014 EN ISO 13468 EN 16153 EN 410 EN 410 EN ISO 140-3 Material Walls Shells (W/m²K) (%) (%) (dB) Acrylic Single-walled Clear (H) 5.17 90 87 - PMMA Single-walled Opal (O) 5.17 83 76 - Double-walled Clear (H/H) 2.90 81 75 20 Double-walled Opal (O/O) 2.90 69 58 20 Triple-walled Clear (H/H/H) 1.70 73 65 22 Triple-walled Opal (O/H/O) 1.70 62 51 22 Four-walled Clear (H/H/H/H) 1.28 64 54 23 Four-walled Opal (H/H/O/H) 1.28 59 48 23 Polycarbonate Single-walled Clear (A) 5.17 88 83 - PC Single-walled Opal (D) 5.17 58 60 - Double-walled Clear (A/H) 2.90 79 72 20 Double-walled Clear (A/A) 2.90 77 69 20 Double-walled Opal (A/O) 2.90 73 63 20 Double-walled Opal (A/D) 2.90 51 50 20 Triple-walled Clear (A/H/H) 1.70 71 63 22 Triple-walled Opal (A/O/O) 1.70 61 48 22 Four-walled Clear (A/H/H/H) 1.28 64 52 23 Four-walled Opal (A/H/O/H) 1.28 59 46 23 Polycarbonate Single-walled Heatstop Opal (T) 5.17 49 59 - Heatstop PC Double-walled Clear (T/H) 2.90 44 51 20 Double-walled Opal (T/O) 2.90 41 45 20 Triple-walled Clear (T/H/H) 1.70 40 <td data-sheets-numberformat='{"1":2,"2":"0","3":1}' data-sheets-value='{"1":3,"3":44}' style="overflow:hidden;paddin | https://skylux.eu/en/products/skylux-160-ce-met-koepel-en-pvc-opstand-16-00-met-lm-motor-en-windvang-1100-x-1100-mm | https://skylux.eu/cdn/shop/files/Skylux-160deg-CE-met-koepel-en-pvc-opstand-1600-met-LM-motor-en-windvang-1100-x-1100-mm-RWA-systeem.jpg?v=1702980213&width=1600 | https://skylux.eu/cdn/shop/files/e5a82811-1bb0-48e4-a776-cacb59c7c092_82944aee-9e74-409e-9d02-29f837e22146.jpg?v=1688551077&width=1600 | //skylux.eu/cdn/shop/files/E_MH_Mounting_instructions_Skylux_160_CE_LM.pdf?v=12406716259046007223 | //skylux.eu/cdn/shop/files/E_TD_Technical_File_Skylux_Skylux_160_CE_Electric.pdf?v=3667116872303399239 | <style type="text/css" id="isPasted"> <!--td { border: 1px solid #cccccc; } br { mso-data-placement: same-cell; } --> </style> <table border="1" cellpadding="0" cellspacing="0" dir="ltr" style="table-layout:fixed;font-size:10pt;font-family:Arial;border-collapse:collapse;border:none;"><tbody> <tr style="height:20px;"> <td style="overflow:hidden;padding:0px 3px 0px 3px;vertical-align:bottom;"></td> <td style="overflow:hidden;padding:0px 3px 0px 3px;vertical-align:bottom;"></td> <td style="overflow:hidden;padding:0px 3px 0px 3px;vertical-align:bottom;"></td> <td data-sheets-value='{"1":2,"2":"Ut-value"}' style="overflow:hidden;padding:0px 3px 0px 3px;vertical-align:bottom;font-weight:bold;text-align:center;">Ut-value</td> <td data-sheets-value='{"1":2,"2":"LT-value"}' style="overflow:hidden;padding:0px 3px 0px 3px;vertical-align:bottom;font-weight:bold;text-align:center;">LT-value</td> <td data-sheets-value='{"1":2,"2":"g-value"}' style="overflow:hidden;padding:0px 3px 0px 3px;vertical-align:bottom;font-weight:bold;text-align:center;">g-value</td> <td data-sheets-value='{"1":2,"2":"Rw-value "}' style="overflow:hidden;padding:0px 3px 0px 3px;vertical-align:bottom;font-weight:bold;text-align:center;">Rw-value </td> </tr> <tr style="height:20px;"> <td style="overflow:hidden;padding:0px 3px 0px 3px;vertical-align:bottom;"></td> <td style="overflow:hidden;padding:0px 3px 0px 3px;vertical-align:bottom;"></td> <td style="overflow:hidden;padding:0px 3px 0px 3px;vertical-align:bottom;"></td> <td data-sheets-numberformat='{"1":2,"2":"0.00","3":1}' data-sheets-value='{"1":2,"2":"EN 1873 : 2014"}' style="overflow:hidden;padding:0px 3px 0px 3px;vertical-align:bottom;text-align:center;">EN 1873 : 2014</td> <td data-sheets-numberformat='{"1":2,"2":"0","3":1}' data-sheets-value='{"1":2,"2":"EN ISO 13468 EN 16153 EN 410"}' style="overflow:hidden;padding:0px 3px 0px 3px;vertical-align:bottom;text-align:center;">EN ISO 13468 EN 16153 EN 410</td> <td data-sheets-numberformat='{"1":2,"2":"0","3":1}' data-sheets-value='{"1":2,"2":"EN 410"}' style="overflow:hidden;padding:0px 3px 0px 3px;vertical-align:bottom;text-align:center;">EN 410</td> <td data-sheets-value='{"1":2,"2":"EN ISO 140-3\t\t"}' style="overflow:hidden;padding:0px 3px 0px 3px;vertical-align:bottom;text-align:center;">EN ISO 140-3 </td> </tr> <tr style="height:20px;"> <td data-sheets-value='{"1":2,"2":"Material"}' style="border-bottom:1px solid #000000;overflow:hidden;padding:0px 3px 0px 3px;vertical-align:bottom;background-color:#000000;font-weight:bold;color:#ffffff;">Material</td> <td data-sheets-value='{"1":2,"2":"Walls"}' style="border-bottom:1px solid #000000;overflow:hidden;padding:0px 3px 0px 3px;vertical-align:bottom;background-color:#000000;font-weight:bold;color:#ffffff;">Walls</td> <td data-sheets-value='{"1":2,"2":"Shells"}' style="border-bottom:1px solid #000000;overflow:hidden;padding:0px 3px 0px 3px;vertical-align:bottom;background-color:#000000;font-weight:bold;color:#ffffff;">Shells</td> <td data-sheets-numberformat='{"1":2,"2":"0.00","3":1}' data-sheets-value='{"1":2,"2":"(W/m²K)\t"}' style="border-bottom:1px solid #000000;overflow:hidden;padding:0px 3px 0px 3px;vertical-align:bottom;background-color:#000000;font-weight:bold;color:#ffffff;text-align:center;">(W/m²K) </td> <td data-sheets-numberformat='{"1":2,"2":"0","3":1}' data-sheets-value='{"1":2,"2":"(%)"}' style="border-bottom:1px solid #000000;overflow:hidden;padding:0px 3px 0px 3px;vertical-align:bottom;background-color:#000000;font-weight:bold;color:#ffffff;text-align:center;">(%)</td> <td data-sheets-numberformat='{"1":2,"2":"0","3":1}' data-sheets-value='{"1":2,"2":"(%)"}' style="border-bottom:1px solid #000000;overflow:hidden;padding:0px 3px 0px 3px;vertical-align:bottom;background-color:#000000;font-weight:bold;color:#ffffff;text-align:center;">(%)</td> <td data-sheets-value='{"1":2,"2":"(dB)"}' style="border-bottom:1px solid #000000;overflow:hidden;padding:0px 3px 0px 3px;vertical-align:bottom;background-color:#000000;font-weight:bold;color:#ffffff;text-align:center;">(dB)</td> </tr> <tr style="height:20px;"> <td data-sheets-value='{"1":2,"2":"Acrylic"}' style="border-left:1px solid #000000;overflow:hidden;padding:0px 3px 0px 3px;vertical-align:bottom;font-weight:bold;">Acrylic</td> <td data-sheets-value='{"1":2,"2":"Single-walled"}' style="overflow:hidden;padding:0px 3px 0px 3px;vertical-align:bottom;font-weight:bold;">Single-walled</td> <td data-sheets-value='{"1":2,"2":"Clear (H)"}' style="border-right:1px solid #000000;overflow:hidden;padding:0px 3px 0px 3px;vertical-align:bottom;font-weight:bold;">Clear (H)</td> <td data-sheets-numberformat='{"1":2,"2":"0.00","3":1}' data-sheets-value='{"1":3,"3":5.17}' style="overflow:hidden;padding:0px 3px 0px 3px;vertical-align:bottom;text-align:center;">5.17</td> <td data-sheets-numberformat='{"1":2,"2":"0","3":1}' data-sheets-value='{"1":3,"3":90}' style="overflow:hidden;padding:0px 3px 0px 3px;vertical-align:bottom;text-align:center;">90</td> <td data-sheets-numberformat='{"1":2,"2":"0","3":1}' data-sheets-value='{"1":3,"3":87}' style="overflow:hidden;padding:0px 3px 0px 3px;vertical-align:bottom;text-align:center;">87</td> <td data-sheets-numberformat='{"1":2,"2":"0","3":1}' data-sheets-value='{"1":2,"2":"-"}' style="border-right:1px solid #000000;overflow:hidden;padding:0px 3px 0px 3px;vertical-align:bottom;text-align:center;">-</td> </tr> <tr style="height:20px;"> <td data-sheets-value='{"1":2,"2":"PMMA"}' style="border-left:1px solid #000000;overflow:hidden;padding:0px 3px 0px 3px;vertical-align:bottom;font-weight:bold;">PMMA</td> <td data-sheets-value='{"1":2,"2":"Single-walled"}' style="overflow:hidden;padding:0px 3px 0px 3px;vertical-align:bottom;font-weight:bold;">Single-walled</td> <td data-sheets-value='{"1":2,"2":"Opal (O)"}' style="border-right:1px solid #000000;overflow:hidden;padding:0px 3px 0px 3px;vertical-align:bottom;font-weight:bold;">Opal (O)</td> <td data-sheets-numberformat='{"1":2,"2":"0.00","3":1}' data-sheets-value='{"1":3,"3":5.17}' style="overflow:hidden;padding:0px 3px 0px 3px;vertical-align:bottom;text-align:center;">5.17</td> <td data-sheets-numberformat='{"1":2,"2":"0","3":1}' data-sheets-value='{"1":3,"3":83}' style="overflow:hidden;padding:0px 3px 0px 3px;vertical-align:bottom;text-align:center;">83</td> <td data-sheets-numberformat='{"1":2,"2":"0","3":1}' data-sheets-value='{"1":3,"3":76}' style="overflow:hidden;padding:0px 3px 0px 3px;vertical-align:bottom;text-align:center;">76</td> <td data-sheets-numberformat='{"1":2,"2":"0","3":1}' data-sheets-value='{"1":2,"2":"-"}' style="border-right:1px solid #000000;overflow:hidden;padding:0px 3px 0px 3px;vertical-align:bottom;text-align:center;">-</td> </tr> <tr style="height:20px;"> <td style="border-left:1px solid #000000;overflow:hidden;padding:0px 3px 0px 3px;vertical-align:bottom;font-weight:bold;"></td> <td data-sheets-value='{"1":2,"2":"Double-walled"}' style="overflow:hidden;padding:0px 3px 0px 3px;vertical-align:bottom;font-weight:bold;">Double-walled</td> <td data-sheets-value='{"1":2,"2":"Clear (H/H)"}' style="border-right:1px solid #000000;overflow:hidden;padding:0px 3px 0px 3px;vertical-align:bottom;font-weight:bold;">Clear (H/H)</td> <td data-sheets-numberformat='{"1":2,"2":"0.00","3":1}' data-sheets-value='{"1":3,"3":2.9}' style="overflow:hidden;padding:0px 3px 0px 3px;vertical-align:bottom;text-align:center;">2.90</td> <td data-sheets-numberformat='{"1":2,"2":"0","3":1}' data-sheets-value='{"1":3,"3":81}' style="overflow:hidden;padding:0px 3px 0px 3px;vertical-align:bottom;text-align:center;">81</td> <td data-sheets-numberformat='{"1":2,"2":"0","3":1}' data-sheets-value='{"1":3,"3":75}' style="overflow:hidden;padding:0px 3px 0px 3px;vertical-align:bottom;text-align:center;">75</td> <td data-sheets-numberformat='{"1":2,"2":"0","3":1}' data-sheets-value='{"1":3,"3":20}' style="border-right:1px solid #000000;overflow:hidden;padding:0px 3px 0px 3px;vertical-align:bottom;text-align:center;">20</td> </tr> <tr style="height:20px;"> <td style="border-left:1px solid #000000;overflow:hidden;padding:0px 3px 0px 3px;vertical-align:bottom;font-weight:bold;"></td> <td data-sheets-value='{"1":2,"2":"Double-walled"}' style="overflow:hidden;padding:0px 3px 0px 3px;vertical-align:bottom;font-weight:bold;">Double-walled</td> <td data-sheets-value='{"1":2,"2":"Opal (O/O)"}' style="border-right:1px solid #000000;overflow:hidden;padding:0px 3px 0px 3px;vertical-align:bottom;font-weight:bold;">Opal (O/O)</td> <td data-sheets-numberformat='{"1":2,"2":"0.00","3":1}' data-sheets-value='{"1":3,"3":2.9}' style="overflow:hidden;padding:0px 3px 0px 3px;vertical-align:bottom;text-align:center;">2.90</td> <td data-sheets-numberformat='{"1":2,"2":"0","3":1}' data-sheets-value='{"1":3,"3":69}' style="overflow:hidden;padding:0px 3px 0px 3px;vertical-align:bottom;text-align:center;">69</td> <td data-sheets-numberformat='{"1":2,"2":"0","3":1}' data-sheets-value='{"1":3,"3":58}' style="overflow:hidden;padding:0px 3px 0px 3px;vertical-align:bottom;text-align:center;">58</td> <td data-sheets-numberformat='{"1":2,"2":"0","3":1}' data-sheets-value='{"1":3,"3":20}' style="border-right:1px solid #000000;overflow:hidden;padding:0px 3px 0px 3px;vertical-align:bottom;text-align:center;">20</td> </tr> <tr style="height:20px;"> <td style="border-left:1px solid #000000;overflow:hidden;padding:0px 3px 0px 3px;vertical-align:bottom;font-weight:bold;"></td> <td data-sheets-value='{"1":2,"2":"Triple-walled"}' style="overflow:hidden;padding:0px 3px 0px 3px;vertical-align:bottom;font-weight:bold;">Triple-walled</td> <td data-sheets-value='{"1":2,"2":"Clear (H/H/H)"}' style="border-right:1px solid #000000;overflow:hidden;padding:0px 3px 0px 3px;vertical-align:bottom;font-weight:bold;">Clear (H/H/H)</td> <td data-sheets-numberformat='{"1":2,"2":"0.00","3":1}' data-sheets-value='{"1":3,"3":1.7}' style="overflow:hidden;padding:0px 3px 0px 3px;vertical-align:bottom;text-align:center;">1.70</td> <td data-sheets-numberformat='{"1":2,"2":"0","3":1}' data-sheets-value='{"1":3,"3":73}' style="overflow:hidden;padding:0px 3px 0px 3px;vertical-align:bottom;text-align:center;">73</td> <td data-sheets-numberformat='{"1":2,"2":"0","3":1}' data-sheets-value='{"1":3,"3":65}' style="overflow:hidden;padding:0px 3px 0px 3px;vertical-align:bottom;text-align:center;">65</td> <td data-sheets-numberformat='{"1":2,"2":"0","3":1}' data-sheets-value='{"1":3,"3":22}' style="border-right:1px solid #000000;overflow:hidden;padding:0px 3px 0px 3px;vertical-align:bottom;text-align:center;">22</td> </tr> <tr style="height:20px;"> <td style="border-left:1px solid #000000;overflow:hidden;padding:0px 3px 0px 3px;vertical-align:bottom;font-weight:bold;"></td> <td data-sheets-value='{"1":2,"2":"Triple-walled"}' style="overflow:hidden;padding:0px 3px 0px 3px;vertical-align:bottom;font-weight:bold;">Triple-walled</td> <td data-sheets-value='{"1":2,"2":"Opal (O/H/O)"}' style="border-right:1px solid #000000;overflow:hidden;padding:0px 3px 0px 3px;vertical-align:bottom;font-weight:bold;">Opal (O/H/O)</td> <td data-sheets-numberformat='{"1":2,"2":"0.00","3":1}' data-sheets-value='{"1":3,"3":1.7}' style="overflow:hidden;padding:0px 3px 0px 3px;vertical-align:bottom;text-align:center;">1.70</td> <td data-sheets-numberformat='{"1":2,"2":"0","3":1}' data-sheets-value='{"1":3,"3":62}' style="overflow:hidden;padding:0px 3px 0px 3px;vertical-align:bottom;text-align:center;">62</td> <td data-sheets-numberformat='{"1":2,"2":"0","3":1}' data-sheets-value='{"1":3,"3":51}' style="overflow:hidden;padding:0px 3px 0px 3px;vertical-align:bottom;text-align:center;">51</td> <td data-sheets-numberformat='{"1":2,"2":"0","3":1}' data-sheets-value='{"1":3,"3":22}' style="border-right:1px solid #000000;overflow:hidden;padding:0px 3px 0px 3px;vertical-align:bottom;text-align:center;">22</td> </tr> <tr style="height:20px;"> <td style="border-left:1px solid #000000;overflow:hidden;padding:0px 3px 0px 3px;vertical-align:bottom;font-weight:bold;"></td> <td data-sheets-value='{"1":2,"2":"Four-walled"}' style="overflow:hidden;padding:0px 3px 0px 3px;vertical-align:bottom;font-weight:bold;">Four-walled</td> <td data-sheets-value='{"1":2,"2":"Clear (H/H/H/H)"}' style="border-right:1px solid #000000;overflow:hidden;padding:0px 3px 0px 3px;vertical-align:bottom;font-weight:bold;">Clear (H/H/H/H)</td> <td data-sheets-numberformat='{"1":2,"2":"0.00","3":1}' data-sheets-value='{"1":3,"3":1.28}' style="overflow:hidden;padding:0px 3px 0px 3px;vertical-align:bottom;text-align:center;">1.28</td> <td data-sheets-numberformat='{"1":2,"2":"0","3":1}' data-sheets-value='{"1":3,"3":64}' style="overflow:hidden;padding:0px 3px 0px 3px;vertical-align:bottom;text-align:center;">64</td> <td data-sheets-numberformat='{"1":2,"2":"0","3":1}' data-sheets-value='{"1":3,"3":54}' style="overflow:hidden;padding:0px 3px 0px 3px;vertical-align:bottom;text-align:center;">54</td> <td data-sheets-numberformat='{"1":2,"2":"0","3":1}' data-sheets-value='{"1":3,"3":23}' style="border-right:1px solid #000000;overflow:hidden;padding:0px 3px 0px 3px;vertical-align:bottom;text-align:center;">23</td> </tr> <tr style="height:20px;"> <td style="border-bottom:1px solid #000000;border-left:1px solid #000000;overflow:hidden;padding:0px 3px 0px 3px;vertical-align:bottom;"></td> <td data-sheets-value='{"1":2,"2":"Four-walled"}' style="border-bottom:1px solid #000000;overflow:hidden;padding:0px 3px 0px 3px;vertical-align:bottom;font-weight:bold;">Four-walled</td> <td data-sheets-value='{"1":2,"2":"Opal (H/H/O/H)"}' style="border-right:1px solid #000000;border-bottom:1px solid #000000;overflow:hidden;padding:0px 3px 0px 3px;vertical-align:bottom;font-weight:bold;">Opal (H/H/O/H)</td> <td data-sheets-numberformat='{"1":2,"2":"0.00","3":1}' data-sheets-value='{"1":3,"3":1.28}' style="border-bottom:1px solid #000000;overflow:hidden;padding:0px 3px 0px 3px;vertical-align:bottom;text-align:center;">1.28</td> <td data-sheets-numberformat='{"1":2,"2":"0","3":1}' data-sheets-value='{"1":3,"3":59}' style="border-bottom:1px solid #000000;overflow:hidden;padding:0px 3px 0px 3px;vertical-align:bottom;text-align:center;">59</td> <td data-sheets-numberformat='{"1":2,"2":"0","3":1}' data-sheets-value='{"1":3,"3":48}' style="border-bottom:1px solid #000000;overflow:hidden;padding:0px 3px 0px 3px;vertical-align:bottom;text-align:center;">48</td> <td data-sheets-numberformat='{"1":2,"2":"0","3":1}' data-sheets-value='{"1":3,"3":23}' style="border-right:1px solid #000000;border-bottom:1px solid #000000;overflow:hidden;padding:0px 3px 0px 3px;vertical-align:bottom;text-align:center;">23</td> </tr> <tr style="height:20px;"> <td data-sheets-value='{"1":2,"2":"Polycarbonate "}' style="border-left:1px solid #000000;overflow:hidden;padding:0px 3px 0px 3px;vertical-align:bottom;font-weight:bold;">Polycarbonate </td> <td data-sheets-value='{"1":2,"2":"Single-walled"}' style="overflow:hidden;padding:0px 3px 0px 3px;vertical-align:bottom;font-weight:bold;">Single-walled</td> <td data-sheets-value='{"1":2,"2":"Clear (A)"}' style="border-right:1px solid #000000;overflow:hidden;padding:0px 3px 0px 3px;vertical-align:bottom;font-weight:bold;">Clear (A)</td> <td data-sheets-numberformat='{"1":2,"2":"0.00","3":1}' data-sheets-value='{"1":3,"3":5.17}' style="overflow:hidden;padding:0px 3px 0px 3px;vertical-align:bottom;text-align:center;">5.17</td> <td data-sheets-numberformat='{"1":2,"2":"0","3":1}' data-sheets-value='{"1":3,"3":88}' style="overflow:hidden;padding:0px 3px 0px 3px;vertical-align:bottom;text-align:center;">88</td> <td data-sheets-numberformat='{"1":2,"2":"0","3":1}' data-sheets-value='{"1":3,"3":83}' style="overflow:hidden;padding:0px 3px 0px 3px;vertical-align:bottom;text-align:center;">83</td> <td data-sheets-numberformat='{"1":2,"2":"0","3":1}' data-sheets-value='{"1":2,"2":"-"}' style="border-right:1px solid #000000;overflow:hidden;padding:0px 3px 0px 3px;vertical-align:bottom;text-align:center;">-</td> </tr> <tr style="height:20px;"> <td data-sheets-value='{"1":2,"2":"PC"}' style="border-left:1px solid #000000;overflow:hidden;padding:0px 3px 0px 3px;vertical-align:bottom;font-weight:bold;">PC</td> <td data-sheets-value='{"1":2,"2":"Single-walled"}' style="overflow:hidden;padding:0px 3px 0px 3px;vertical-align:bottom;font-weight:bold;">Single-walled</td> <td data-sheets-value='{"1":2,"2":"Opal (D)"}' style="border-right:1px solid #000000;overflow:hidden;padding:0px 3px 0px 3px;vertical-align:bottom;font-weight:bold;">Opal (D)</td> <td data-sheets-numberformat='{"1":2,"2":"0.00","3":1}' data-sheets-value='{"1":3,"3":5.17}' style="overflow:hidden;padding:0px 3px 0px 3px;vertical-align:bottom;text-align:center;">5.17</td> <td data-sheets-numberformat='{"1":2,"2":"0","3":1}' data-sheets-value='{"1":3,"3":58}' style="overflow:hidden;padding:0px 3px 0px 3px;vertical-align:bottom;text-align:center;">58</td> <td data-sheets-numberformat='{"1":2,"2":"0","3":1}' data-sheets-value='{"1":3,"3":60}' style="overflow:hidden;padding:0px 3px 0px 3px;vertical-align:bottom;text-align:center;">60</td> <td data-sheets-numberformat='{"1":2,"2":"0","3":1}' data-sheets-value='{"1":2,"2":"-"}' style="border-right:1px solid #000000;overflow:hidden;padding:0px 3px 0px 3px;vertical-align:bottom;text-align:center;">-</td> </tr> <tr style="height:20px;"> <td style="border-left:1px solid #000000;overflow:hidden;padding:0px 3px 0px 3px;vertical-align:bottom;font-weight:bold;"></td> <td data-sheets-value='{"1":2,"2":"Double-walled"}' style="overflow:hidden;padding:0px 3px 0px 3px;vertical-align:bottom;font-weight:bold;">Double-walled</td> <td data-sheets-value='{"1":2,"2":"Clear (A/H)"}' style="border-right:1px solid #000000;overflow:hidden;padding:0px 3px 0px 3px;vertical-align:bottom;font-weight:bold;">Clear (A/H)</td> <td data-sheets-numberformat='{"1":2,"2":"0.00","3":1}' data-sheets-value='{"1":3,"3":2.9}' style="overflow:hidden;padding:0px 3px 0px 3px;vertical-align:bottom;text-align:center;">2.90</td> <td data-sheets-numberformat='{"1":2,"2":"0","3":1}' data-sheets-value='{"1":3,"3":79}' style="overflow:hidden;padding:0px 3px 0px 3px;vertical-align:bottom;text-align:center;">79</td> <td data-sheets-numberformat='{"1":2,"2":"0","3":1}' data-sheets-value='{"1":3,"3":72}' style="overflow:hidden;padding:0px 3px 0px 3px;vertical-align:bottom;text-align:center;">72</td> <td data-sheets-numberformat='{"1":2,"2":"0","3":1}' data-sheets-value='{"1":3,"3":20}' style="border-right:1px solid #000000;overflow:hidden;padding:0px 3px 0px 3px;vertical-align:bottom;text-align:center;">20</td> </tr> <tr style="height:20px;"> <td style="border-left:1px solid #000000;overflow:hidden;padding:0px 3px 0px 3px;vertical-align:bottom;font-weight:bold;"></td> <td data-sheets-value='{"1":2,"2":"Double-walled"}' style="overflow:hidden;padding:0px 3px 0px 3px;vertical-align:bottom;font-weight:bold;">Double-walled</td> <td data-sheets-value='{"1":2,"2":"Clear (A/A)"}' style="border-right:1px solid #000000;overflow:hidden;padding:0px 3px 0px 3px;vertical-align:bottom;font-weight:bold;">Clear (A/A)</td> <td data-sheets-numberformat='{"1":2,"2":"0.00","3":1}' data-sheets-value='{"1":3,"3":2.9}' style="overflow:hidden;padding:0px 3px 0px 3px;vertical-align:bottom;text-align:center;">2.90</td> <td data-sheets-numberformat='{"1":2,"2":"0","3":1}' data-sheets-value='{"1":3,"3":77}' style="overflow:hidden;padding:0px 3px 0px 3px;vertical-align:bottom;text-align:center;">77</td> <td data-sheets-numberformat='{"1":2,"2":"0","3":1}' data-sheets-value='{"1":3,"3":69}' style="overflow:hidden;padding:0px 3px 0px 3px;vertical-align:bottom;text-align:center;">69</td> <td data-sheets-numberformat='{"1":2,"2":"0","3":1}' data-sheets-value='{"1":3,"3":20}' style="border-right:1px solid #000000;overflow:hidden;padding:0px 3px 0px 3px;vertical-align:bottom;text-align:center;">20</td> </tr> <tr style="height:20px;"> <td style="border-left:1px solid #000000;overflow:hidden;padding:0px 3px 0px 3px;vertical-align:bottom;font-weight:bold;"></td> <td data-sheets-value='{"1":2,"2":"Double-walled"}' style="overflow:hidden;padding:0px 3px 0px 3px;vertical-align:bottom;font-weight:bold;">Double-walled</td> <td data-sheets-value='{"1":2,"2":"Opal (A/O)"}' style="border-right:1px solid #000000;overflow:hidden;padding:0px 3px 0px 3px;vertical-align:bottom;font-weight:bold;">Opal (A/O)</td> <td data-sheets-numberformat='{"1":2,"2":"0.00","3":1}' data-sheets-value='{"1":3,"3":2.9}' style="overflow:hidden;padding:0px 3px 0px 3px;vertical-align:bottom;text-align:center;">2.90</td> <td data-sheets-numberformat='{"1":2,"2":"0","3":1}' data-sheets-value='{"1":3,"3":73}' style="overflow:hidden;padding:0px 3px 0px 3px;vertical-align:bottom;text-align:center;">73</td> <td data-sheets-numberformat='{"1":2,"2":"0","3":1}' data-sheets-value='{"1":3,"3":63}' style="overflow:hidden;padding:0px 3px 0px 3px;vertical-align:bottom;text-align:center;">63</td> <td data-sheets-numberformat='{"1":2,"2":"0","3":1}' data-sheets-value='{"1":3,"3":20}' style="border-right:1px solid #000000;overflow:hidden;padding:0px 3px 0px 3px;vertical-align:bottom;text-align:center;">20</td> </tr> <tr style="height:20px;"> <td style="border-left:1px solid #000000;overflow:hidden;padding:0px 3px 0px 3px;vertical-align:bottom;font-weight:bold;"></td> <td data-sheets-value='{"1":2,"2":"Double-walled"}' style="overflow:hidden;padding:0px 3px 0px 3px;vertical-align:bottom;font-weight:bold;">Double-walled</td> <td data-sheets-value='{"1":2,"2":"Opal (A/D)"}' style="border-right:1px solid #000000;overflow:hidden;padding:0px 3px 0px 3px;vertical-align:bottom;font-weight:bold;">Opal (A/D)</td> <td data-sheets-numberformat='{"1":2,"2":"0.00","3":1}' data-sheets-value='{"1":3,"3":2.9}' style="overflow:hidden;padding:0px 3px 0px 3px;vertical-align:bottom;text-align:center;">2.90</td> <td data-sheets-numberformat='{"1":2,"2":"0","3":1}' data-sheets-value='{"1":3,"3":51}' style="overflow:hidden;padding:0px 3px 0px 3px;vertical-align:bottom;text-align:center;">51</td> <td data-sheets-numberformat='{"1":2,"2":"0","3":1}' data-sheets-value='{"1":3,"3":50}' style="overflow:hidden;padding:0px 3px 0px 3px;vertical-align:bottom;text-align:center;">50</td> <td data-sheets-numberformat='{"1":2,"2":"0","3":1}' data-sheets-value='{"1":3,"3":20}' style="border-right:1px solid #000000;overflow:hidden;padding:0px 3px 0px 3px;vertical-align:bottom;text-align:center;">20</td> </tr> <tr style="height:20px;"> <td style="border-left:1px solid #000000;overflow:hidden;padding:0px 3px 0px 3px;vertical-align:bottom;font-weight:bold;"></td> <td data-sheets-value='{"1":2,"2":"Triple-walled"}' style="overflow:hidden;padding:0px 3px 0px 3px;vertical-align:bottom;font-weight:bold;">Triple-walled</td> <td data-sheets-value='{"1":2,"2":"Clear (A/H/H)"}' style="border-right:1px solid #000000;overflow:hidden;padding:0px 3px 0px 3px;vertical-align:bottom;font-weight:bold;">Clear (A/H/H)</td> <td data-sheets-numberformat='{"1":2,"2":"0.00","3":1}' data-sheets-value='{"1":3,"3":1.7}' style="overflow:hidden;padding:0px 3px 0px 3px;vertical-align:bottom;text-align:center;">1.70</td> <td data-sheets-numberformat='{"1":2,"2":"0","3":1}' data-sheets-value='{"1":3,"3":71}' style="overflow:hidden;padding:0px 3px 0px 3px;vertical-align:bottom;text-align:center;">71</td> <td data-sheets-numberformat='{"1":2,"2":"0","3":1}' data-sheets-value='{"1":3,"3":63}' style="overflow:hidden;padding:0px 3px 0px 3px;vertical-align:bottom;text-align:center;">63</td> <td data-sheets-numberformat='{"1":2,"2":"0","3":1}' data-sheets-value='{"1":3,"3":22}' style="border-right:1px solid #000000;overflow:hidden;padding:0px 3px 0px 3px;vertical-align:bottom;text-align:center;">22</td> </tr> <tr style="height:20px;"> <td style="border-left:1px solid #000000;overflow:hidden;padding:0px 3px 0px 3px;vertical-align:bottom;font-weight:bold;"></td> <td data-sheets-value='{"1":2,"2":"Triple-walled"}' style="overflow:hidden;padding:0px 3px 0px 3px;vertical-align:bottom;font-weight:bold;">Triple-walled</td> <td data-sheets-value='{"1":2,"2":"Opal (A/O/O)"}' style="border-right:1px solid #000000;overflow:hidden;padding:0px 3px 0px 3px;vertical-align:bottom;font-weight:bold;">Opal (A/O/O)</td> <td data-sheets-numberformat='{"1":2,"2":"0.00","3":1}' data-sheets-value='{"1":3,"3":1.7}' style="overflow:hidden;padding:0px 3px 0px 3px;vertical-align:bottom;text-align:center;">1.70</td> <td data-sheets-numberformat='{"1":2,"2":"0","3":1}' data-sheets-value='{"1":3,"3":61}' style="overflow:hidden;padding:0px 3px 0px 3px;vertical-align:bottom;text-align:center;">61</td> <td data-sheets-numberformat='{"1":2,"2":"0","3":1}' data-sheets-value='{"1":3,"3":48}' style="overflow:hidden;padding:0px 3px 0px 3px;vertical-align:bottom;text-align:center;">48</td> <td data-sheets-numberformat='{"1":2,"2":"0","3":1}' data-sheets-value='{"1":3,"3":22}' style="border-right:1px solid #000000;overflow:hidden;padding:0px 3px 0px 3px;vertical-align:bottom;text-align:center;">22</td> </tr> <tr style="height:20px;"> <td style="border-left:1px solid #000000;overflow:hidden;padding:0px 3px 0px 3px;vertical-align:bottom;font-weight:bold;"></td> <td data-sheets-value='{"1":2,"2":"Four-walled"}' style="overflow:hidden;padding:0px 3px 0px 3px;vertical-align:bottom;font-weight:bold;">Four-walled</td> <td data-sheets-value='{"1":2,"2":"Clear (A/H/H/H)"}' style="border-right:1px solid #000000;overflow:hidden;padding:0px 3px 0px 3px;vertical-align:bottom;font-weight:bold;">Clear (A/H/H/H)</td> <td data-sheets-numberformat='{"1":2,"2":"0.00","3":1}' data-sheets-value='{"1":3,"3":1.28}' style="overflow:hidden;padding:0px 3px 0px 3px;vertical-align:bottom;text-align:center;">1.28</td> <td data-sheets-numberformat='{"1":2,"2":"0","3":1}' data-sheets-value='{"1":3,"3":64}' style="overflow:hidden;padding:0px 3px 0px 3px;vertical-align:bottom;text-align:center;">64</td> <td data-sheets-numberformat='{"1":2,"2":"0","3":1}' data-sheets-value='{"1":3,"3":52}' style="overflow:hidden;padding:0px 3px 0px 3px;vertical-align:bottom;text-align:center;">52</td> <td data-sheets-numberformat='{"1":2,"2":"0","3":1}' data-sheets-value='{"1":3,"3":23}' style="border-right:1px solid #000000;overflow:hidden;padding:0px 3px 0px 3px;vertical-align:bottom;text-align:center;">23</td> </tr> <tr style="height:20px;"> <td style="border-bottom:1px solid #000000;border-left:1px solid #000000;overflow:hidden;padding:0px 3px 0px 3px;vertical-align:bottom;"></td> <td data-sheets-value='{"1":2,"2":"Four-walled"}' style="border-bottom:1px solid #000000;overflow:hidden;padding:0px 3px 0px 3px;vertical-align:bottom;font-weight:bold;">Four-walled</td> <td data-sheets-value='{"1":2,"2":"Opal (A/H/O/H)"}' style="border-right:1px solid #000000;border-bottom:1px solid #000000;overflow:hidden;padding:0px 3px 0px 3px;vertical-align:bottom;font-weight:bold;">Opal (A/H/O/H)</td> <td data-sheets-numberformat='{"1":2,"2":"0.00","3":1}' data-sheets-value='{"1":3,"3":1.28}' style="border-bottom:1px solid #000000;overflow:hidden;padding:0px 3px 0px 3px;vertical-align:bottom;text-align:center;">1.28</td> <td data-sheets-numberformat='{"1":2,"2":"0","3":1}' data-sheets-value='{"1":3,"3":59}' style="border-bottom:1px solid #000000;overflow:hidden;padding:0px 3px 0px 3px;vertical-align:bottom;text-align:center;">59</td> <td data-sheets-numberformat='{"1":2,"2":"0","3":1}' data-sheets-value='{"1":3,"3":46}' style="border-bottom:1px solid #000000;overflow:hidden;padding:0px 3px 0px 3px;vertical-align:bottom;text-align:center;">46</td> <td data-sheets-numberformat='{"1":2,"2":"0","3":1}' data-sheets-value='{"1":3,"3":23}' style="border-right:1px solid #000000;border-bottom:1px solid #000000;overflow:hidden;padding:0px 3px 0px 3px;vertical-align:bottom;text-align:center;">23</td> </tr> <tr style="height:20px;"> <td data-sheets-value='{"1":2,"2":"Polycarbonate"}' style="border-left:1px solid #000000;overflow:hidden;padding:0px 3px 0px 3px;vertical-align:bottom;font-weight:bold;">Polycarbonate</td> <td data-sheets-value='{"1":2,"2":"Single-walled"}' style="overflow:hidden;padding:0px 3px 0px 3px;vertical-align:bottom;font-weight:bold;">Single-walled</td> <td data-sheets-value='{"1":2,"2":"Heatstop Opal (T)"}' style="border-right:1px solid #000000;overflow:hidden;padding:0px 3px 0px 3px;vertical-align:bottom;font-weight:bold;">Heatstop Opal (T)</td> <td data-sheets-numberformat='{"1":2,"2":"0.00","3":1}' data-sheets-value='{"1":3,"3":5.17}' style="overflow:hidden;padding:0px 3px 0px 3px;vertical-align:bottom;text-align:center;">5.17</td> <td data-sheets-numberformat='{"1":2,"2":"0","3":1}' data-sheets-value='{"1":3,"3":49}' style="overflow:hidden;padding:0px 3px 0px 3px;vertical-align:bottom;text-align:center;">49</td> <td data-sheets-numberformat='{"1":2,"2":"0","3":1}' data-sheets-value='{"1":3,"3":59}' style="overflow:hidden;padding:0px 3px 0px 3px;vertical-align:bottom;text-align:center;">59</td> <td data-sheets-numberformat='{"1":2,"2":"0","3":1}' data-sheets-value='{"1":2,"2":"-"}' style="border-right:1px solid #000000;overflow:hidden;padding:0px 3px 0px 3px;vertical-align:bottom;text-align:center;">-</td> </tr> <tr style="height:20px;"> <td data-sheets-value='{"1":2,"2":"Heatstop PC"}' style="border-left:1px solid #000000;overflow:hidden;padding:0px 3px 0px 3px;vertical-align:bottom;font-weight:bold;">Heatstop PC</td> <td data-sheets-value='{"1":2,"2":"Double-walled"}' style="overflow:hidden;padding:0px 3px 0px 3px;vertical-align:bottom;font-weight:bold;">Double-walled</td> <td data-sheets-value='{"1":2,"2":"Clear (T/H)"}' style="border-right:1px solid #000000;overflow:hidden;padding:0px 3px 0px 3px;vertical-align:bottom;font-weight:bold;">Clear (T/H)</td> <td data-sheets-numberformat='{"1":2,"2":"0.00","3":1}' data-sheets-value='{"1":3,"3":2.9}' style="overflow:hidden;padding:0px 3px 0px 3px;vertical-align:bottom;text-align:center;">2.90</td> <td data-sheets-numberformat='{"1":2,"2":"0","3":1}' data-sheets-value='{"1":3,"3":44}' style="overflow:hidden;padding:0px 3px 0px 3px;vertical-align:bottom;text-align:center;">44</td> <td data-sheets-numberformat='{"1":2,"2":"0","3":1}' data-sheets-value='{"1":3,"3":51}' style="overflow:hidden;padding:0px 3px 0px 3px;vertical-align:bottom;text-align:center;">51</td> <td data-sheets-numberformat='{"1":2,"2":"0","3":1}' data-sheets-value='{"1":3,"3":20}' style="border-right:1px solid #000000;overflow:hidden;padding:0px 3px 0px 3px;vertical-align:bottom;text-align:center;">20</td> </tr> <tr style="height:20px;"> <td style="border-left:1px solid #000000;overflow:hidden;padding:0px 3px 0px 3px;vertical-align:bottom;font-weight:bold;"></td> <td data-sheets-value='{"1":2,"2":"Double-walled"}' style="overflow:hidden;padding:0px 3px 0px 3px;vertical-align:bottom;font-weight:bold;">Double-walled</td> <td data-sheets-value='{"1":2,"2":"Opal (T/O)"}' style="border-right:1px solid #000000;overflow:hidden;padding:0px 3px 0px 3px;vertical-align:bottom;font-weight:bold;">Opal (T/O)</td> <td data-sheets-numberformat='{"1":2,"2":"0.00","3":1}' data-sheets-value='{"1":3,"3":2.9}' style="overflow:hidden;padding:0px 3px 0px 3px;vertical-align:bottom;text-align:center;">2.90</td> <td data-sheets-numberformat='{"1":2,"2":"0","3":1}' data-sheets-value='{"1":3,"3":41}' style="overflow:hidden;padding:0px 3px 0px 3px;vertical-align:bottom;text-align:center;">41</td> <td data-sheets-numberformat='{"1":2,"2":"0","3":1}' data-sheets-value='{"1":3,"3":45}' style="overflow:hidden;padding:0px 3px 0px 3px;vertical-align:bottom;text-align:center;">45</td> <td data-sheets-numberformat='{"1":2,"2":"0","3":1}' data-sheets-value='{"1":3,"3":20}' style="border-right:1px solid #000000;overflow:hidden;padding:0px 3px 0px 3px;vertical-align:bottom;text-align:center;">20</td> </tr> <tr style="height:20px;"> <td style="border-left:1px solid #000000;overflow:hidden;padding:0px 3px 0px 3px;vertical-align:bottom;font-weight:bold;"></td> <td data-sheets-value='{"1":2,"2":"Triple-walled"}' style="overflow:hidden; | skylux-160-ce-met-koepel-en-pvc-opstand-16-00-met-lm-motor-en-windvang-1100-x-1100-mm | 8586028745037 | 46872342724941
Smoke and heat exhaust (SHEV) | SHE system | Skylux | Skylux 160° CE with skylight and PVC curb 16/00 with LM-actuator and spoiler 1100 x 1400 mm |  | 30281 | 5412970302810 | 4356 | Yes | 30-45 | 58.82 | 1100 x 1400 mm | 1400 | 1100 |  | PVC 16/00 (16 cm high & roof opening = daylight size) | Rectangular | 5.17 W/m²K - 1.28 W/m²K | 87% - 32% | 90% - 32% | 20dB - 23dB | 160° CE (for industry) | skylight | with spoiler | E | Single actuator | Maximum four-walled skylight possible for this product | Ut-value LT-value g-value Rw-value EN 1873 : 2014 EN ISO 13468 EN 16153 EN 410 EN 410 EN ISO 140-3 Material Walls Shells (W/m²K) (%) (%) (dB) Acrylic Single-walled Clear (H) 5.17 90 87 - PMMA Single-walled Opal (O) 5.17 83 76 - Double-walled Clear (H/H) 2.90 81 75 20 Double-walled Opal (O/O) 2.90 69 58 20 Triple-walled Clear (H/H/H) 1.70 73 65 22 Triple-walled Opal (O/H/O) 1.70 62 51 22 Four-walled Clear (H/H/H/H) 1.28 64 54 23 Four-walled Opal (H/H/O/H) 1.28 59 48 23 Polycarbonate Single-walled Clear (A) 5.17 88 83 - PC Single-walled Opal (D) 5.17 58 60 - Double-walled Clear (A/H) 2.90 79 72 20 Double-walled Clear (A/A) 2.90 77 69 20 Double-walled Opal (A/O) 2.90 73 63 20 Double-walled Opal (A/D) 2.90 51 50 20 Triple-walled Clear (A/H/H) 1.70 71 63 22 Triple-walled Opal (A/O/O) 1.70 61 48 22 Four-walled Clear (A/H/H/H) 1.28 64 52 23 Four-walled Opal (A/H/O/H) 1.28 59 46 23 Polycarbonate Single-walled Heatstop Opal (T) 5.17 49 59 - Heatstop PC Double-walled Clear (T/H) 2.90 44 51 20 Double-walled Opal (T/O) 2.90 41 45 20 Triple-walled Clear (T/H/H) 1.70 40 <td data-sheets-numberformat='{"1":2,"2":"0","3":1}' data-sheets-value='{"1":3,"3":44}' style="overflow:hidden;paddin | https://skylux.eu/en/products/skylux-160-ce-met-koepel-en-pvc-opstand-16-00-met-lm-motor-en-windvang-1100-x-1400-mm | https://skylux.eu/cdn/shop/files/Skylux-160deg-CE-met-koepel-en-pvc-opstand-1600-met-LM-motor-en-windvang-1100-x-1400-mm-RWA-systeem.jpg?v=1702980218&width=1600 | https://skylux.eu/cdn/shop/files/e5a82811-1bb0-48e4-a776-cacb59c7c092_b9d73c3c-a2e9-4519-a5a9-ef87d9b6e762.jpg?v=1688551078&width=1600 | //skylux.eu/cdn/shop/files/E_MH_Mounting_instructions_Skylux_160_CE_LM.pdf?v=12406716259046007223 | //skylux.eu/cdn/shop/files/E_TD_Technical_File_Skylux_Skylux_160_CE_Electric.pdf?v=3667116872303399239 | <style type="text/css" id="isPasted"> <!--td { border: 1px solid #cccccc; } br { mso-data-placement: same-cell; } --> </style> <table border="1" cellpadding="0" cellspacing="0" dir="ltr" style="table-layout:fixed;font-size:10pt;font-family:Arial;border-collapse:collapse;border:none;"><tbody> <tr style="height:20px;"> <td style="overflow:hidden;padding:0px 3px 0px 3px;vertical-align:bottom;"></td> <td style="overflow:hidden;padding:0px 3px 0px 3px;vertical-align:bottom;"></td> <td style="overflow:hidden;padding:0px 3px 0px 3px;vertical-align:bottom;"></td> <td data-sheets-value='{"1":2,"2":"Ut-value"}' style="overflow:hidden;padding:0px 3px 0px 3px;vertical-align:bottom;font-weight:bold;text-align:center;">Ut-value</td> <td data-sheets-value='{"1":2,"2":"LT-value"}' style="overflow:hidden;padding:0px 3px 0px 3px;vertical-align:bottom;font-weight:bold;text-align:center;">LT-value</td> <td data-sheets-value='{"1":2,"2":"g-value"}' style="overflow:hidden;padding:0px 3px 0px 3px;vertical-align:bottom;font-weight:bold;text-align:center;">g-value</td> <td data-sheets-value='{"1":2,"2":"Rw-value "}' style="overflow:hidden;padding:0px 3px 0px 3px;vertical-align:bottom;font-weight:bold;text-align:center;">Rw-value </td> </tr> <tr style="height:20px;"> <td style="overflow:hidden;padding:0px 3px 0px 3px;vertical-align:bottom;"></td> <td style="overflow:hidden;padding:0px 3px 0px 3px;vertical-align:bottom;"></td> <td style="overflow:hidden;padding:0px 3px 0px 3px;vertical-align:bottom;"></td> <td data-sheets-numberformat='{"1":2,"2":"0.00","3":1}' data-sheets-value='{"1":2,"2":"EN 1873 : 2014"}' style="overflow:hidden;padding:0px 3px 0px 3px;vertical-align:bottom;text-align:center;">EN 1873 : 2014</td> <td data-sheets-numberformat='{"1":2,"2":"0","3":1}' data-sheets-value='{"1":2,"2":"EN ISO 13468 EN 16153 EN 410"}' style="overflow:hidden;padding:0px 3px 0px 3px;vertical-align:bottom;text-align:center;">EN ISO 13468 EN 16153 EN 410</td> <td data-sheets-numberformat='{"1":2,"2":"0","3":1}' data-sheets-value='{"1":2,"2":"EN 410"}' style="overflow:hidden;padding:0px 3px 0px 3px;vertical-align:bottom;text-align:center;">EN 410</td> <td data-sheets-value='{"1":2,"2":"EN ISO 140-3\t\t"}' style="overflow:hidden;padding:0px 3px 0px 3px;vertical-align:bottom;text-align:center;">EN ISO 140-3 </td> </tr> <tr style="height:20px;"> <td data-sheets-value='{"1":2,"2":"Material"}' style="border-bottom:1px solid #000000;overflow:hidden;padding:0px 3px 0px 3px;vertical-align:bottom;background-color:#000000;font-weight:bold;color:#ffffff;">Material</td> <td data-sheets-value='{"1":2,"2":"Walls"}' style="border-bottom:1px solid #000000;overflow:hidden;padding:0px 3px 0px 3px;vertical-align:bottom;background-color:#000000;font-weight:bold;color:#ffffff;">Walls</td> <td data-sheets-value='{"1":2,"2":"Shells"}' style="border-bottom:1px solid #000000;overflow:hidden;padding:0px 3px 0px 3px;vertical-align:bottom;background-color:#000000;font-weight:bold;color:#ffffff;">Shells</td> <td data-sheets-numberformat='{"1":2,"2":"0.00","3":1}' data-sheets-value='{"1":2,"2":"(W/m²K)\t"}' style="border-bottom:1px solid #000000;overflow:hidden;padding:0px 3px 0px 3px;vertical-align:bottom;background-color:#000000;font-weight:bold;color:#ffffff;text-align:center;">(W/m²K) </td> <td data-sheets-numberformat='{"1":2,"2":"0","3":1}' data-sheets-value='{"1":2,"2":"(%)"}' style="border-bottom:1px solid #000000;overflow:hidden;padding:0px 3px 0px 3px;vertical-align:bottom;background-color:#000000;font-weight:bold;color:#ffffff;text-align:center;">(%)</td> <td data-sheets-numberformat='{"1":2,"2":"0","3":1}' data-sheets-value='{"1":2,"2":"(%)"}' style="border-bottom:1px solid #000000;overflow:hidden;padding:0px 3px 0px 3px;vertical-align:bottom;background-color:#000000;font-weight:bold;color:#ffffff;text-align:center;">(%)</td> <td data-sheets-value='{"1":2,"2":"(dB)"}' style="border-bottom:1px solid #000000;overflow:hidden;padding:0px 3px 0px 3px;vertical-align:bottom;background-color:#000000;font-weight:bold;color:#ffffff;text-align:center;">(dB)</td> </tr> <tr style="height:20px;"> <td data-sheets-value='{"1":2,"2":"Acrylic"}' style="border-left:1px solid #000000;overflow:hidden;padding:0px 3px 0px 3px;vertical-align:bottom;font-weight:bold;">Acrylic</td> <td data-sheets-value='{"1":2,"2":"Single-walled"}' style="overflow:hidden;padding:0px 3px 0px 3px;vertical-align:bottom;font-weight:bold;">Single-walled</td> <td data-sheets-value='{"1":2,"2":"Clear (H)"}' style="border-right:1px solid #000000;overflow:hidden;padding:0px 3px 0px 3px;vertical-align:bottom;font-weight:bold;">Clear (H)</td> <td data-sheets-numberformat='{"1":2,"2":"0.00","3":1}' data-sheets-value='{"1":3,"3":5.17}' style="overflow:hidden;padding:0px 3px 0px 3px;vertical-align:bottom;text-align:center;">5.17</td> <td data-sheets-numberformat='{"1":2,"2":"0","3":1}' data-sheets-value='{"1":3,"3":90}' style="overflow:hidden;padding:0px 3px 0px 3px;vertical-align:bottom;text-align:center;">90</td> <td data-sheets-numberformat='{"1":2,"2":"0","3":1}' data-sheets-value='{"1":3,"3":87}' style="overflow:hidden;padding:0px 3px 0px 3px;vertical-align:bottom;text-align:center;">87</td> <td data-sheets-numberformat='{"1":2,"2":"0","3":1}' data-sheets-value='{"1":2,"2":"-"}' style="border-right:1px solid #000000;overflow:hidden;padding:0px 3px 0px 3px;vertical-align:bottom;text-align:center;">-</td> </tr> <tr style="height:20px;"> <td data-sheets-value='{"1":2,"2":"PMMA"}' style="border-left:1px solid #000000;overflow:hidden;padding:0px 3px 0px 3px;vertical-align:bottom;font-weight:bold;">PMMA</td> <td data-sheets-value='{"1":2,"2":"Single-walled"}' style="overflow:hidden;padding:0px 3px 0px 3px;vertical-align:bottom;font-weight:bold;">Single-walled</td> <td data-sheets-value='{"1":2,"2":"Opal (O)"}' style="border-right:1px solid #000000;overflow:hidden;padding:0px 3px 0px 3px;vertical-align:bottom;font-weight:bold;">Opal (O)</td> <td data-sheets-numberformat='{"1":2,"2":"0.00","3":1}' data-sheets-value='{"1":3,"3":5.17}' style="overflow:hidden;padding:0px 3px 0px 3px;vertical-align:bottom;text-align:center;">5.17</td> <td data-sheets-numberformat='{"1":2,"2":"0","3":1}' data-sheets-value='{"1":3,"3":83}' style="overflow:hidden;padding:0px 3px 0px 3px;vertical-align:bottom;text-align:center;">83</td> <td data-sheets-numberformat='{"1":2,"2":"0","3":1}' data-sheets-value='{"1":3,"3":76}' style="overflow:hidden;padding:0px 3px 0px 3px;vertical-align:bottom;text-align:center;">76</td> <td data-sheets-numberformat='{"1":2,"2":"0","3":1}' data-sheets-value='{"1":2,"2":"-"}' style="border-right:1px solid #000000;overflow:hidden;padding:0px 3px 0px 3px;vertical-align:bottom;text-align:center;">-</td> </tr> <tr style="height:20px;"> <td style="border-left:1px solid #000000;overflow:hidden;padding:0px 3px 0px 3px;vertical-align:bottom;font-weight:bold;"></td> <td data-sheets-value='{"1":2,"2":"Double-walled"}' style="overflow:hidden;padding:0px 3px 0px 3px;vertical-align:bottom;font-weight:bold;">Double-walled</td> <td data-sheets-value='{"1":2,"2":"Clear (H/H)"}' style="border-right:1px solid #000000;overflow:hidden;padding:0px 3px 0px 3px;vertical-align:bottom;font-weight:bold;">Clear (H/H)</td> <td data-sheets-numberformat='{"1":2,"2":"0.00","3":1}' data-sheets-value='{"1":3,"3":2.9}' style="overflow:hidden;padding:0px 3px 0px 3px;vertical-align:bottom;text-align:center;">2.90</td> <td data-sheets-numberformat='{"1":2,"2":"0","3":1}' data-sheets-value='{"1":3,"3":81}' style="overflow:hidden;padding:0px 3px 0px 3px;vertical-align:bottom;text-align:center;">81</td> <td data-sheets-numberformat='{"1":2,"2":"0","3":1}' data-sheets-value='{"1":3,"3":75}' style="overflow:hidden;padding:0px 3px 0px 3px;vertical-align:bottom;text-align:center;">75</td> <td data-sheets-numberformat='{"1":2,"2":"0","3":1}' data-sheets-value='{"1":3,"3":20}' style="border-right:1px solid #000000;overflow:hidden;padding:0px 3px 0px 3px;vertical-align:bottom;text-align:center;">20</td> </tr> <tr style="height:20px;"> <td style="border-left:1px solid #000000;overflow:hidden;padding:0px 3px 0px 3px;vertical-align:bottom;font-weight:bold;"></td> <td data-sheets-value='{"1":2,"2":"Double-walled"}' style="overflow:hidden;padding:0px 3px 0px 3px;vertical-align:bottom;font-weight:bold;">Double-walled</td> <td data-sheets-value='{"1":2,"2":"Opal (O/O)"}' style="border-right:1px solid #000000;overflow:hidden;padding:0px 3px 0px 3px;vertical-align:bottom;font-weight:bold;">Opal (O/O)</td> <td data-sheets-numberformat='{"1":2,"2":"0.00","3":1}' data-sheets-value='{"1":3,"3":2.9}' style="overflow:hidden;padding:0px 3px 0px 3px;vertical-align:bottom;text-align:center;">2.90</td> <td data-sheets-numberformat='{"1":2,"2":"0","3":1}' data-sheets-value='{"1":3,"3":69}' style="overflow:hidden;padding:0px 3px 0px 3px;vertical-align:bottom;text-align:center;">69</td> <td data-sheets-numberformat='{"1":2,"2":"0","3":1}' data-sheets-value='{"1":3,"3":58}' style="overflow:hidden;padding:0px 3px 0px 3px;vertical-align:bottom;text-align:center;">58</td> <td data-sheets-numberformat='{"1":2,"2":"0","3":1}' data-sheets-value='{"1":3,"3":20}' style="border-right:1px solid #000000;overflow:hidden;padding:0px 3px 0px 3px;vertical-align:bottom;text-align:center;">20</td> </tr> <tr style="height:20px;"> <td style="border-left:1px solid #000000;overflow:hidden;padding:0px 3px 0px 3px;vertical-align:bottom;font-weight:bold;"></td> <td data-sheets-value='{"1":2,"2":"Triple-walled"}' style="overflow:hidden;padding:0px 3px 0px 3px;vertical-align:bottom;font-weight:bold;">Triple-walled</td> <td data-sheets-value='{"1":2,"2":"Clear (H/H/H)"}' style="border-right:1px solid #000000;overflow:hidden;padding:0px 3px 0px 3px;vertical-align:bottom;font-weight:bold;">Clear (H/H/H)</td> <td data-sheets-numberformat='{"1":2,"2":"0.00","3":1}' data-sheets-value='{"1":3,"3":1.7}' style="overflow:hidden;padding:0px 3px 0px 3px;vertical-align:bottom;text-align:center;">1.70</td> <td data-sheets-numberformat='{"1":2,"2":"0","3":1}' data-sheets-value='{"1":3,"3":73}' style="overflow:hidden;padding:0px 3px 0px 3px;vertical-align:bottom;text-align:center;">73</td> <td data-sheets-numberformat='{"1":2,"2":"0","3":1}' data-sheets-value='{"1":3,"3":65}' style="overflow:hidden;padding:0px 3px 0px 3px;vertical-align:bottom;text-align:center;">65</td> <td data-sheets-numberformat='{"1":2,"2":"0","3":1}' data-sheets-value='{"1":3,"3":22}' style="border-right:1px solid #000000;overflow:hidden;padding:0px 3px 0px 3px;vertical-align:bottom;text-align:center;">22</td> </tr> <tr style="height:20px;"> <td style="border-left:1px solid #000000;overflow:hidden;padding:0px 3px 0px 3px;vertical-align:bottom;font-weight:bold;"></td> <td data-sheets-value='{"1":2,"2":"Triple-walled"}' style="overflow:hidden;padding:0px 3px 0px 3px;vertical-align:bottom;font-weight:bold;">Triple-walled</td> <td data-sheets-value='{"1":2,"2":"Opal (O/H/O)"}' style="border-right:1px solid #000000;overflow:hidden;padding:0px 3px 0px 3px;vertical-align:bottom;font-weight:bold;">Opal (O/H/O)</td> <td data-sheets-numberformat='{"1":2,"2":"0.00","3":1}' data-sheets-value='{"1":3,"3":1.7}' style="overflow:hidden;padding:0px 3px 0px 3px;vertical-align:bottom;text-align:center;">1.70</td> <td data-sheets-numberformat='{"1":2,"2":"0","3":1}' data-sheets-value='{"1":3,"3":62}' style="overflow:hidden;padding:0px 3px 0px 3px;vertical-align:bottom;text-align:center;">62</td> <td data-sheets-numberformat='{"1":2,"2":"0","3":1}' data-sheets-value='{"1":3,"3":51}' style="overflow:hidden;padding:0px 3px 0px 3px;vertical-align:bottom;text-align:center;">51</td> <td data-sheets-numberformat='{"1":2,"2":"0","3":1}' data-sheets-value='{"1":3,"3":22}' style="border-right:1px solid #000000;overflow:hidden;padding:0px 3px 0px 3px;vertical-align:bottom;text-align:center;">22</td> </tr> <tr style="height:20px;"> <td style="border-left:1px solid #000000;overflow:hidden;padding:0px 3px 0px 3px;vertical-align:bottom;font-weight:bold;"></td> <td data-sheets-value='{"1":2,"2":"Four-walled"}' style="overflow:hidden;padding:0px 3px 0px 3px;vertical-align:bottom;font-weight:bold;">Four-walled</td> <td data-sheets-value='{"1":2,"2":"Clear (H/H/H/H)"}' style="border-right:1px solid #000000;overflow:hidden;padding:0px 3px 0px 3px;vertical-align:bottom;font-weight:bold;">Clear (H/H/H/H)</td> <td data-sheets-numberformat='{"1":2,"2":"0.00","3":1}' data-sheets-value='{"1":3,"3":1.28}' style="overflow:hidden;padding:0px 3px 0px 3px;vertical-align:bottom;text-align:center;">1.28</td> <td data-sheets-numberformat='{"1":2,"2":"0","3":1}' data-sheets-value='{"1":3,"3":64}' style="overflow:hidden;padding:0px 3px 0px 3px;vertical-align:bottom;text-align:center;">64</td> <td data-sheets-numberformat='{"1":2,"2":"0","3":1}' data-sheets-value='{"1":3,"3":54}' style="overflow:hidden;padding:0px 3px 0px 3px;vertical-align:bottom;text-align:center;">54</td> <td data-sheets-numberformat='{"1":2,"2":"0","3":1}' data-sheets-value='{"1":3,"3":23}' style="border-right:1px solid #000000;overflow:hidden;padding:0px 3px 0px 3px;vertical-align:bottom;text-align:center;">23</td> </tr> <tr style="height:20px;"> <td style="border-bottom:1px solid #000000;border-left:1px solid #000000;overflow:hidden;padding:0px 3px 0px 3px;vertical-align:bottom;"></td> <td data-sheets-value='{"1":2,"2":"Four-walled"}' style="border-bottom:1px solid #000000;overflow:hidden;padding:0px 3px 0px 3px;vertical-align:bottom;font-weight:bold;">Four-walled</td> <td data-sheets-value='{"1":2,"2":"Opal (H/H/O/H)"}' style="border-right:1px solid #000000;border-bottom:1px solid #000000;overflow:hidden;padding:0px 3px 0px 3px;vertical-align:bottom;font-weight:bold;">Opal (H/H/O/H)</td> <td data-sheets-numberformat='{"1":2,"2":"0.00","3":1}' data-sheets-value='{"1":3,"3":1.28}' style="border-bottom:1px solid #000000;overflow:hidden;padding:0px 3px 0px 3px;vertical-align:bottom;text-align:center;">1.28</td> <td data-sheets-numberformat='{"1":2,"2":"0","3":1}' data-sheets-value='{"1":3,"3":59}' style="border-bottom:1px solid #000000;overflow:hidden;padding:0px 3px 0px 3px;vertical-align:bottom;text-align:center;">59</td> <td data-sheets-numberformat='{"1":2,"2":"0","3":1}' data-sheets-value='{"1":3,"3":48}' style="border-bottom:1px solid #000000;overflow:hidden;padding:0px 3px 0px 3px;vertical-align:bottom;text-align:center;">48</td> <td data-sheets-numberformat='{"1":2,"2":"0","3":1}' data-sheets-value='{"1":3,"3":23}' style="border-right:1px solid #000000;border-bottom:1px solid #000000;overflow:hidden;padding:0px 3px 0px 3px;vertical-align:bottom;text-align:center;">23</td> </tr> <tr style="height:20px;"> <td data-sheets-value='{"1":2,"2":"Polycarbonate "}' style="border-left:1px solid #000000;overflow:hidden;padding:0px 3px 0px 3px;vertical-align:bottom;font-weight:bold;">Polycarbonate </td> <td data-sheets-value='{"1":2,"2":"Single-walled"}' style="overflow:hidden;padding:0px 3px 0px 3px;vertical-align:bottom;font-weight:bold;">Single-walled</td> <td data-sheets-value='{"1":2,"2":"Clear (A)"}' style="border-right:1px solid #000000;overflow:hidden;padding:0px 3px 0px 3px;vertical-align:bottom;font-weight:bold;">Clear (A)</td> <td data-sheets-numberformat='{"1":2,"2":"0.00","3":1}' data-sheets-value='{"1":3,"3":5.17}' style="overflow:hidden;padding:0px 3px 0px 3px;vertical-align:bottom;text-align:center;">5.17</td> <td data-sheets-numberformat='{"1":2,"2":"0","3":1}' data-sheets-value='{"1":3,"3":88}' style="overflow:hidden;padding:0px 3px 0px 3px;vertical-align:bottom;text-align:center;">88</td> <td data-sheets-numberformat='{"1":2,"2":"0","3":1}' data-sheets-value='{"1":3,"3":83}' style="overflow:hidden;padding:0px 3px 0px 3px;vertical-align:bottom;text-align:center;">83</td> <td data-sheets-numberformat='{"1":2,"2":"0","3":1}' data-sheets-value='{"1":2,"2":"-"}' style="border-right:1px solid #000000;overflow:hidden;padding:0px 3px 0px 3px;vertical-align:bottom;text-align:center;">-</td> </tr> <tr style="height:20px;"> <td data-sheets-value='{"1":2,"2":"PC"}' style="border-left:1px solid #000000;overflow:hidden;padding:0px 3px 0px 3px;vertical-align:bottom;font-weight:bold;">PC</td> <td data-sheets-value='{"1":2,"2":"Single-walled"}' style="overflow:hidden;padding:0px 3px 0px 3px;vertical-align:bottom;font-weight:bold;">Single-walled</td> <td data-sheets-value='{"1":2,"2":"Opal (D)"}' style="border-right:1px solid #000000;overflow:hidden;padding:0px 3px 0px 3px;vertical-align:bottom;font-weight:bold;">Opal (D)</td> <td data-sheets-numberformat='{"1":2,"2":"0.00","3":1}' data-sheets-value='{"1":3,"3":5.17}' style="overflow:hidden;padding:0px 3px 0px 3px;vertical-align:bottom;text-align:center;">5.17</td> <td data-sheets-numberformat='{"1":2,"2":"0","3":1}' data-sheets-value='{"1":3,"3":58}' style="overflow:hidden;padding:0px 3px 0px 3px;vertical-align:bottom;text-align:center;">58</td> <td data-sheets-numberformat='{"1":2,"2":"0","3":1}' data-sheets-value='{"1":3,"3":60}' style="overflow:hidden;padding:0px 3px 0px 3px;vertical-align:bottom;text-align:center;">60</td> <td data-sheets-numberformat='{"1":2,"2":"0","3":1}' data-sheets-value='{"1":2,"2":"-"}' style="border-right:1px solid #000000;overflow:hidden;padding:0px 3px 0px 3px;vertical-align:bottom;text-align:center;">-</td> </tr> <tr style="height:20px;"> <td style="border-left:1px solid #000000;overflow:hidden;padding:0px 3px 0px 3px;vertical-align:bottom;font-weight:bold;"></td> <td data-sheets-value='{"1":2,"2":"Double-walled"}' style="overflow:hidden;padding:0px 3px 0px 3px;vertical-align:bottom;font-weight:bold;">Double-walled</td> <td data-sheets-value='{"1":2,"2":"Clear (A/H)"}' style="border-right:1px solid #000000;overflow:hidden;padding:0px 3px 0px 3px;vertical-align:bottom;font-weight:bold;">Clear (A/H)</td> <td data-sheets-numberformat='{"1":2,"2":"0.00","3":1}' data-sheets-value='{"1":3,"3":2.9}' style="overflow:hidden;padding:0px 3px 0px 3px;vertical-align:bottom;text-align:center;">2.90</td> <td data-sheets-numberformat='{"1":2,"2":"0","3":1}' data-sheets-value='{"1":3,"3":79}' style="overflow:hidden;padding:0px 3px 0px 3px;vertical-align:bottom;text-align:center;">79</td> <td data-sheets-numberformat='{"1":2,"2":"0","3":1}' data-sheets-value='{"1":3,"3":72}' style="overflow:hidden;padding:0px 3px 0px 3px;vertical-align:bottom;text-align:center;">72</td> <td data-sheets-numberformat='{"1":2,"2":"0","3":1}' data-sheets-value='{"1":3,"3":20}' style="border-right:1px solid #000000;overflow:hidden;padding:0px 3px 0px 3px;vertical-align:bottom;text-align:center;">20</td> </tr> <tr style="height:20px;"> <td style="border-left:1px solid #000000;overflow:hidden;padding:0px 3px 0px 3px;vertical-align:bottom;font-weight:bold;"></td> <td data-sheets-value='{"1":2,"2":"Double-walled"}' style="overflow:hidden;padding:0px 3px 0px 3px;vertical-align:bottom;font-weight:bold;">Double-walled</td> <td data-sheets-value='{"1":2,"2":"Clear (A/A)"}' style="border-right:1px solid #000000;overflow:hidden;padding:0px 3px 0px 3px;vertical-align:bottom;font-weight:bold;">Clear (A/A)</td> <td data-sheets-numberformat='{"1":2,"2":"0.00","3":1}' data-sheets-value='{"1":3,"3":2.9}' style="overflow:hidden;padding:0px 3px 0px 3px;vertical-align:bottom;text-align:center;">2.90</td> <td data-sheets-numberformat='{"1":2,"2":"0","3":1}' data-sheets-value='{"1":3,"3":77}' style="overflow:hidden;padding:0px 3px 0px 3px;vertical-align:bottom;text-align:center;">77</td> <td data-sheets-numberformat='{"1":2,"2":"0","3":1}' data-sheets-value='{"1":3,"3":69}' style="overflow:hidden;padding:0px 3px 0px 3px;vertical-align:bottom;text-align:center;">69</td> <td data-sheets-numberformat='{"1":2,"2":"0","3":1}' data-sheets-value='{"1":3,"3":20}' style="border-right:1px solid #000000;overflow:hidden;padding:0px 3px 0px 3px;vertical-align:bottom;text-align:center;">20</td> </tr> <tr style="height:20px;"> <td style="border-left:1px solid #000000;overflow:hidden;padding:0px 3px 0px 3px;vertical-align:bottom;font-weight:bold;"></td> <td data-sheets-value='{"1":2,"2":"Double-walled"}' style="overflow:hidden;padding:0px 3px 0px 3px;vertical-align:bottom;font-weight:bold;">Double-walled</td> <td data-sheets-value='{"1":2,"2":"Opal (A/O)"}' style="border-right:1px solid #000000;overflow:hidden;padding:0px 3px 0px 3px;vertical-align:bottom;font-weight:bold;">Opal (A/O)</td> <td data-sheets-numberformat='{"1":2,"2":"0.00","3":1}' data-sheets-value='{"1":3,"3":2.9}' style="overflow:hidden;padding:0px 3px 0px 3px;vertical-align:bottom;text-align:center;">2.90</td> <td data-sheets-numberformat='{"1":2,"2":"0","3":1}' data-sheets-value='{"1":3,"3":73}' style="overflow:hidden;padding:0px 3px 0px 3px;vertical-align:bottom;text-align:center;">73</td> <td data-sheets-numberformat='{"1":2,"2":"0","3":1}' data-sheets-value='{"1":3,"3":63}' style="overflow:hidden;padding:0px 3px 0px 3px;vertical-align:bottom;text-align:center;">63</td> <td data-sheets-numberformat='{"1":2,"2":"0","3":1}' data-sheets-value='{"1":3,"3":20}' style="border-right:1px solid #000000;overflow:hidden;padding:0px 3px 0px 3px;vertical-align:bottom;text-align:center;">20</td> </tr> <tr style="height:20px;"> <td style="border-left:1px solid #000000;overflow:hidden;padding:0px 3px 0px 3px;vertical-align:bottom;font-weight:bold;"></td> <td data-sheets-value='{"1":2,"2":"Double-walled"}' style="overflow:hidden;padding:0px 3px 0px 3px;vertical-align:bottom;font-weight:bold;">Double-walled</td> <td data-sheets-value='{"1":2,"2":"Opal (A/D)"}' style="border-right:1px solid #000000;overflow:hidden;padding:0px 3px 0px 3px;vertical-align:bottom;font-weight:bold;">Opal (A/D)</td> <td data-sheets-numberformat='{"1":2,"2":"0.00","3":1}' data-sheets-value='{"1":3,"3":2.9}' style="overflow:hidden;padding:0px 3px 0px 3px;vertical-align:bottom;text-align:center;">2.90</td> <td data-sheets-numberformat='{"1":2,"2":"0","3":1}' data-sheets-value='{"1":3,"3":51}' style="overflow:hidden;padding:0px 3px 0px 3px;vertical-align:bottom;text-align:center;">51</td> <td data-sheets-numberformat='{"1":2,"2":"0","3":1}' data-sheets-value='{"1":3,"3":50}' style="overflow:hidden;padding:0px 3px 0px 3px;vertical-align:bottom;text-align:center;">50</td> <td data-sheets-numberformat='{"1":2,"2":"0","3":1}' data-sheets-value='{"1":3,"3":20}' style="border-right:1px solid #000000;overflow:hidden;padding:0px 3px 0px 3px;vertical-align:bottom;text-align:center;">20</td> </tr> <tr style="height:20px;"> <td style="border-left:1px solid #000000;overflow:hidden;padding:0px 3px 0px 3px;vertical-align:bottom;font-weight:bold;"></td> <td data-sheets-value='{"1":2,"2":"Triple-walled"}' style="overflow:hidden;padding:0px 3px 0px 3px;vertical-align:bottom;font-weight:bold;">Triple-walled</td> <td data-sheets-value='{"1":2,"2":"Clear (A/H/H)"}' style="border-right:1px solid #000000;overflow:hidden;padding:0px 3px 0px 3px;vertical-align:bottom;font-weight:bold;">Clear (A/H/H)</td> <td data-sheets-numberformat='{"1":2,"2":"0.00","3":1}' data-sheets-value='{"1":3,"3":1.7}' style="overflow:hidden;padding:0px 3px 0px 3px;vertical-align:bottom;text-align:center;">1.70</td> <td data-sheets-numberformat='{"1":2,"2":"0","3":1}' data-sheets-value='{"1":3,"3":71}' style="overflow:hidden;padding:0px 3px 0px 3px;vertical-align:bottom;text-align:center;">71</td> <td data-sheets-numberformat='{"1":2,"2":"0","3":1}' data-sheets-value='{"1":3,"3":63}' style="overflow:hidden;padding:0px 3px 0px 3px;vertical-align:bottom;text-align:center;">63</td> <td data-sheets-numberformat='{"1":2,"2":"0","3":1}' data-sheets-value='{"1":3,"3":22}' style="border-right:1px solid #000000;overflow:hidden;padding:0px 3px 0px 3px;vertical-align:bottom;text-align:center;">22</td> </tr> <tr style="height:20px;"> <td style="border-left:1px solid #000000;overflow:hidden;padding:0px 3px 0px 3px;vertical-align:bottom;font-weight:bold;"></td> <td data-sheets-value='{"1":2,"2":"Triple-walled"}' style="overflow:hidden;padding:0px 3px 0px 3px;vertical-align:bottom;font-weight:bold;">Triple-walled</td> <td data-sheets-value='{"1":2,"2":"Opal (A/O/O)"}' style="border-right:1px solid #000000;overflow:hidden;padding:0px 3px 0px 3px;vertical-align:bottom;font-weight:bold;">Opal (A/O/O)</td> <td data-sheets-numberformat='{"1":2,"2":"0.00","3":1}' data-sheets-value='{"1":3,"3":1.7}' style="overflow:hidden;padding:0px 3px 0px 3px;vertical-align:bottom;text-align:center;">1.70</td> <td data-sheets-numberformat='{"1":2,"2":"0","3":1}' data-sheets-value='{"1":3,"3":61}' style="overflow:hidden;padding:0px 3px 0px 3px;vertical-align:bottom;text-align:center;">61</td> <td data-sheets-numberformat='{"1":2,"2":"0","3":1}' data-sheets-value='{"1":3,"3":48}' style="overflow:hidden;padding:0px 3px 0px 3px;vertical-align:bottom;text-align:center;">48</td> <td data-sheets-numberformat='{"1":2,"2":"0","3":1}' data-sheets-value='{"1":3,"3":22}' style="border-right:1px solid #000000;overflow:hidden;padding:0px 3px 0px 3px;vertical-align:bottom;text-align:center;">22</td> </tr> <tr style="height:20px;"> <td style="border-left:1px solid #000000;overflow:hidden;padding:0px 3px 0px 3px;vertical-align:bottom;font-weight:bold;"></td> <td data-sheets-value='{"1":2,"2":"Four-walled"}' style="overflow:hidden;padding:0px 3px 0px 3px;vertical-align:bottom;font-weight:bold;">Four-walled</td> <td data-sheets-value='{"1":2,"2":"Clear (A/H/H/H)"}' style="border-right:1px solid #000000;overflow:hidden;padding:0px 3px 0px 3px;vertical-align:bottom;font-weight:bold;">Clear (A/H/H/H)</td> <td data-sheets-numberformat='{"1":2,"2":"0.00","3":1}' data-sheets-value='{"1":3,"3":1.28}' style="overflow:hidden;padding:0px 3px 0px 3px;vertical-align:bottom;text-align:center;">1.28</td> <td data-sheets-numberformat='{"1":2,"2":"0","3":1}' data-sheets-value='{"1":3,"3":64}' style="overflow:hidden;padding:0px 3px 0px 3px;vertical-align:bottom;text-align:center;">64</td> <td data-sheets-numberformat='{"1":2,"2":"0","3":1}' data-sheets-value='{"1":3,"3":52}' style="overflow:hidden;padding:0px 3px 0px 3px;vertical-align:bottom;text-align:center;">52</td> <td data-sheets-numberformat='{"1":2,"2":"0","3":1}' data-sheets-value='{"1":3,"3":23}' style="border-right:1px solid #000000;overflow:hidden;padding:0px 3px 0px 3px;vertical-align:bottom;text-align:center;">23</td> </tr> <tr style="height:20px;"> <td style="border-bottom:1px solid #000000;border-left:1px solid #000000;overflow:hidden;padding:0px 3px 0px 3px;vertical-align:bottom;"></td> <td data-sheets-value='{"1":2,"2":"Four-walled"}' style="border-bottom:1px solid #000000;overflow:hidden;padding:0px 3px 0px 3px;vertical-align:bottom;font-weight:bold;">Four-walled</td> <td data-sheets-value='{"1":2,"2":"Opal (A/H/O/H)"}' style="border-right:1px solid #000000;border-bottom:1px solid #000000;overflow:hidden;padding:0px 3px 0px 3px;vertical-align:bottom;font-weight:bold;">Opal (A/H/O/H)</td> <td data-sheets-numberformat='{"1":2,"2":"0.00","3":1}' data-sheets-value='{"1":3,"3":1.28}' style="border-bottom:1px solid #000000;overflow:hidden;padding:0px 3px 0px 3px;vertical-align:bottom;text-align:center;">1.28</td> <td data-sheets-numberformat='{"1":2,"2":"0","3":1}' data-sheets-value='{"1":3,"3":59}' style="border-bottom:1px solid #000000;overflow:hidden;padding:0px 3px 0px 3px;vertical-align:bottom;text-align:center;">59</td> <td data-sheets-numberformat='{"1":2,"2":"0","3":1}' data-sheets-value='{"1":3,"3":46}' style="border-bottom:1px solid #000000;overflow:hidden;padding:0px 3px 0px 3px;vertical-align:bottom;text-align:center;">46</td> <td data-sheets-numberformat='{"1":2,"2":"0","3":1}' data-sheets-value='{"1":3,"3":23}' style="border-right:1px solid #000000;border-bottom:1px solid #000000;overflow:hidden;padding:0px 3px 0px 3px;vertical-align:bottom;text-align:center;">23</td> </tr> <tr style="height:20px;"> <td data-sheets-value='{"1":2,"2":"Polycarbonate"}' style="border-left:1px solid #000000;overflow:hidden;padding:0px 3px 0px 3px;vertical-align:bottom;font-weight:bold;">Polycarbonate</td> <td data-sheets-value='{"1":2,"2":"Single-walled"}' style="overflow:hidden;padding:0px 3px 0px 3px;vertical-align:bottom;font-weight:bold;">Single-walled</td> <td data-sheets-value='{"1":2,"2":"Heatstop Opal (T)"}' style="border-right:1px solid #000000;overflow:hidden;padding:0px 3px 0px 3px;vertical-align:bottom;font-weight:bold;">Heatstop Opal (T)</td> <td data-sheets-numberformat='{"1":2,"2":"0.00","3":1}' data-sheets-value='{"1":3,"3":5.17}' style="overflow:hidden;padding:0px 3px 0px 3px;vertical-align:bottom;text-align:center;">5.17</td> <td data-sheets-numberformat='{"1":2,"2":"0","3":1}' data-sheets-value='{"1":3,"3":49}' style="overflow:hidden;padding:0px 3px 0px 3px;vertical-align:bottom;text-align:center;">49</td> <td data-sheets-numberformat='{"1":2,"2":"0","3":1}' data-sheets-value='{"1":3,"3":59}' style="overflow:hidden;padding:0px 3px 0px 3px;vertical-align:bottom;text-align:center;">59</td> <td data-sheets-numberformat='{"1":2,"2":"0","3":1}' data-sheets-value='{"1":2,"2":"-"}' style="border-right:1px solid #000000;overflow:hidden;padding:0px 3px 0px 3px;vertical-align:bottom;text-align:center;">-</td> </tr> <tr style="height:20px;"> <td data-sheets-value='{"1":2,"2":"Heatstop PC"}' style="border-left:1px solid #000000;overflow:hidden;padding:0px 3px 0px 3px;vertical-align:bottom;font-weight:bold;">Heatstop PC</td> <td data-sheets-value='{"1":2,"2":"Double-walled"}' style="overflow:hidden;padding:0px 3px 0px 3px;vertical-align:bottom;font-weight:bold;">Double-walled</td> <td data-sheets-value='{"1":2,"2":"Clear (T/H)"}' style="border-right:1px solid #000000;overflow:hidden;padding:0px 3px 0px 3px;vertical-align:bottom;font-weight:bold;">Clear (T/H)</td> <td data-sheets-numberformat='{"1":2,"2":"0.00","3":1}' data-sheets-value='{"1":3,"3":2.9}' style="overflow:hidden;padding:0px 3px 0px 3px;vertical-align:bottom;text-align:center;">2.90</td> <td data-sheets-numberformat='{"1":2,"2":"0","3":1}' data-sheets-value='{"1":3,"3":44}' style="overflow:hidden;padding:0px 3px 0px 3px;vertical-align:bottom;text-align:center;">44</td> <td data-sheets-numberformat='{"1":2,"2":"0","3":1}' data-sheets-value='{"1":3,"3":51}' style="overflow:hidden;padding:0px 3px 0px 3px;vertical-align:bottom;text-align:center;">51</td> <td data-sheets-numberformat='{"1":2,"2":"0","3":1}' data-sheets-value='{"1":3,"3":20}' style="border-right:1px solid #000000;overflow:hidden;padding:0px 3px 0px 3px;vertical-align:bottom;text-align:center;">20</td> </tr> <tr style="height:20px;"> <td style="border-left:1px solid #000000;overflow:hidden;padding:0px 3px 0px 3px;vertical-align:bottom;font-weight:bold;"></td> <td data-sheets-value='{"1":2,"2":"Double-walled"}' style="overflow:hidden;padding:0px 3px 0px 3px;vertical-align:bottom;font-weight:bold;">Double-walled</td> <td data-sheets-value='{"1":2,"2":"Opal (T/O)"}' style="border-right:1px solid #000000;overflow:hidden;padding:0px 3px 0px 3px;vertical-align:bottom;font-weight:bold;">Opal (T/O)</td> <td data-sheets-numberformat='{"1":2,"2":"0.00","3":1}' data-sheets-value='{"1":3,"3":2.9}' style="overflow:hidden;padding:0px 3px 0px 3px;vertical-align:bottom;text-align:center;">2.90</td> <td data-sheets-numberformat='{"1":2,"2":"0","3":1}' data-sheets-value='{"1":3,"3":41}' style="overflow:hidden;padding:0px 3px 0px 3px;vertical-align:bottom;text-align:center;">41</td> <td data-sheets-numberformat='{"1":2,"2":"0","3":1}' data-sheets-value='{"1":3,"3":45}' style="overflow:hidden;padding:0px 3px 0px 3px;vertical-align:bottom;text-align:center;">45</td> <td data-sheets-numberformat='{"1":2,"2":"0","3":1}' data-sheets-value='{"1":3,"3":20}' style="border-right:1px solid #000000;overflow:hidden;padding:0px 3px 0px 3px;vertical-align:bottom;text-align:center;">20</td> </tr> <tr style="height:20px;"> <td style="border-left:1px solid #000000;overflow:hidden;padding:0px 3px 0px 3px;vertical-align:bottom;font-weight:bold;"></td> <td data-sheets-value='{"1":2,"2":"Triple-walled"}' style="overflow:hidden; | skylux-160-ce-met-koepel-en-pvc-opstand-16-00-met-lm-motor-en-windvang-1100-x-1400-mm | 8586028777805 | 46872342790477
Smoke and heat exhaust (SHEV) | SHE system | Skylux | Skylux 160° CE with skylight and PVC curb 16/00 with LM-actuator and spoiler 1100 x 1700 mm |  | 50379 | 5412970503798 | 4575.05 | Yes | 30-45 | 70.19 | 1100 x 1700 mm | 1700 | 1100 |  | PVC 16/00 (16 cm high & roof opening = daylight size) | Rectangular | 5.17 W/m²K - 1.28 W/m²K | 87% - 32% | 90% - 32% | 20dB - 23dB | 160° CE (for industry) | skylight | with spoiler | E | Single actuator | Maximum four-walled skylight possible for this product | Ut-value LT-value g-value Rw-value EN 1873 : 2014 EN ISO 13468 EN 16153 EN 410 EN 410 EN ISO 140-3 Material Walls Shells (W/m²K) (%) (%) (dB) Acrylic Single-walled Clear (H) 5.17 90 87 - PMMA Single-walled Opal (O) 5.17 83 76 - Double-walled Clear (H/H) 2.90 81 75 20 Double-walled Opal (O/O) 2.90 69 58 20 Triple-walled Clear (H/H/H) 1.70 73 65 22 Triple-walled Opal (O/H/O) 1.70 62 51 22 Four-walled Clear (H/H/H/H) 1.28 64 54 23 Four-walled Opal (H/H/O/H) 1.28 59 48 23 Polycarbonate Single-walled Clear (A) 5.17 88 83 - PC Single-walled Opal (D) 5.17 58 60 - Double-walled Clear (A/H) 2.90 79 72 20 Double-walled Clear (A/A) 2.90 77 69 20 Double-walled Opal (A/O) 2.90 73 63 20 Double-walled Opal (A/D) 2.90 51 50 20 Triple-walled Clear (A/H/H) 1.70 71 63 22 Triple-walled Opal (A/O/O) 1.70 61 48 22 Four-walled Clear (A/H/H/H) 1.28 64 52 23 Four-walled Opal (A/H/O/H) 1.28 59 46 23 Polycarbonate Single-walled Heatstop Opal (T) 5.17 49 59 - Heatstop PC Double-walled Clear (T/H) 2.90 44 51 20 Double-walled Opal (T/O) 2.90 41 45 20 Triple-walled Clear (T/H/H) 1.70 40 <td data-sheets-numberformat='{"1":2,"2":"0","3":1}' data-sheets-value='{"1":3,"3":44}' style="overflow:hidden;paddin | https://skylux.eu/en/products/skylux-160-ce-met-koepel-en-pvc-opstand-16-00-met-lm-motor-en-windvang-1100-x-1700-mm | https://skylux.eu/cdn/shop/files/Skylux-160deg-CE-met-koepel-en-pvc-opstand-1600-met-LM-motor-en-windvang-1100-x-1700-mm-RWA-systeem.jpg?v=1702980223&width=1600 | https://skylux.eu/cdn/shop/files/e5a82811-1bb0-48e4-a776-cacb59c7c092_ace01507-4b79-4a49-83b3-fa74068b05c2.jpg?v=1688551079&width=1600 | //skylux.eu/cdn/shop/files/E_MH_Mounting_instructions_Skylux_160_CE_LM.pdf?v=12406716259046007223 | //skylux.eu/cdn/shop/files/E_TD_Technical_File_Skylux_Skylux_160_CE_Electric.pdf?v=3667116872303399239 | <style type="text/css" id="isPasted"> <!--td { border: 1px solid #cccccc; } br { mso-data-placement: same-cell; } --> </style> <table border="1" cellpadding="0" cellspacing="0" dir="ltr" style="table-layout:fixed;font-size:10pt;font-family:Arial;border-collapse:collapse;border:none;"><tbody> <tr style="height:20px;"> <td style="overflow:hidden;padding:0px 3px 0px 3px;vertical-align:bottom;"></td> <td style="overflow:hidden;padding:0px 3px 0px 3px;vertical-align:bottom;"></td> <td style="overflow:hidden;padding:0px 3px 0px 3px;vertical-align:bottom;"></td> <td data-sheets-value='{"1":2,"2":"Ut-value"}' style="overflow:hidden;padding:0px 3px 0px 3px;vertical-align:bottom;font-weight:bold;text-align:center;">Ut-value</td> <td data-sheets-value='{"1":2,"2":"LT-value"}' style="overflow:hidden;padding:0px 3px 0px 3px;vertical-align:bottom;font-weight:bold;text-align:center;">LT-value</td> <td data-sheets-value='{"1":2,"2":"g-value"}' style="overflow:hidden;padding:0px 3px 0px 3px;vertical-align:bottom;font-weight:bold;text-align:center;">g-value</td> <td data-sheets-value='{"1":2,"2":"Rw-value "}' style="overflow:hidden;padding:0px 3px 0px 3px;vertical-align:bottom;font-weight:bold;text-align:center;">Rw-value </td> </tr> <tr style="height:20px;"> <td style="overflow:hidden;padding:0px 3px 0px 3px;vertical-align:bottom;"></td> <td style="overflow:hidden;padding:0px 3px 0px 3px;vertical-align:bottom;"></td> <td style="overflow:hidden;padding:0px 3px 0px 3px;vertical-align:bottom;"></td> <td data-sheets-numberformat='{"1":2,"2":"0.00","3":1}' data-sheets-value='{"1":2,"2":"EN 1873 : 2014"}' style="overflow:hidden;padding:0px 3px 0px 3px;vertical-align:bottom;text-align:center;">EN 1873 : 2014</td> <td data-sheets-numberformat='{"1":2,"2":"0","3":1}' data-sheets-value='{"1":2,"2":"EN ISO 13468 EN 16153 EN 410"}' style="overflow:hidden;padding:0px 3px 0px 3px;vertical-align:bottom;text-align:center;">EN ISO 13468 EN 16153 EN 410</td> <td data-sheets-numberformat='{"1":2,"2":"0","3":1}' data-sheets-value='{"1":2,"2":"EN 410"}' style="overflow:hidden;padding:0px 3px 0px 3px;vertical-align:bottom;text-align:center;">EN 410</td> <td data-sheets-value='{"1":2,"2":"EN ISO 140-3\t\t"}' style="overflow:hidden;padding:0px 3px 0px 3px;vertical-align:bottom;text-align:center;">EN ISO 140-3 </td> </tr> <tr style="height:20px;"> <td data-sheets-value='{"1":2,"2":"Material"}' style="border-bottom:1px solid #000000;overflow:hidden;padding:0px 3px 0px 3px;vertical-align:bottom;background-color:#000000;font-weight:bold;color:#ffffff;">Material</td> <td data-sheets-value='{"1":2,"2":"Walls"}' style="border-bottom:1px solid #000000;overflow:hidden;padding:0px 3px 0px 3px;vertical-align:bottom;background-color:#000000;font-weight:bold;color:#ffffff;">Walls</td> <td data-sheets-value='{"1":2,"2":"Shells"}' style="border-bottom:1px solid #000000;overflow:hidden;padding:0px 3px 0px 3px;vertical-align:bottom;background-color:#000000;font-weight:bold;color:#ffffff;">Shells</td> <td data-sheets-numberformat='{"1":2,"2":"0.00","3":1}' data-sheets-value='{"1":2,"2":"(W/m²K)\t"}' style="border-bottom:1px solid #000000;overflow:hidden;padding:0px 3px 0px 3px;vertical-align:bottom;background-color:#000000;font-weight:bold;color:#ffffff;text-align:center;">(W/m²K) </td> <td data-sheets-numberformat='{"1":2,"2":"0","3":1}' data-sheets-value='{"1":2,"2":"(%)"}' style="border-bottom:1px solid #000000;overflow:hidden;padding:0px 3px 0px 3px;vertical-align:bottom;background-color:#000000;font-weight:bold;color:#ffffff;text-align:center;">(%)</td> <td data-sheets-numberformat='{"1":2,"2":"0","3":1}' data-sheets-value='{"1":2,"2":"(%)"}' style="border-bottom:1px solid #000000;overflow:hidden;padding:0px 3px 0px 3px;vertical-align:bottom;background-color:#000000;font-weight:bold;color:#ffffff;text-align:center;">(%)</td> <td data-sheets-value='{"1":2,"2":"(dB)"}' style="border-bottom:1px solid #000000;overflow:hidden;padding:0px 3px 0px 3px;vertical-align:bottom;background-color:#000000;font-weight:bold;color:#ffffff;text-align:center;">(dB)</td> </tr> <tr style="height:20px;"> <td data-sheets-value='{"1":2,"2":"Acrylic"}' style="border-left:1px solid #000000;overflow:hidden;padding:0px 3px 0px 3px;vertical-align:bottom;font-weight:bold;">Acrylic</td> <td data-sheets-value='{"1":2,"2":"Single-walled"}' style="overflow:hidden;padding:0px 3px 0px 3px;vertical-align:bottom;font-weight:bold;">Single-walled</td> <td data-sheets-value='{"1":2,"2":"Clear (H)"}' style="border-right:1px solid #000000;overflow:hidden;padding:0px 3px 0px 3px;vertical-align:bottom;font-weight:bold;">Clear (H)</td> <td data-sheets-numberformat='{"1":2,"2":"0.00","3":1}' data-sheets-value='{"1":3,"3":5.17}' style="overflow:hidden;padding:0px 3px 0px 3px;vertical-align:bottom;text-align:center;">5.17</td> <td data-sheets-numberformat='{"1":2,"2":"0","3":1}' data-sheets-value='{"1":3,"3":90}' style="overflow:hidden;padding:0px 3px 0px 3px;vertical-align:bottom;text-align:center;">90</td> <td data-sheets-numberformat='{"1":2,"2":"0","3":1}' data-sheets-value='{"1":3,"3":87}' style="overflow:hidden;padding:0px 3px 0px 3px;vertical-align:bottom;text-align:center;">87</td> <td data-sheets-numberformat='{"1":2,"2":"0","3":1}' data-sheets-value='{"1":2,"2":"-"}' style="border-right:1px solid #000000;overflow:hidden;padding:0px 3px 0px 3px;vertical-align:bottom;text-align:center;">-</td> </tr> <tr style="height:20px;"> <td data-sheets-value='{"1":2,"2":"PMMA"}' style="border-left:1px solid #000000;overflow:hidden;padding:0px 3px 0px 3px;vertical-align:bottom;font-weight:bold;">PMMA</td> <td data-sheets-value='{"1":2,"2":"Single-walled"}' style="overflow:hidden;padding:0px 3px 0px 3px;vertical-align:bottom;font-weight:bold;">Single-walled</td> <td data-sheets-value='{"1":2,"2":"Opal (O)"}' style="border-right:1px solid #000000;overflow:hidden;padding:0px 3px 0px 3px;vertical-align:bottom;font-weight:bold;">Opal (O)</td> <td data-sheets-numberformat='{"1":2,"2":"0.00","3":1}' data-sheets-value='{"1":3,"3":5.17}' style="overflow:hidden;padding:0px 3px 0px 3px;vertical-align:bottom;text-align:center;">5.17</td> <td data-sheets-numberformat='{"1":2,"2":"0","3":1}' data-sheets-value='{"1":3,"3":83}' style="overflow:hidden;padding:0px 3px 0px 3px;vertical-align:bottom;text-align:center;">83</td> <td data-sheets-numberformat='{"1":2,"2":"0","3":1}' data-sheets-value='{"1":3,"3":76}' style="overflow:hidden;padding:0px 3px 0px 3px;vertical-align:bottom;text-align:center;">76</td> <td data-sheets-numberformat='{"1":2,"2":"0","3":1}' data-sheets-value='{"1":2,"2":"-"}' style="border-right:1px solid #000000;overflow:hidden;padding:0px 3px 0px 3px;vertical-align:bottom;text-align:center;">-</td> </tr> <tr style="height:20px;"> <td style="border-left:1px solid #000000;overflow:hidden;padding:0px 3px 0px 3px;vertical-align:bottom;font-weight:bold;"></td> <td data-sheets-value='{"1":2,"2":"Double-walled"}' style="overflow:hidden;padding:0px 3px 0px 3px;vertical-align:bottom;font-weight:bold;">Double-walled</td> <td data-sheets-value='{"1":2,"2":"Clear (H/H)"}' style="border-right:1px solid #000000;overflow:hidden;padding:0px 3px 0px 3px;vertical-align:bottom;font-weight:bold;">Clear (H/H)</td> <td data-sheets-numberformat='{"1":2,"2":"0.00","3":1}' data-sheets-value='{"1":3,"3":2.9}' style="overflow:hidden;padding:0px 3px 0px 3px;vertical-align:bottom;text-align:center;">2.90</td> <td data-sheets-numberformat='{"1":2,"2":"0","3":1}' data-sheets-value='{"1":3,"3":81}' style="overflow:hidden;padding:0px 3px 0px 3px;vertical-align:bottom;text-align:center;">81</td> <td data-sheets-numberformat='{"1":2,"2":"0","3":1}' data-sheets-value='{"1":3,"3":75}' style="overflow:hidden;padding:0px 3px 0px 3px;vertical-align:bottom;text-align:center;">75</td> <td data-sheets-numberformat='{"1":2,"2":"0","3":1}' data-sheets-value='{"1":3,"3":20}' style="border-right:1px solid #000000;overflow:hidden;padding:0px 3px 0px 3px;vertical-align:bottom;text-align:center;">20</td> </tr> <tr style="height:20px;"> <td style="border-left:1px solid #000000;overflow:hidden;padding:0px 3px 0px 3px;vertical-align:bottom;font-weight:bold;"></td> <td data-sheets-value='{"1":2,"2":"Double-walled"}' style="overflow:hidden;padding:0px 3px 0px 3px;vertical-align:bottom;font-weight:bold;">Double-walled</td> <td data-sheets-value='{"1":2,"2":"Opal (O/O)"}' style="border-right:1px solid #000000;overflow:hidden;padding:0px 3px 0px 3px;vertical-align:bottom;font-weight:bold;">Opal (O/O)</td> <td data-sheets-numberformat='{"1":2,"2":"0.00","3":1}' data-sheets-value='{"1":3,"3":2.9}' style="overflow:hidden;padding:0px 3px 0px 3px;vertical-align:bottom;text-align:center;">2.90</td> <td data-sheets-numberformat='{"1":2,"2":"0","3":1}' data-sheets-value='{"1":3,"3":69}' style="overflow:hidden;padding:0px 3px 0px 3px;vertical-align:bottom;text-align:center;">69</td> <td data-sheets-numberformat='{"1":2,"2":"0","3":1}' data-sheets-value='{"1":3,"3":58}' style="overflow:hidden;padding:0px 3px 0px 3px;vertical-align:bottom;text-align:center;">58</td> <td data-sheets-numberformat='{"1":2,"2":"0","3":1}' data-sheets-value='{"1":3,"3":20}' style="border-right:1px solid #000000;overflow:hidden;padding:0px 3px 0px 3px;vertical-align:bottom;text-align:center;">20</td> </tr> <tr style="height:20px;"> <td style="border-left:1px solid #000000;overflow:hidden;padding:0px 3px 0px 3px;vertical-align:bottom;font-weight:bold;"></td> <td data-sheets-value='{"1":2,"2":"Triple-walled"}' style="overflow:hidden;padding:0px 3px 0px 3px;vertical-align:bottom;font-weight:bold;">Triple-walled</td> <td data-sheets-value='{"1":2,"2":"Clear (H/H/H)"}' style="border-right:1px solid #000000;overflow:hidden;padding:0px 3px 0px 3px;vertical-align:bottom;font-weight:bold;">Clear (H/H/H)</td> <td data-sheets-numberformat='{"1":2,"2":"0.00","3":1}' data-sheets-value='{"1":3,"3":1.7}' style="overflow:hidden;padding:0px 3px 0px 3px;vertical-align:bottom;text-align:center;">1.70</td> <td data-sheets-numberformat='{"1":2,"2":"0","3":1}' data-sheets-value='{"1":3,"3":73}' style="overflow:hidden;padding:0px 3px 0px 3px;vertical-align:bottom;text-align:center;">73</td> <td data-sheets-numberformat='{"1":2,"2":"0","3":1}' data-sheets-value='{"1":3,"3":65}' style="overflow:hidden;padding:0px 3px 0px 3px;vertical-align:bottom;text-align:center;">65</td> <td data-sheets-numberformat='{"1":2,"2":"0","3":1}' data-sheets-value='{"1":3,"3":22}' style="border-right:1px solid #000000;overflow:hidden;padding:0px 3px 0px 3px;vertical-align:bottom;text-align:center;">22</td> </tr> <tr style="height:20px;"> <td style="border-left:1px solid #000000;overflow:hidden;padding:0px 3px 0px 3px;vertical-align:bottom;font-weight:bold;"></td> <td data-sheets-value='{"1":2,"2":"Triple-walled"}' style="overflow:hidden;padding:0px 3px 0px 3px;vertical-align:bottom;font-weight:bold;">Triple-walled</td> <td data-sheets-value='{"1":2,"2":"Opal (O/H/O)"}' style="border-right:1px solid #000000;overflow:hidden;padding:0px 3px 0px 3px;vertical-align:bottom;font-weight:bold;">Opal (O/H/O)</td> <td data-sheets-numberformat='{"1":2,"2":"0.00","3":1}' data-sheets-value='{"1":3,"3":1.7}' style="overflow:hidden;padding:0px 3px 0px 3px;vertical-align:bottom;text-align:center;">1.70</td> <td data-sheets-numberformat='{"1":2,"2":"0","3":1}' data-sheets-value='{"1":3,"3":62}' style="overflow:hidden;padding:0px 3px 0px 3px;vertical-align:bottom;text-align:center;">62</td> <td data-sheets-numberformat='{"1":2,"2":"0","3":1}' data-sheets-value='{"1":3,"3":51}' style="overflow:hidden;padding:0px 3px 0px 3px;vertical-align:bottom;text-align:center;">51</td> <td data-sheets-numberformat='{"1":2,"2":"0","3":1}' data-sheets-value='{"1":3,"3":22}' style="border-right:1px solid #000000;overflow:hidden;padding:0px 3px 0px 3px;vertical-align:bottom;text-align:center;">22</td> </tr> <tr style="height:20px;"> <td style="border-left:1px solid #000000;overflow:hidden;padding:0px 3px 0px 3px;vertical-align:bottom;font-weight:bold;"></td> <td data-sheets-value='{"1":2,"2":"Four-walled"}' style="overflow:hidden;padding:0px 3px 0px 3px;vertical-align:bottom;font-weight:bold;">Four-walled</td> <td data-sheets-value='{"1":2,"2":"Clear (H/H/H/H)"}' style="border-right:1px solid #000000;overflow:hidden;padding:0px 3px 0px 3px;vertical-align:bottom;font-weight:bold;">Clear (H/H/H/H)</td> <td data-sheets-numberformat='{"1":2,"2":"0.00","3":1}' data-sheets-value='{"1":3,"3":1.28}' style="overflow:hidden;padding:0px 3px 0px 3px;vertical-align:bottom;text-align:center;">1.28</td> <td data-sheets-numberformat='{"1":2,"2":"0","3":1}' data-sheets-value='{"1":3,"3":64}' style="overflow:hidden;padding:0px 3px 0px 3px;vertical-align:bottom;text-align:center;">64</td> <td data-sheets-numberformat='{"1":2,"2":"0","3":1}' data-sheets-value='{"1":3,"3":54}' style="overflow:hidden;padding:0px 3px 0px 3px;vertical-align:bottom;text-align:center;">54</td> <td data-sheets-numberformat='{"1":2,"2":"0","3":1}' data-sheets-value='{"1":3,"3":23}' style="border-right:1px solid #000000;overflow:hidden;padding:0px 3px 0px 3px;vertical-align:bottom;text-align:center;">23</td> </tr> <tr style="height:20px;"> <td style="border-bottom:1px solid #000000;border-left:1px solid #000000;overflow:hidden;padding:0px 3px 0px 3px;vertical-align:bottom;"></td> <td data-sheets-value='{"1":2,"2":"Four-walled"}' style="border-bottom:1px solid #000000;overflow:hidden;padding:0px 3px 0px 3px;vertical-align:bottom;font-weight:bold;">Four-walled</td> <td data-sheets-value='{"1":2,"2":"Opal (H/H/O/H)"}' style="border-right:1px solid #000000;border-bottom:1px solid #000000;overflow:hidden;padding:0px 3px 0px 3px;vertical-align:bottom;font-weight:bold;">Opal (H/H/O/H)</td> <td data-sheets-numberformat='{"1":2,"2":"0.00","3":1}' data-sheets-value='{"1":3,"3":1.28}' style="border-bottom:1px solid #000000;overflow:hidden;padding:0px 3px 0px 3px;vertical-align:bottom;text-align:center;">1.28</td> <td data-sheets-numberformat='{"1":2,"2":"0","3":1}' data-sheets-value='{"1":3,"3":59}' style="border-bottom:1px solid #000000;overflow:hidden;padding:0px 3px 0px 3px;vertical-align:bottom;text-align:center;">59</td> <td data-sheets-numberformat='{"1":2,"2":"0","3":1}' data-sheets-value='{"1":3,"3":48}' style="border-bottom:1px solid #000000;overflow:hidden;padding:0px 3px 0px 3px;vertical-align:bottom;text-align:center;">48</td> <td data-sheets-numberformat='{"1":2,"2":"0","3":1}' data-sheets-value='{"1":3,"3":23}' style="border-right:1px solid #000000;border-bottom:1px solid #000000;overflow:hidden;padding:0px 3px 0px 3px;vertical-align:bottom;text-align:center;">23</td> </tr> <tr style="height:20px;"> <td data-sheets-value='{"1":2,"2":"Polycarbonate "}' style="border-left:1px solid #000000;overflow:hidden;padding:0px 3px 0px 3px;vertical-align:bottom;font-weight:bold;">Polycarbonate </td> <td data-sheets-value='{"1":2,"2":"Single-walled"}' style="overflow:hidden;padding:0px 3px 0px 3px;vertical-align:bottom;font-weight:bold;">Single-walled</td> <td data-sheets-value='{"1":2,"2":"Clear (A)"}' style="border-right:1px solid #000000;overflow:hidden;padding:0px 3px 0px 3px;vertical-align:bottom;font-weight:bold;">Clear (A)</td> <td data-sheets-numberformat='{"1":2,"2":"0.00","3":1}' data-sheets-value='{"1":3,"3":5.17}' style="overflow:hidden;padding:0px 3px 0px 3px;vertical-align:bottom;text-align:center;">5.17</td> <td data-sheets-numberformat='{"1":2,"2":"0","3":1}' data-sheets-value='{"1":3,"3":88}' style="overflow:hidden;padding:0px 3px 0px 3px;vertical-align:bottom;text-align:center;">88</td> <td data-sheets-numberformat='{"1":2,"2":"0","3":1}' data-sheets-value='{"1":3,"3":83}' style="overflow:hidden;padding:0px 3px 0px 3px;vertical-align:bottom;text-align:center;">83</td> <td data-sheets-numberformat='{"1":2,"2":"0","3":1}' data-sheets-value='{"1":2,"2":"-"}' style="border-right:1px solid #000000;overflow:hidden;padding:0px 3px 0px 3px;vertical-align:bottom;text-align:center;">-</td> </tr> <tr style="height:20px;"> <td data-sheets-value='{"1":2,"2":"PC"}' style="border-left:1px solid #000000;overflow:hidden;padding:0px 3px 0px 3px;vertical-align:bottom;font-weight:bold;">PC</td> <td data-sheets-value='{"1":2,"2":"Single-walled"}' style="overflow:hidden;padding:0px 3px 0px 3px;vertical-align:bottom;font-weight:bold;">Single-walled</td> <td data-sheets-value='{"1":2,"2":"Opal (D)"}' style="border-right:1px solid #000000;overflow:hidden;padding:0px 3px 0px 3px;vertical-align:bottom;font-weight:bold;">Opal (D)</td> <td data-sheets-numberformat='{"1":2,"2":"0.00","3":1}' data-sheets-value='{"1":3,"3":5.17}' style="overflow:hidden;padding:0px 3px 0px 3px;vertical-align:bottom;text-align:center;">5.17</td> <td data-sheets-numberformat='{"1":2,"2":"0","3":1}' data-sheets-value='{"1":3,"3":58}' style="overflow:hidden;padding:0px 3px 0px 3px;vertical-align:bottom;text-align:center;">58</td> <td data-sheets-numberformat='{"1":2,"2":"0","3":1}' data-sheets-value='{"1":3,"3":60}' style="overflow:hidden;padding:0px 3px 0px 3px;vertical-align:bottom;text-align:center;">60</td> <td data-sheets-numberformat='{"1":2,"2":"0","3":1}' data-sheets-value='{"1":2,"2":"-"}' style="border-right:1px solid #000000;overflow:hidden;padding:0px 3px 0px 3px;vertical-align:bottom;text-align:center;">-</td> </tr> <tr style="height:20px;"> <td style="border-left:1px solid #000000;overflow:hidden;padding:0px 3px 0px 3px;vertical-align:bottom;font-weight:bold;"></td> <td data-sheets-value='{"1":2,"2":"Double-walled"}' style="overflow:hidden;padding:0px 3px 0px 3px;vertical-align:bottom;font-weight:bold;">Double-walled</td> <td data-sheets-value='{"1":2,"2":"Clear (A/H)"}' style="border-right:1px solid #000000;overflow:hidden;padding:0px 3px 0px 3px;vertical-align:bottom;font-weight:bold;">Clear (A/H)</td> <td data-sheets-numberformat='{"1":2,"2":"0.00","3":1}' data-sheets-value='{"1":3,"3":2.9}' style="overflow:hidden;padding:0px 3px 0px 3px;vertical-align:bottom;text-align:center;">2.90</td> <td data-sheets-numberformat='{"1":2,"2":"0","3":1}' data-sheets-value='{"1":3,"3":79}' style="overflow:hidden;padding:0px 3px 0px 3px;vertical-align:bottom;text-align:center;">79</td> <td data-sheets-numberformat='{"1":2,"2":"0","3":1}' data-sheets-value='{"1":3,"3":72}' style="overflow:hidden;padding:0px 3px 0px 3px;vertical-align:bottom;text-align:center;">72</td> <td data-sheets-numberformat='{"1":2,"2":"0","3":1}' data-sheets-value='{"1":3,"3":20}' style="border-right:1px solid #000000;overflow:hidden;padding:0px 3px 0px 3px;vertical-align:bottom;text-align:center;">20</td> </tr> <tr style="height:20px;"> <td style="border-left:1px solid #000000;overflow:hidden;padding:0px 3px 0px 3px;vertical-align:bottom;font-weight:bold;"></td> <td data-sheets-value='{"1":2,"2":"Double-walled"}' style="overflow:hidden;padding:0px 3px 0px 3px;vertical-align:bottom;font-weight:bold;">Double-walled</td> <td data-sheets-value='{"1":2,"2":"Clear (A/A)"}' style="border-right:1px solid #000000;overflow:hidden;padding:0px 3px 0px 3px;vertical-align:bottom;font-weight:bold;">Clear (A/A)</td> <td data-sheets-numberformat='{"1":2,"2":"0.00","3":1}' data-sheets-value='{"1":3,"3":2.9}' style="overflow:hidden;padding:0px 3px 0px 3px;vertical-align:bottom;text-align:center;">2.90</td> <td data-sheets-numberformat='{"1":2,"2":"0","3":1}' data-sheets-value='{"1":3,"3":77}' style="overflow:hidden;padding:0px 3px 0px 3px;vertical-align:bottom;text-align:center;">77</td> <td data-sheets-numberformat='{"1":2,"2":"0","3":1}' data-sheets-value='{"1":3,"3":69}' style="overflow:hidden;padding:0px 3px 0px 3px;vertical-align:bottom;text-align:center;">69</td> <td data-sheets-numberformat='{"1":2,"2":"0","3":1}' data-sheets-value='{"1":3,"3":20}' style="border-right:1px solid #000000;overflow:hidden;padding:0px 3px 0px 3px;vertical-align:bottom;text-align:center;">20</td> </tr> <tr style="height:20px;"> <td style="border-left:1px solid #000000;overflow:hidden;padding:0px 3px 0px 3px;vertical-align:bottom;font-weight:bold;"></td> <td data-sheets-value='{"1":2,"2":"Double-walled"}' style="overflow:hidden;padding:0px 3px 0px 3px;vertical-align:bottom;font-weight:bold;">Double-walled</td> <td data-sheets-value='{"1":2,"2":"Opal (A/O)"}' style="border-right:1px solid #000000;overflow:hidden;padding:0px 3px 0px 3px;vertical-align:bottom;font-weight:bold;">Opal (A/O)</td> <td data-sheets-numberformat='{"1":2,"2":"0.00","3":1}' data-sheets-value='{"1":3,"3":2.9}' style="overflow:hidden;padding:0px 3px 0px 3px;vertical-align:bottom;text-align:center;">2.90</td> <td data-sheets-numberformat='{"1":2,"2":"0","3":1}' data-sheets-value='{"1":3,"3":73}' style="overflow:hidden;padding:0px 3px 0px 3px;vertical-align:bottom;text-align:center;">73</td> <td data-sheets-numberformat='{"1":2,"2":"0","3":1}' data-sheets-value='{"1":3,"3":63}' style="overflow:hidden;padding:0px 3px 0px 3px;vertical-align:bottom;text-align:center;">63</td> <td data-sheets-numberformat='{"1":2,"2":"0","3":1}' data-sheets-value='{"1":3,"3":20}' style="border-right:1px solid #000000;overflow:hidden;padding:0px 3px 0px 3px;vertical-align:bottom;text-align:center;">20</td> </tr> <tr style="height:20px;"> <td style="border-left:1px solid #000000;overflow:hidden;padding:0px 3px 0px 3px;vertical-align:bottom;font-weight:bold;"></td> <td data-sheets-value='{"1":2,"2":"Double-walled"}' style="overflow:hidden;padding:0px 3px 0px 3px;vertical-align:bottom;font-weight:bold;">Double-walled</td> <td data-sheets-value='{"1":2,"2":"Opal (A/D)"}' style="border-right:1px solid #000000;overflow:hidden;padding:0px 3px 0px 3px;vertical-align:bottom;font-weight:bold;">Opal (A/D)</td> <td data-sheets-numberformat='{"1":2,"2":"0.00","3":1}' data-sheets-value='{"1":3,"3":2.9}' style="overflow:hidden;padding:0px 3px 0px 3px;vertical-align:bottom;text-align:center;">2.90</td> <td data-sheets-numberformat='{"1":2,"2":"0","3":1}' data-sheets-value='{"1":3,"3":51}' style="overflow:hidden;padding:0px 3px 0px 3px;vertical-align:bottom;text-align:center;">51</td> <td data-sheets-numberformat='{"1":2,"2":"0","3":1}' data-sheets-value='{"1":3,"3":50}' style="overflow:hidden;padding:0px 3px 0px 3px;vertical-align:bottom;text-align:center;">50</td> <td data-sheets-numberformat='{"1":2,"2":"0","3":1}' data-sheets-value='{"1":3,"3":20}' style="border-right:1px solid #000000;overflow:hidden;padding:0px 3px 0px 3px;vertical-align:bottom;text-align:center;">20</td> </tr> <tr style="height:20px;"> <td style="border-left:1px solid #000000;overflow:hidden;padding:0px 3px 0px 3px;vertical-align:bottom;font-weight:bold;"></td> <td data-sheets-value='{"1":2,"2":"Triple-walled"}' style="overflow:hidden;padding:0px 3px 0px 3px;vertical-align:bottom;font-weight:bold;">Triple-walled</td> <td data-sheets-value='{"1":2,"2":"Clear (A/H/H)"}' style="border-right:1px solid #000000;overflow:hidden;padding:0px 3px 0px 3px;vertical-align:bottom;font-weight:bold;">Clear (A/H/H)</td> <td data-sheets-numberformat='{"1":2,"2":"0.00","3":1}' data-sheets-value='{"1":3,"3":1.7}' style="overflow:hidden;padding:0px 3px 0px 3px;vertical-align:bottom;text-align:center;">1.70</td> <td data-sheets-numberformat='{"1":2,"2":"0","3":1}' data-sheets-value='{"1":3,"3":71}' style="overflow:hidden;padding:0px 3px 0px 3px;vertical-align:bottom;text-align:center;">71</td> <td data-sheets-numberformat='{"1":2,"2":"0","3":1}' data-sheets-value='{"1":3,"3":63}' style="overflow:hidden;padding:0px 3px 0px 3px;vertical-align:bottom;text-align:center;">63</td> <td data-sheets-numberformat='{"1":2,"2":"0","3":1}' data-sheets-value='{"1":3,"3":22}' style="border-right:1px solid #000000;overflow:hidden;padding:0px 3px 0px 3px;vertical-align:bottom;text-align:center;">22</td> </tr> <tr style="height:20px;"> <td style="border-left:1px solid #000000;overflow:hidden;padding:0px 3px 0px 3px;vertical-align:bottom;font-weight:bold;"></td> <td data-sheets-value='{"1":2,"2":"Triple-walled"}' style="overflow:hidden;padding:0px 3px 0px 3px;vertical-align:bottom;font-weight:bold;">Triple-walled</td> <td data-sheets-value='{"1":2,"2":"Opal (A/O/O)"}' style="border-right:1px solid #000000;overflow:hidden;padding:0px 3px 0px 3px;vertical-align:bottom;font-weight:bold;">Opal (A/O/O)</td> <td data-sheets-numberformat='{"1":2,"2":"0.00","3":1}' data-sheets-value='{"1":3,"3":1.7}' style="overflow:hidden;padding:0px 3px 0px 3px;vertical-align:bottom;text-align:center;">1.70</td> <td data-sheets-numberformat='{"1":2,"2":"0","3":1}' data-sheets-value='{"1":3,"3":61}' style="overflow:hidden;padding:0px 3px 0px 3px;vertical-align:bottom;text-align:center;">61</td> <td data-sheets-numberformat='{"1":2,"2":"0","3":1}' data-sheets-value='{"1":3,"3":48}' style="overflow:hidden;padding:0px 3px 0px 3px;vertical-align:bottom;text-align:center;">48</td> <td data-sheets-numberformat='{"1":2,"2":"0","3":1}' data-sheets-value='{"1":3,"3":22}' style="border-right:1px solid #000000;overflow:hidden;padding:0px 3px 0px 3px;vertical-align:bottom;text-align:center;">22</td> </tr> <tr style="height:20px;"> <td style="border-left:1px solid #000000;overflow:hidden;padding:0px 3px 0px 3px;vertical-align:bottom;font-weight:bold;"></td> <td data-sheets-value='{"1":2,"2":"Four-walled"}' style="overflow:hidden;padding:0px 3px 0px 3px;vertical-align:bottom;font-weight:bold;">Four-walled</td> <td data-sheets-value='{"1":2,"2":"Clear (A/H/H/H)"}' style="border-right:1px solid #000000;overflow:hidden;padding:0px 3px 0px 3px;vertical-align:bottom;font-weight:bold;">Clear (A/H/H/H)</td> <td data-sheets-numberformat='{"1":2,"2":"0.00","3":1}' data-sheets-value='{"1":3,"3":1.28}' style="overflow:hidden;padding:0px 3px 0px 3px;vertical-align:bottom;text-align:center;">1.28</td> <td data-sheets-numberformat='{"1":2,"2":"0","3":1}' data-sheets-value='{"1":3,"3":64}' style="overflow:hidden;padding:0px 3px 0px 3px;vertical-align:bottom;text-align:center;">64</td> <td data-sheets-numberformat='{"1":2,"2":"0","3":1}' data-sheets-value='{"1":3,"3":52}' style="overflow:hidden;padding:0px 3px 0px 3px;vertical-align:bottom;text-align:center;">52</td> <td data-sheets-numberformat='{"1":2,"2":"0","3":1}' data-sheets-value='{"1":3,"3":23}' style="border-right:1px solid #000000;overflow:hidden;padding:0px 3px 0px 3px;vertical-align:bottom;text-align:center;">23</td> </tr> <tr style="height:20px;"> <td style="border-bottom:1px solid #000000;border-left:1px solid #000000;overflow:hidden;padding:0px 3px 0px 3px;vertical-align:bottom;"></td> <td data-sheets-value='{"1":2,"2":"Four-walled"}' style="border-bottom:1px solid #000000;overflow:hidden;padding:0px 3px 0px 3px;vertical-align:bottom;font-weight:bold;">Four-walled</td> <td data-sheets-value='{"1":2,"2":"Opal (A/H/O/H)"}' style="border-right:1px solid #000000;border-bottom:1px solid #000000;overflow:hidden;padding:0px 3px 0px 3px;vertical-align:bottom;font-weight:bold;">Opal (A/H/O/H)</td> <td data-sheets-numberformat='{"1":2,"2":"0.00","3":1}' data-sheets-value='{"1":3,"3":1.28}' style="border-bottom:1px solid #000000;overflow:hidden;padding:0px 3px 0px 3px;vertical-align:bottom;text-align:center;">1.28</td> <td data-sheets-numberformat='{"1":2,"2":"0","3":1}' data-sheets-value='{"1":3,"3":59}' style="border-bottom:1px solid #000000;overflow:hidden;padding:0px 3px 0px 3px;vertical-align:bottom;text-align:center;">59</td> <td data-sheets-numberformat='{"1":2,"2":"0","3":1}' data-sheets-value='{"1":3,"3":46}' style="border-bottom:1px solid #000000;overflow:hidden;padding:0px 3px 0px 3px;vertical-align:bottom;text-align:center;">46</td> <td data-sheets-numberformat='{"1":2,"2":"0","3":1}' data-sheets-value='{"1":3,"3":23}' style="border-right:1px solid #000000;border-bottom:1px solid #000000;overflow:hidden;padding:0px 3px 0px 3px;vertical-align:bottom;text-align:center;">23</td> </tr> <tr style="height:20px;"> <td data-sheets-value='{"1":2,"2":"Polycarbonate"}' style="border-left:1px solid #000000;overflow:hidden;padding:0px 3px 0px 3px;vertical-align:bottom;font-weight:bold;">Polycarbonate</td> <td data-sheets-value='{"1":2,"2":"Single-walled"}' style="overflow:hidden;padding:0px 3px 0px 3px;vertical-align:bottom;font-weight:bold;">Single-walled</td> <td data-sheets-value='{"1":2,"2":"Heatstop Opal (T)"}' style="border-right:1px solid #000000;overflow:hidden;padding:0px 3px 0px 3px;vertical-align:bottom;font-weight:bold;">Heatstop Opal (T)</td> <td data-sheets-numberformat='{"1":2,"2":"0.00","3":1}' data-sheets-value='{"1":3,"3":5.17}' style="overflow:hidden;padding:0px 3px 0px 3px;vertical-align:bottom;text-align:center;">5.17</td> <td data-sheets-numberformat='{"1":2,"2":"0","3":1}' data-sheets-value='{"1":3,"3":49}' style="overflow:hidden;padding:0px 3px 0px 3px;vertical-align:bottom;text-align:center;">49</td> <td data-sheets-numberformat='{"1":2,"2":"0","3":1}' data-sheets-value='{"1":3,"3":59}' style="overflow:hidden;padding:0px 3px 0px 3px;vertical-align:bottom;text-align:center;">59</td> <td data-sheets-numberformat='{"1":2,"2":"0","3":1}' data-sheets-value='{"1":2,"2":"-"}' style="border-right:1px solid #000000;overflow:hidden;padding:0px 3px 0px 3px;vertical-align:bottom;text-align:center;">-</td> </tr> <tr style="height:20px;"> <td data-sheets-value='{"1":2,"2":"Heatstop PC"}' style="border-left:1px solid #000000;overflow:hidden;padding:0px 3px 0px 3px;vertical-align:bottom;font-weight:bold;">Heatstop PC</td> <td data-sheets-value='{"1":2,"2":"Double-walled"}' style="overflow:hidden;padding:0px 3px 0px 3px;vertical-align:bottom;font-weight:bold;">Double-walled</td> <td data-sheets-value='{"1":2,"2":"Clear (T/H)"}' style="border-right:1px solid #000000;overflow:hidden;padding:0px 3px 0px 3px;vertical-align:bottom;font-weight:bold;">Clear (T/H)</td> <td data-sheets-numberformat='{"1":2,"2":"0.00","3":1}' data-sheets-value='{"1":3,"3":2.9}' style="overflow:hidden;padding:0px 3px 0px 3px;vertical-align:bottom;text-align:center;">2.90</td> <td data-sheets-numberformat='{"1":2,"2":"0","3":1}' data-sheets-value='{"1":3,"3":44}' style="overflow:hidden;padding:0px 3px 0px 3px;vertical-align:bottom;text-align:center;">44</td> <td data-sheets-numberformat='{"1":2,"2":"0","3":1}' data-sheets-value='{"1":3,"3":51}' style="overflow:hidden;padding:0px 3px 0px 3px;vertical-align:bottom;text-align:center;">51</td> <td data-sheets-numberformat='{"1":2,"2":"0","3":1}' data-sheets-value='{"1":3,"3":20}' style="border-right:1px solid #000000;overflow:hidden;padding:0px 3px 0px 3px;vertical-align:bottom;text-align:center;">20</td> </tr> <tr style="height:20px;"> <td style="border-left:1px solid #000000;overflow:hidden;padding:0px 3px 0px 3px;vertical-align:bottom;font-weight:bold;"></td> <td data-sheets-value='{"1":2,"2":"Double-walled"}' style="overflow:hidden;padding:0px 3px 0px 3px;vertical-align:bottom;font-weight:bold;">Double-walled</td> <td data-sheets-value='{"1":2,"2":"Opal (T/O)"}' style="border-right:1px solid #000000;overflow:hidden;padding:0px 3px 0px 3px;vertical-align:bottom;font-weight:bold;">Opal (T/O)</td> <td data-sheets-numberformat='{"1":2,"2":"0.00","3":1}' data-sheets-value='{"1":3,"3":2.9}' style="overflow:hidden;padding:0px 3px 0px 3px;vertical-align:bottom;text-align:center;">2.90</td> <td data-sheets-numberformat='{"1":2,"2":"0","3":1}' data-sheets-value='{"1":3,"3":41}' style="overflow:hidden;padding:0px 3px 0px 3px;vertical-align:bottom;text-align:center;">41</td> <td data-sheets-numberformat='{"1":2,"2":"0","3":1}' data-sheets-value='{"1":3,"3":45}' style="overflow:hidden;padding:0px 3px 0px 3px;vertical-align:bottom;text-align:center;">45</td> <td data-sheets-numberformat='{"1":2,"2":"0","3":1}' data-sheets-value='{"1":3,"3":20}' style="border-right:1px solid #000000;overflow:hidden;padding:0px 3px 0px 3px;vertical-align:bottom;text-align:center;">20</td> </tr> <tr style="height:20px;"> <td style="border-left:1px solid #000000;overflow:hidden;padding:0px 3px 0px 3px;vertical-align:bottom;font-weight:bold;"></td> <td data-sheets-value='{"1":2,"2":"Triple-walled"}' style="overflow:hidden; | skylux-160-ce-met-koepel-en-pvc-opstand-16-00-met-lm-motor-en-windvang-1100-x-1700-mm | 8586028843341 | 46872343642445
Smoke and heat exhaust (SHEV) | SHE system | Skylux | Skylux 160° CE with skylight and PVC curb 16/00 with LM-actuator and spoiler 1100 x 2300 mm |  | 50380 | 5412970503804 | 5334.9 | Yes | 30-45 | 85.24 | 1100 x 2300 mm | 2300 | 1100 |  | PVC 16/00 (16 cm high & roof opening = daylight size) | Rectangular | 5.17 W/m²K - 1.28 W/m²K | 87% - 32% | 90% - 32% | 20dB - 23dB | 160° CE (for industry) | skylight | with spoiler | E | Single actuator | Maximum four-walled skylight possible for this product | Ut-value LT-value g-value Rw-value EN 1873 : 2014 EN ISO 13468 EN 16153 EN 410 EN 410 EN ISO 140-3 Material Walls Shells (W/m²K) (%) (%) (dB) Acrylic Single-walled Clear (H) 5.17 90 87 - PMMA Single-walled Opal (O) 5.17 83 76 - Double-walled Clear (H/H) 2.90 81 75 20 Double-walled Opal (O/O) 2.90 69 58 20 Triple-walled Clear (H/H/H) 1.70 73 65 22 Triple-walled Opal (O/H/O) 1.70 62 51 22 Four-walled Clear (H/H/H/H) 1.28 64 54 23 Four-walled Opal (H/H/O/H) 1.28 59 48 23 Polycarbonate Single-walled Clear (A) 5.17 88 83 - PC Single-walled Opal (D) 5.17 58 60 - Double-walled Clear (A/H) 2.90 79 72 20 Double-walled Clear (A/A) 2.90 77 69 20 Double-walled Opal (A/O) 2.90 73 63 20 Double-walled Opal (A/D) 2.90 51 50 20 Triple-walled Clear (A/H/H) 1.70 71 63 22 Triple-walled Opal (A/O/O) 1.70 61 48 22 Four-walled Clear (A/H/H/H) 1.28 64 52 23 Four-walled Opal (A/H/O/H) 1.28 59 46 23 Polycarbonate Single-walled Heatstop Opal (T) 5.17 49 59 - Heatstop PC Double-walled Clear (T/H) 2.90 44 51 20 Double-walled Opal (T/O) 2.90 41 45 20 Triple-walled Clear (T/H/H) 1.70 40 <td data-sheets-numberformat='{"1":2,"2":"0","3":1}' data-sheets-value='{"1":3,"3":44}' style="overflow:hidden;paddin | https://skylux.eu/en/products/skylux-160-ce-met-koepel-en-pvc-opstand-16-00-met-lm-motor-en-windvang-1100-x-2300-mm | https://skylux.eu/cdn/shop/files/Skylux-160deg-CE-met-koepel-en-pvc-opstand-1600-met-LM-motor-en-windvang-1100-x-2300-mm-RWA-systeem.jpg?v=1702980228&width=1600 | https://skylux.eu/cdn/shop/files/e5a82811-1bb0-48e4-a776-cacb59c7c092_67aa0bb9-297c-4f61-9186-a6c86ae5e4d3.jpg?v=1688551080&width=1600 | //skylux.eu/cdn/shop/files/E_MH_Mounting_instructions_Skylux_160_CE_LM.pdf?v=12406716259046007223 | //skylux.eu/cdn/shop/files/E_TD_Technical_File_Skylux_Skylux_160_CE_Electric.pdf?v=3667116872303399239 | <style type="text/css" id="isPasted"> <!--td { border: 1px solid #cccccc; } br { mso-data-placement: same-cell; } --> </style> <table border="1" cellpadding="0" cellspacing="0" dir="ltr" style="table-layout:fixed;font-size:10pt;font-family:Arial;border-collapse:collapse;border:none;"><tbody> <tr style="height:20px;"> <td style="overflow:hidden;padding:0px 3px 0px 3px;vertical-align:bottom;"></td> <td style="overflow:hidden;padding:0px 3px 0px 3px;vertical-align:bottom;"></td> <td style="overflow:hidden;padding:0px 3px 0px 3px;vertical-align:bottom;"></td> <td data-sheets-value='{"1":2,"2":"Ut-value"}' style="overflow:hidden;padding:0px 3px 0px 3px;vertical-align:bottom;font-weight:bold;text-align:center;">Ut-value</td> <td data-sheets-value='{"1":2,"2":"LT-value"}' style="overflow:hidden;padding:0px 3px 0px 3px;vertical-align:bottom;font-weight:bold;text-align:center;">LT-value</td> <td data-sheets-value='{"1":2,"2":"g-value"}' style="overflow:hidden;padding:0px 3px 0px 3px;vertical-align:bottom;font-weight:bold;text-align:center;">g-value</td> <td data-sheets-value='{"1":2,"2":"Rw-value "}' style="overflow:hidden;padding:0px 3px 0px 3px;vertical-align:bottom;font-weight:bold;text-align:center;">Rw-value </td> </tr> <tr style="height:20px;"> <td style="overflow:hidden;padding:0px 3px 0px 3px;vertical-align:bottom;"></td> <td style="overflow:hidden;padding:0px 3px 0px 3px;vertical-align:bottom;"></td> <td style="overflow:hidden;padding:0px 3px 0px 3px;vertical-align:bottom;"></td> <td data-sheets-numberformat='{"1":2,"2":"0.00","3":1}' data-sheets-value='{"1":2,"2":"EN 1873 : 2014"}' style="overflow:hidden;padding:0px 3px 0px 3px;vertical-align:bottom;text-align:center;">EN 1873 : 2014</td> <td data-sheets-numberformat='{"1":2,"2":"0","3":1}' data-sheets-value='{"1":2,"2":"EN ISO 13468 EN 16153 EN 410"}' style="overflow:hidden;padding:0px 3px 0px 3px;vertical-align:bottom;text-align:center;">EN ISO 13468 EN 16153 EN 410</td> <td data-sheets-numberformat='{"1":2,"2":"0","3":1}' data-sheets-value='{"1":2,"2":"EN 410"}' style="overflow:hidden;padding:0px 3px 0px 3px;vertical-align:bottom;text-align:center;">EN 410</td> <td data-sheets-value='{"1":2,"2":"EN ISO 140-3\t\t"}' style="overflow:hidden;padding:0px 3px 0px 3px;vertical-align:bottom;text-align:center;">EN ISO 140-3 </td> </tr> <tr style="height:20px;"> <td data-sheets-value='{"1":2,"2":"Material"}' style="border-bottom:1px solid #000000;overflow:hidden;padding:0px 3px 0px 3px;vertical-align:bottom;background-color:#000000;font-weight:bold;color:#ffffff;">Material</td> <td data-sheets-value='{"1":2,"2":"Walls"}' style="border-bottom:1px solid #000000;overflow:hidden;padding:0px 3px 0px 3px;vertical-align:bottom;background-color:#000000;font-weight:bold;color:#ffffff;">Walls</td> <td data-sheets-value='{"1":2,"2":"Shells"}' style="border-bottom:1px solid #000000;overflow:hidden;padding:0px 3px 0px 3px;vertical-align:bottom;background-color:#000000;font-weight:bold;color:#ffffff;">Shells</td> <td data-sheets-numberformat='{"1":2,"2":"0.00","3":1}' data-sheets-value='{"1":2,"2":"(W/m²K)\t"}' style="border-bottom:1px solid #000000;overflow:hidden;padding:0px 3px 0px 3px;vertical-align:bottom;background-color:#000000;font-weight:bold;color:#ffffff;text-align:center;">(W/m²K) </td> <td data-sheets-numberformat='{"1":2,"2":"0","3":1}' data-sheets-value='{"1":2,"2":"(%)"}' style="border-bottom:1px solid #000000;overflow:hidden;padding:0px 3px 0px 3px;vertical-align:bottom;background-color:#000000;font-weight:bold;color:#ffffff;text-align:center;">(%)</td> <td data-sheets-numberformat='{"1":2,"2":"0","3":1}' data-sheets-value='{"1":2,"2":"(%)"}' style="border-bottom:1px solid #000000;overflow:hidden;padding:0px 3px 0px 3px;vertical-align:bottom;background-color:#000000;font-weight:bold;color:#ffffff;text-align:center;">(%)</td> <td data-sheets-value='{"1":2,"2":"(dB)"}' style="border-bottom:1px solid #000000;overflow:hidden;padding:0px 3px 0px 3px;vertical-align:bottom;background-color:#000000;font-weight:bold;color:#ffffff;text-align:center;">(dB)</td> </tr> <tr style="height:20px;"> <td data-sheets-value='{"1":2,"2":"Acrylic"}' style="border-left:1px solid #000000;overflow:hidden;padding:0px 3px 0px 3px;vertical-align:bottom;font-weight:bold;">Acrylic</td> <td data-sheets-value='{"1":2,"2":"Single-walled"}' style="overflow:hidden;padding:0px 3px 0px 3px;vertical-align:bottom;font-weight:bold;">Single-walled</td> <td data-sheets-value='{"1":2,"2":"Clear (H)"}' style="border-right:1px solid #000000;overflow:hidden;padding:0px 3px 0px 3px;vertical-align:bottom;font-weight:bold;">Clear (H)</td> <td data-sheets-numberformat='{"1":2,"2":"0.00","3":1}' data-sheets-value='{"1":3,"3":5.17}' style="overflow:hidden;padding:0px 3px 0px 3px;vertical-align:bottom;text-align:center;">5.17</td> <td data-sheets-numberformat='{"1":2,"2":"0","3":1}' data-sheets-value='{"1":3,"3":90}' style="overflow:hidden;padding:0px 3px 0px 3px;vertical-align:bottom;text-align:center;">90</td> <td data-sheets-numberformat='{"1":2,"2":"0","3":1}' data-sheets-value='{"1":3,"3":87}' style="overflow:hidden;padding:0px 3px 0px 3px;vertical-align:bottom;text-align:center;">87</td> <td data-sheets-numberformat='{"1":2,"2":"0","3":1}' data-sheets-value='{"1":2,"2":"-"}' style="border-right:1px solid #000000;overflow:hidden;padding:0px 3px 0px 3px;vertical-align:bottom;text-align:center;">-</td> </tr> <tr style="height:20px;"> <td data-sheets-value='{"1":2,"2":"PMMA"}' style="border-left:1px solid #000000;overflow:hidden;padding:0px 3px 0px 3px;vertical-align:bottom;font-weight:bold;">PMMA</td> <td data-sheets-value='{"1":2,"2":"Single-walled"}' style="overflow:hidden;padding:0px 3px 0px 3px;vertical-align:bottom;font-weight:bold;">Single-walled</td> <td data-sheets-value='{"1":2,"2":"Opal (O)"}' style="border-right:1px solid #000000;overflow:hidden;padding:0px 3px 0px 3px;vertical-align:bottom;font-weight:bold;">Opal (O)</td> <td data-sheets-numberformat='{"1":2,"2":"0.00","3":1}' data-sheets-value='{"1":3,"3":5.17}' style="overflow:hidden;padding:0px 3px 0px 3px;vertical-align:bottom;text-align:center;">5.17</td> <td data-sheets-numberformat='{"1":2,"2":"0","3":1}' data-sheets-value='{"1":3,"3":83}' style="overflow:hidden;padding:0px 3px 0px 3px;vertical-align:bottom;text-align:center;">83</td> <td data-sheets-numberformat='{"1":2,"2":"0","3":1}' data-sheets-value='{"1":3,"3":76}' style="overflow:hidden;padding:0px 3px 0px 3px;vertical-align:bottom;text-align:center;">76</td> <td data-sheets-numberformat='{"1":2,"2":"0","3":1}' data-sheets-value='{"1":2,"2":"-"}' style="border-right:1px solid #000000;overflow:hidden;padding:0px 3px 0px 3px;vertical-align:bottom;text-align:center;">-</td> </tr> <tr style="height:20px;"> <td style="border-left:1px solid #000000;overflow:hidden;padding:0px 3px 0px 3px;vertical-align:bottom;font-weight:bold;"></td> <td data-sheets-value='{"1":2,"2":"Double-walled"}' style="overflow:hidden;padding:0px 3px 0px 3px;vertical-align:bottom;font-weight:bold;">Double-walled</td> <td data-sheets-value='{"1":2,"2":"Clear (H/H)"}' style="border-right:1px solid #000000;overflow:hidden;padding:0px 3px 0px 3px;vertical-align:bottom;font-weight:bold;">Clear (H/H)</td> <td data-sheets-numberformat='{"1":2,"2":"0.00","3":1}' data-sheets-value='{"1":3,"3":2.9}' style="overflow:hidden;padding:0px 3px 0px 3px;vertical-align:bottom;text-align:center;">2.90</td> <td data-sheets-numberformat='{"1":2,"2":"0","3":1}' data-sheets-value='{"1":3,"3":81}' style="overflow:hidden;padding:0px 3px 0px 3px;vertical-align:bottom;text-align:center;">81</td> <td data-sheets-numberformat='{"1":2,"2":"0","3":1}' data-sheets-value='{"1":3,"3":75}' style="overflow:hidden;padding:0px 3px 0px 3px;vertical-align:bottom;text-align:center;">75</td> <td data-sheets-numberformat='{"1":2,"2":"0","3":1}' data-sheets-value='{"1":3,"3":20}' style="border-right:1px solid #000000;overflow:hidden;padding:0px 3px 0px 3px;vertical-align:bottom;text-align:center;">20</td> </tr> <tr style="height:20px;"> <td style="border-left:1px solid #000000;overflow:hidden;padding:0px 3px 0px 3px;vertical-align:bottom;font-weight:bold;"></td> <td data-sheets-value='{"1":2,"2":"Double-walled"}' style="overflow:hidden;padding:0px 3px 0px 3px;vertical-align:bottom;font-weight:bold;">Double-walled</td> <td data-sheets-value='{"1":2,"2":"Opal (O/O)"}' style="border-right:1px solid #000000;overflow:hidden;padding:0px 3px 0px 3px;vertical-align:bottom;font-weight:bold;">Opal (O/O)</td> <td data-sheets-numberformat='{"1":2,"2":"0.00","3":1}' data-sheets-value='{"1":3,"3":2.9}' style="overflow:hidden;padding:0px 3px 0px 3px;vertical-align:bottom;text-align:center;">2.90</td> <td data-sheets-numberformat='{"1":2,"2":"0","3":1}' data-sheets-value='{"1":3,"3":69}' style="overflow:hidden;padding:0px 3px 0px 3px;vertical-align:bottom;text-align:center;">69</td> <td data-sheets-numberformat='{"1":2,"2":"0","3":1}' data-sheets-value='{"1":3,"3":58}' style="overflow:hidden;padding:0px 3px 0px 3px;vertical-align:bottom;text-align:center;">58</td> <td data-sheets-numberformat='{"1":2,"2":"0","3":1}' data-sheets-value='{"1":3,"3":20}' style="border-right:1px solid #000000;overflow:hidden;padding:0px 3px 0px 3px;vertical-align:bottom;text-align:center;">20</td> </tr> <tr style="height:20px;"> <td style="border-left:1px solid #000000;overflow:hidden;padding:0px 3px 0px 3px;vertical-align:bottom;font-weight:bold;"></td> <td data-sheets-value='{"1":2,"2":"Triple-walled"}' style="overflow:hidden;padding:0px 3px 0px 3px;vertical-align:bottom;font-weight:bold;">Triple-walled</td> <td data-sheets-value='{"1":2,"2":"Clear (H/H/H)"}' style="border-right:1px solid #000000;overflow:hidden;padding:0px 3px 0px 3px;vertical-align:bottom;font-weight:bold;">Clear (H/H/H)</td> <td data-sheets-numberformat='{"1":2,"2":"0.00","3":1}' data-sheets-value='{"1":3,"3":1.7}' style="overflow:hidden;padding:0px 3px 0px 3px;vertical-align:bottom;text-align:center;">1.70</td> <td data-sheets-numberformat='{"1":2,"2":"0","3":1}' data-sheets-value='{"1":3,"3":73}' style="overflow:hidden;padding:0px 3px 0px 3px;vertical-align:bottom;text-align:center;">73</td> <td data-sheets-numberformat='{"1":2,"2":"0","3":1}' data-sheets-value='{"1":3,"3":65}' style="overflow:hidden;padding:0px 3px 0px 3px;vertical-align:bottom;text-align:center;">65</td> <td data-sheets-numberformat='{"1":2,"2":"0","3":1}' data-sheets-value='{"1":3,"3":22}' style="border-right:1px solid #000000;overflow:hidden;padding:0px 3px 0px 3px;vertical-align:bottom;text-align:center;">22</td> </tr> <tr style="height:20px;"> <td style="border-left:1px solid #000000;overflow:hidden;padding:0px 3px 0px 3px;vertical-align:bottom;font-weight:bold;"></td> <td data-sheets-value='{"1":2,"2":"Triple-walled"}' style="overflow:hidden;padding:0px 3px 0px 3px;vertical-align:bottom;font-weight:bold;">Triple-walled</td> <td data-sheets-value='{"1":2,"2":"Opal (O/H/O)"}' style="border-right:1px solid #000000;overflow:hidden;padding:0px 3px 0px 3px;vertical-align:bottom;font-weight:bold;">Opal (O/H/O)</td> <td data-sheets-numberformat='{"1":2,"2":"0.00","3":1}' data-sheets-value='{"1":3,"3":1.7}' style="overflow:hidden;padding:0px 3px 0px 3px;vertical-align:bottom;text-align:center;">1.70</td> <td data-sheets-numberformat='{"1":2,"2":"0","3":1}' data-sheets-value='{"1":3,"3":62}' style="overflow:hidden;padding:0px 3px 0px 3px;vertical-align:bottom;text-align:center;">62</td> <td data-sheets-numberformat='{"1":2,"2":"0","3":1}' data-sheets-value='{"1":3,"3":51}' style="overflow:hidden;padding:0px 3px 0px 3px;vertical-align:bottom;text-align:center;">51</td> <td data-sheets-numberformat='{"1":2,"2":"0","3":1}' data-sheets-value='{"1":3,"3":22}' style="border-right:1px solid #000000;overflow:hidden;padding:0px 3px 0px 3px;vertical-align:bottom;text-align:center;">22</td> </tr> <tr style="height:20px;"> <td style="border-left:1px solid #000000;overflow:hidden;padding:0px 3px 0px 3px;vertical-align:bottom;font-weight:bold;"></td> <td data-sheets-value='{"1":2,"2":"Four-walled"}' style="overflow:hidden;padding:0px 3px 0px 3px;vertical-align:bottom;font-weight:bold;">Four-walled</td> <td data-sheets-value='{"1":2,"2":"Clear (H/H/H/H)"}' style="border-right:1px solid #000000;overflow:hidden;padding:0px 3px 0px 3px;vertical-align:bottom;font-weight:bold;">Clear (H/H/H/H)</td> <td data-sheets-numberformat='{"1":2,"2":"0.00","3":1}' data-sheets-value='{"1":3,"3":1.28}' style="overflow:hidden;padding:0px 3px 0px 3px;vertical-align:bottom;text-align:center;">1.28</td> <td data-sheets-numberformat='{"1":2,"2":"0","3":1}' data-sheets-value='{"1":3,"3":64}' style="overflow:hidden;padding:0px 3px 0px 3px;vertical-align:bottom;text-align:center;">64</td> <td data-sheets-numberformat='{"1":2,"2":"0","3":1}' data-sheets-value='{"1":3,"3":54}' style="overflow:hidden;padding:0px 3px 0px 3px;vertical-align:bottom;text-align:center;">54</td> <td data-sheets-numberformat='{"1":2,"2":"0","3":1}' data-sheets-value='{"1":3,"3":23}' style="border-right:1px solid #000000;overflow:hidden;padding:0px 3px 0px 3px;vertical-align:bottom;text-align:center;">23</td> </tr> <tr style="height:20px;"> <td style="border-bottom:1px solid #000000;border-left:1px solid #000000;overflow:hidden;padding:0px 3px 0px 3px;vertical-align:bottom;"></td> <td data-sheets-value='{"1":2,"2":"Four-walled"}' style="border-bottom:1px solid #000000;overflow:hidden;padding:0px 3px 0px 3px;vertical-align:bottom;font-weight:bold;">Four-walled</td> <td data-sheets-value='{"1":2,"2":"Opal (H/H/O/H)"}' style="border-right:1px solid #000000;border-bottom:1px solid #000000;overflow:hidden;padding:0px 3px 0px 3px;vertical-align:bottom;font-weight:bold;">Opal (H/H/O/H)</td> <td data-sheets-numberformat='{"1":2,"2":"0.00","3":1}' data-sheets-value='{"1":3,"3":1.28}' style="border-bottom:1px solid #000000;overflow:hidden;padding:0px 3px 0px 3px;vertical-align:bottom;text-align:center;">1.28</td> <td data-sheets-numberformat='{"1":2,"2":"0","3":1}' data-sheets-value='{"1":3,"3":59}' style="border-bottom:1px solid #000000;overflow:hidden;padding:0px 3px 0px 3px;vertical-align:bottom;text-align:center;">59</td> <td data-sheets-numberformat='{"1":2,"2":"0","3":1}' data-sheets-value='{"1":3,"3":48}' style="border-bottom:1px solid #000000;overflow:hidden;padding:0px 3px 0px 3px;vertical-align:bottom;text-align:center;">48</td> <td data-sheets-numberformat='{"1":2,"2":"0","3":1}' data-sheets-value='{"1":3,"3":23}' style="border-right:1px solid #000000;border-bottom:1px solid #000000;overflow:hidden;padding:0px 3px 0px 3px;vertical-align:bottom;text-align:center;">23</td> </tr> <tr style="height:20px;"> <td data-sheets-value='{"1":2,"2":"Polycarbonate "}' style="border-left:1px solid #000000;overflow:hidden;padding:0px 3px 0px 3px;vertical-align:bottom;font-weight:bold;">Polycarbonate </td> <td data-sheets-value='{"1":2,"2":"Single-walled"}' style="overflow:hidden;padding:0px 3px 0px 3px;vertical-align:bottom;font-weight:bold;">Single-walled</td> <td data-sheets-value='{"1":2,"2":"Clear (A)"}' style="border-right:1px solid #000000;overflow:hidden;padding:0px 3px 0px 3px;vertical-align:bottom;font-weight:bold;">Clear (A)</td> <td data-sheets-numberformat='{"1":2,"2":"0.00","3":1}' data-sheets-value='{"1":3,"3":5.17}' style="overflow:hidden;padding:0px 3px 0px 3px;vertical-align:bottom;text-align:center;">5.17</td> <td data-sheets-numberformat='{"1":2,"2":"0","3":1}' data-sheets-value='{"1":3,"3":88}' style="overflow:hidden;padding:0px 3px 0px 3px;vertical-align:bottom;text-align:center;">88</td> <td data-sheets-numberformat='{"1":2,"2":"0","3":1}' data-sheets-value='{"1":3,"3":83}' style="overflow:hidden;padding:0px 3px 0px 3px;vertical-align:bottom;text-align:center;">83</td> <td data-sheets-numberformat='{"1":2,"2":"0","3":1}' data-sheets-value='{"1":2,"2":"-"}' style="border-right:1px solid #000000;overflow:hidden;padding:0px 3px 0px 3px;vertical-align:bottom;text-align:center;">-</td> </tr> <tr style="height:20px;"> <td data-sheets-value='{"1":2,"2":"PC"}' style="border-left:1px solid #000000;overflow:hidden;padding:0px 3px 0px 3px;vertical-align:bottom;font-weight:bold;">PC</td> <td data-sheets-value='{"1":2,"2":"Single-walled"}' style="overflow:hidden;padding:0px 3px 0px 3px;vertical-align:bottom;font-weight:bold;">Single-walled</td> <td data-sheets-value='{"1":2,"2":"Opal (D)"}' style="border-right:1px solid #000000;overflow:hidden;padding:0px 3px 0px 3px;vertical-align:bottom;font-weight:bold;">Opal (D)</td> <td data-sheets-numberformat='{"1":2,"2":"0.00","3":1}' data-sheets-value='{"1":3,"3":5.17}' style="overflow:hidden;padding:0px 3px 0px 3px;vertical-align:bottom;text-align:center;">5.17</td> <td data-sheets-numberformat='{"1":2,"2":"0","3":1}' data-sheets-value='{"1":3,"3":58}' style="overflow:hidden;padding:0px 3px 0px 3px;vertical-align:bottom;text-align:center;">58</td> <td data-sheets-numberformat='{"1":2,"2":"0","3":1}' data-sheets-value='{"1":3,"3":60}' style="overflow:hidden;padding:0px 3px 0px 3px;vertical-align:bottom;text-align:center;">60</td> <td data-sheets-numberformat='{"1":2,"2":"0","3":1}' data-sheets-value='{"1":2,"2":"-"}' style="border-right:1px solid #000000;overflow:hidden;padding:0px 3px 0px 3px;vertical-align:bottom;text-align:center;">-</td> </tr> <tr style="height:20px;"> <td style="border-left:1px solid #000000;overflow:hidden;padding:0px 3px 0px 3px;vertical-align:bottom;font-weight:bold;"></td> <td data-sheets-value='{"1":2,"2":"Double-walled"}' style="overflow:hidden;padding:0px 3px 0px 3px;vertical-align:bottom;font-weight:bold;">Double-walled</td> <td data-sheets-value='{"1":2,"2":"Clear (A/H)"}' style="border-right:1px solid #000000;overflow:hidden;padding:0px 3px 0px 3px;vertical-align:bottom;font-weight:bold;">Clear (A/H)</td> <td data-sheets-numberformat='{"1":2,"2":"0.00","3":1}' data-sheets-value='{"1":3,"3":2.9}' style="overflow:hidden;padding:0px 3px 0px 3px;vertical-align:bottom;text-align:center;">2.90</td> <td data-sheets-numberformat='{"1":2,"2":"0","3":1}' data-sheets-value='{"1":3,"3":79}' style="overflow:hidden;padding:0px 3px 0px 3px;vertical-align:bottom;text-align:center;">79</td> <td data-sheets-numberformat='{"1":2,"2":"0","3":1}' data-sheets-value='{"1":3,"3":72}' style="overflow:hidden;padding:0px 3px 0px 3px;vertical-align:bottom;text-align:center;">72</td> <td data-sheets-numberformat='{"1":2,"2":"0","3":1}' data-sheets-value='{"1":3,"3":20}' style="border-right:1px solid #000000;overflow:hidden;padding:0px 3px 0px 3px;vertical-align:bottom;text-align:center;">20</td> </tr> <tr style="height:20px;"> <td style="border-left:1px solid #000000;overflow:hidden;padding:0px 3px 0px 3px;vertical-align:bottom;font-weight:bold;"></td> <td data-sheets-value='{"1":2,"2":"Double-walled"}' style="overflow:hidden;padding:0px 3px 0px 3px;vertical-align:bottom;font-weight:bold;">Double-walled</td> <td data-sheets-value='{"1":2,"2":"Clear (A/A)"}' style="border-right:1px solid #000000;overflow:hidden;padding:0px 3px 0px 3px;vertical-align:bottom;font-weight:bold;">Clear (A/A)</td> <td data-sheets-numberformat='{"1":2,"2":"0.00","3":1}' data-sheets-value='{"1":3,"3":2.9}' style="overflow:hidden;padding:0px 3px 0px 3px;vertical-align:bottom;text-align:center;">2.90</td> <td data-sheets-numberformat='{"1":2,"2":"0","3":1}' data-sheets-value='{"1":3,"3":77}' style="overflow:hidden;padding:0px 3px 0px 3px;vertical-align:bottom;text-align:center;">77</td> <td data-sheets-numberformat='{"1":2,"2":"0","3":1}' data-sheets-value='{"1":3,"3":69}' style="overflow:hidden;padding:0px 3px 0px 3px;vertical-align:bottom;text-align:center;">69</td> <td data-sheets-numberformat='{"1":2,"2":"0","3":1}' data-sheets-value='{"1":3,"3":20}' style="border-right:1px solid #000000;overflow:hidden;padding:0px 3px 0px 3px;vertical-align:bottom;text-align:center;">20</td> </tr> <tr style="height:20px;"> <td style="border-left:1px solid #000000;overflow:hidden;padding:0px 3px 0px 3px;vertical-align:bottom;font-weight:bold;"></td> <td data-sheets-value='{"1":2,"2":"Double-walled"}' style="overflow:hidden;padding:0px 3px 0px 3px;vertical-align:bottom;font-weight:bold;">Double-walled</td> <td data-sheets-value='{"1":2,"2":"Opal (A/O)"}' style="border-right:1px solid #000000;overflow:hidden;padding:0px 3px 0px 3px;vertical-align:bottom;font-weight:bold;">Opal (A/O)</td> <td data-sheets-numberformat='{"1":2,"2":"0.00","3":1}' data-sheets-value='{"1":3,"3":2.9}' style="overflow:hidden;padding:0px 3px 0px 3px;vertical-align:bottom;text-align:center;">2.90</td> <td data-sheets-numberformat='{"1":2,"2":"0","3":1}' data-sheets-value='{"1":3,"3":73}' style="overflow:hidden;padding:0px 3px 0px 3px;vertical-align:bottom;text-align:center;">73</td> <td data-sheets-numberformat='{"1":2,"2":"0","3":1}' data-sheets-value='{"1":3,"3":63}' style="overflow:hidden;padding:0px 3px 0px 3px;vertical-align:bottom;text-align:center;">63</td> <td data-sheets-numberformat='{"1":2,"2":"0","3":1}' data-sheets-value='{"1":3,"3":20}' style="border-right:1px solid #000000;overflow:hidden;padding:0px 3px 0px 3px;vertical-align:bottom;text-align:center;">20</td> </tr> <tr style="height:20px;"> <td style="border-left:1px solid #000000;overflow:hidden;padding:0px 3px 0px 3px;vertical-align:bottom;font-weight:bold;"></td> <td data-sheets-value='{"1":2,"2":"Double-walled"}' style="overflow:hidden;padding:0px 3px 0px 3px;vertical-align:bottom;font-weight:bold;">Double-walled</td> <td data-sheets-value='{"1":2,"2":"Opal (A/D)"}' style="border-right:1px solid #000000;overflow:hidden;padding:0px 3px 0px 3px;vertical-align:bottom;font-weight:bold;">Opal (A/D)</td> <td data-sheets-numberformat='{"1":2,"2":"0.00","3":1}' data-sheets-value='{"1":3,"3":2.9}' style="overflow:hidden;padding:0px 3px 0px 3px;vertical-align:bottom;text-align:center;">2.90</td> <td data-sheets-numberformat='{"1":2,"2":"0","3":1}' data-sheets-value='{"1":3,"3":51}' style="overflow:hidden;padding:0px 3px 0px 3px;vertical-align:bottom;text-align:center;">51</td> <td data-sheets-numberformat='{"1":2,"2":"0","3":1}' data-sheets-value='{"1":3,"3":50}' style="overflow:hidden;padding:0px 3px 0px 3px;vertical-align:bottom;text-align:center;">50</td> <td data-sheets-numberformat='{"1":2,"2":"0","3":1}' data-sheets-value='{"1":3,"3":20}' style="border-right:1px solid #000000;overflow:hidden;padding:0px 3px 0px 3px;vertical-align:bottom;text-align:center;">20</td> </tr> <tr style="height:20px;"> <td style="border-left:1px solid #000000;overflow:hidden;padding:0px 3px 0px 3px;vertical-align:bottom;font-weight:bold;"></td> <td data-sheets-value='{"1":2,"2":"Triple-walled"}' style="overflow:hidden;padding:0px 3px 0px 3px;vertical-align:bottom;font-weight:bold;">Triple-walled</td> <td data-sheets-value='{"1":2,"2":"Clear (A/H/H)"}' style="border-right:1px solid #000000;overflow:hidden;padding:0px 3px 0px 3px;vertical-align:bottom;font-weight:bold;">Clear (A/H/H)</td> <td data-sheets-numberformat='{"1":2,"2":"0.00","3":1}' data-sheets-value='{"1":3,"3":1.7}' style="overflow:hidden;padding:0px 3px 0px 3px;vertical-align:bottom;text-align:center;">1.70</td> <td data-sheets-numberformat='{"1":2,"2":"0","3":1}' data-sheets-value='{"1":3,"3":71}' style="overflow:hidden;padding:0px 3px 0px 3px;vertical-align:bottom;text-align:center;">71</td> <td data-sheets-numberformat='{"1":2,"2":"0","3":1}' data-sheets-value='{"1":3,"3":63}' style="overflow:hidden;padding:0px 3px 0px 3px;vertical-align:bottom;text-align:center;">63</td> <td data-sheets-numberformat='{"1":2,"2":"0","3":1}' data-sheets-value='{"1":3,"3":22}' style="border-right:1px solid #000000;overflow:hidden;padding:0px 3px 0px 3px;vertical-align:bottom;text-align:center;">22</td> </tr> <tr style="height:20px;"> <td style="border-left:1px solid #000000;overflow:hidden;padding:0px 3px 0px 3px;vertical-align:bottom;font-weight:bold;"></td> <td data-sheets-value='{"1":2,"2":"Triple-walled"}' style="overflow:hidden;padding:0px 3px 0px 3px;vertical-align:bottom;font-weight:bold;">Triple-walled</td> <td data-sheets-value='{"1":2,"2":"Opal (A/O/O)"}' style="border-right:1px solid #000000;overflow:hidden;padding:0px 3px 0px 3px;vertical-align:bottom;font-weight:bold;">Opal (A/O/O)</td> <td data-sheets-numberformat='{"1":2,"2":"0.00","3":1}' data-sheets-value='{"1":3,"3":1.7}' style="overflow:hidden;padding:0px 3px 0px 3px;vertical-align:bottom;text-align:center;">1.70</td> <td data-sheets-numberformat='{"1":2,"2":"0","3":1}' data-sheets-value='{"1":3,"3":61}' style="overflow:hidden;padding:0px 3px 0px 3px;vertical-align:bottom;text-align:center;">61</td> <td data-sheets-numberformat='{"1":2,"2":"0","3":1}' data-sheets-value='{"1":3,"3":48}' style="overflow:hidden;padding:0px 3px 0px 3px;vertical-align:bottom;text-align:center;">48</td> <td data-sheets-numberformat='{"1":2,"2":"0","3":1}' data-sheets-value='{"1":3,"3":22}' style="border-right:1px solid #000000;overflow:hidden;padding:0px 3px 0px 3px;vertical-align:bottom;text-align:center;">22</td> </tr> <tr style="height:20px;"> <td style="border-left:1px solid #000000;overflow:hidden;padding:0px 3px 0px 3px;vertical-align:bottom;font-weight:bold;"></td> <td data-sheets-value='{"1":2,"2":"Four-walled"}' style="overflow:hidden;padding:0px 3px 0px 3px;vertical-align:bottom;font-weight:bold;">Four-walled</td> <td data-sheets-value='{"1":2,"2":"Clear (A/H/H/H)"}' style="border-right:1px solid #000000;overflow:hidden;padding:0px 3px 0px 3px;vertical-align:bottom;font-weight:bold;">Clear (A/H/H/H)</td> <td data-sheets-numberformat='{"1":2,"2":"0.00","3":1}' data-sheets-value='{"1":3,"3":1.28}' style="overflow:hidden;padding:0px 3px 0px 3px;vertical-align:bottom;text-align:center;">1.28</td> <td data-sheets-numberformat='{"1":2,"2":"0","3":1}' data-sheets-value='{"1":3,"3":64}' style="overflow:hidden;padding:0px 3px 0px 3px;vertical-align:bottom;text-align:center;">64</td> <td data-sheets-numberformat='{"1":2,"2":"0","3":1}' data-sheets-value='{"1":3,"3":52}' style="overflow:hidden;padding:0px 3px 0px 3px;vertical-align:bottom;text-align:center;">52</td> <td data-sheets-numberformat='{"1":2,"2":"0","3":1}' data-sheets-value='{"1":3,"3":23}' style="border-right:1px solid #000000;overflow:hidden;padding:0px 3px 0px 3px;vertical-align:bottom;text-align:center;">23</td> </tr> <tr style="height:20px;"> <td style="border-bottom:1px solid #000000;border-left:1px solid #000000;overflow:hidden;padding:0px 3px 0px 3px;vertical-align:bottom;"></td> <td data-sheets-value='{"1":2,"2":"Four-walled"}' style="border-bottom:1px solid #000000;overflow:hidden;padding:0px 3px 0px 3px;vertical-align:bottom;font-weight:bold;">Four-walled</td> <td data-sheets-value='{"1":2,"2":"Opal (A/H/O/H)"}' style="border-right:1px solid #000000;border-bottom:1px solid #000000;overflow:hidden;padding:0px 3px 0px 3px;vertical-align:bottom;font-weight:bold;">Opal (A/H/O/H)</td> <td data-sheets-numberformat='{"1":2,"2":"0.00","3":1}' data-sheets-value='{"1":3,"3":1.28}' style="border-bottom:1px solid #000000;overflow:hidden;padding:0px 3px 0px 3px;vertical-align:bottom;text-align:center;">1.28</td> <td data-sheets-numberformat='{"1":2,"2":"0","3":1}' data-sheets-value='{"1":3,"3":59}' style="border-bottom:1px solid #000000;overflow:hidden;padding:0px 3px 0px 3px;vertical-align:bottom;text-align:center;">59</td> <td data-sheets-numberformat='{"1":2,"2":"0","3":1}' data-sheets-value='{"1":3,"3":46}' style="border-bottom:1px solid #000000;overflow:hidden;padding:0px 3px 0px 3px;vertical-align:bottom;text-align:center;">46</td> <td data-sheets-numberformat='{"1":2,"2":"0","3":1}' data-sheets-value='{"1":3,"3":23}' style="border-right:1px solid #000000;border-bottom:1px solid #000000;overflow:hidden;padding:0px 3px 0px 3px;vertical-align:bottom;text-align:center;">23</td> </tr> <tr style="height:20px;"> <td data-sheets-value='{"1":2,"2":"Polycarbonate"}' style="border-left:1px solid #000000;overflow:hidden;padding:0px 3px 0px 3px;vertical-align:bottom;font-weight:bold;">Polycarbonate</td> <td data-sheets-value='{"1":2,"2":"Single-walled"}' style="overflow:hidden;padding:0px 3px 0px 3px;vertical-align:bottom;font-weight:bold;">Single-walled</td> <td data-sheets-value='{"1":2,"2":"Heatstop Opal (T)"}' style="border-right:1px solid #000000;overflow:hidden;padding:0px 3px 0px 3px;vertical-align:bottom;font-weight:bold;">Heatstop Opal (T)</td> <td data-sheets-numberformat='{"1":2,"2":"0.00","3":1}' data-sheets-value='{"1":3,"3":5.17}' style="overflow:hidden;padding:0px 3px 0px 3px;vertical-align:bottom;text-align:center;">5.17</td> <td data-sheets-numberformat='{"1":2,"2":"0","3":1}' data-sheets-value='{"1":3,"3":49}' style="overflow:hidden;padding:0px 3px 0px 3px;vertical-align:bottom;text-align:center;">49</td> <td data-sheets-numberformat='{"1":2,"2":"0","3":1}' data-sheets-value='{"1":3,"3":59}' style="overflow:hidden;padding:0px 3px 0px 3px;vertical-align:bottom;text-align:center;">59</td> <td data-sheets-numberformat='{"1":2,"2":"0","3":1}' data-sheets-value='{"1":2,"2":"-"}' style="border-right:1px solid #000000;overflow:hidden;padding:0px 3px 0px 3px;vertical-align:bottom;text-align:center;">-</td> </tr> <tr style="height:20px;"> <td data-sheets-value='{"1":2,"2":"Heatstop PC"}' style="border-left:1px solid #000000;overflow:hidden;padding:0px 3px 0px 3px;vertical-align:bottom;font-weight:bold;">Heatstop PC</td> <td data-sheets-value='{"1":2,"2":"Double-walled"}' style="overflow:hidden;padding:0px 3px 0px 3px;vertical-align:bottom;font-weight:bold;">Double-walled</td> <td data-sheets-value='{"1":2,"2":"Clear (T/H)"}' style="border-right:1px solid #000000;overflow:hidden;padding:0px 3px 0px 3px;vertical-align:bottom;font-weight:bold;">Clear (T/H)</td> <td data-sheets-numberformat='{"1":2,"2":"0.00","3":1}' data-sheets-value='{"1":3,"3":2.9}' style="overflow:hidden;padding:0px 3px 0px 3px;vertical-align:bottom;text-align:center;">2.90</td> <td data-sheets-numberformat='{"1":2,"2":"0","3":1}' data-sheets-value='{"1":3,"3":44}' style="overflow:hidden;padding:0px 3px 0px 3px;vertical-align:bottom;text-align:center;">44</td> <td data-sheets-numberformat='{"1":2,"2":"0","3":1}' data-sheets-value='{"1":3,"3":51}' style="overflow:hidden;padding:0px 3px 0px 3px;vertical-align:bottom;text-align:center;">51</td> <td data-sheets-numberformat='{"1":2,"2":"0","3":1}' data-sheets-value='{"1":3,"3":20}' style="border-right:1px solid #000000;overflow:hidden;padding:0px 3px 0px 3px;vertical-align:bottom;text-align:center;">20</td> </tr> <tr style="height:20px;"> <td style="border-left:1px solid #000000;overflow:hidden;padding:0px 3px 0px 3px;vertical-align:bottom;font-weight:bold;"></td> <td data-sheets-value='{"1":2,"2":"Double-walled"}' style="overflow:hidden;padding:0px 3px 0px 3px;vertical-align:bottom;font-weight:bold;">Double-walled</td> <td data-sheets-value='{"1":2,"2":"Opal (T/O)"}' style="border-right:1px solid #000000;overflow:hidden;padding:0px 3px 0px 3px;vertical-align:bottom;font-weight:bold;">Opal (T/O)</td> <td data-sheets-numberformat='{"1":2,"2":"0.00","3":1}' data-sheets-value='{"1":3,"3":2.9}' style="overflow:hidden;padding:0px 3px 0px 3px;vertical-align:bottom;text-align:center;">2.90</td> <td data-sheets-numberformat='{"1":2,"2":"0","3":1}' data-sheets-value='{"1":3,"3":41}' style="overflow:hidden;padding:0px 3px 0px 3px;vertical-align:bottom;text-align:center;">41</td> <td data-sheets-numberformat='{"1":2,"2":"0","3":1}' data-sheets-value='{"1":3,"3":45}' style="overflow:hidden;padding:0px 3px 0px 3px;vertical-align:bottom;text-align:center;">45</td> <td data-sheets-numberformat='{"1":2,"2":"0","3":1}' data-sheets-value='{"1":3,"3":20}' style="border-right:1px solid #000000;overflow:hidden;padding:0px 3px 0px 3px;vertical-align:bottom;text-align:center;">20</td> </tr> <tr style="height:20px;"> <td style="border-left:1px solid #000000;overflow:hidden;padding:0px 3px 0px 3px;vertical-align:bottom;font-weight:bold;"></td> <td data-sheets-value='{"1":2,"2":"Triple-walled"}' style="overflow:hidden; | skylux-160-ce-met-koepel-en-pvc-opstand-16-00-met-lm-motor-en-windvang-1100-x-2300-mm | 8586028876109 | 46872343707981
Smoke and heat exhaust (SHEV) | SHE system | Skylux | Skylux 160° CE with skylight and PVC curb 16/00 with LM-actuator and spoiler 1200 x 1200 mm |  | 28557 | 5412970285571 | 4088.6 | Yes | 30-45 | 60.32 | 1200 x 1200 mm | 1200 | 1200 |  | PVC 16/00 (16 cm high & roof opening = daylight size) | Square | 5.17 W/m²K - 1.28 W/m²K | 87% - 32% | 90% - 32% | 20dB - 23dB | 160° CE (for industry) | skylight | with spoiler | E | Single actuator | Maximum four-walled skylight possible for this product | Ut-value LT-value g-value Rw-value EN 1873 : 2014 EN ISO 13468 EN 16153 EN 410 EN 410 EN ISO 140-3 Material Walls Shells (W/m²K) (%) (%) (dB) Acrylic Single-walled Clear (H) 5.17 90 87 - PMMA Single-walled Opal (O) 5.17 83 76 - Double-walled Clear (H/H) 2.90 81 75 20 Double-walled Opal (O/O) 2.90 69 58 20 Triple-walled Clear (H/H/H) 1.70 73 65 22 Triple-walled Opal (O/H/O) 1.70 62 51 22 Four-walled Clear (H/H/H/H) 1.28 64 54 23 Four-walled Opal (H/H/O/H) 1.28 59 48 23 Polycarbonate Single-walled Clear (A) 5.17 88 83 - PC Single-walled Opal (D) 5.17 58 60 - Double-walled Clear (A/H) 2.90 79 72 20 Double-walled Clear (A/A) 2.90 77 69 20 Double-walled Opal (A/O) 2.90 73 63 20 Double-walled Opal (A/D) 2.90 51 50 20 Triple-walled Clear (A/H/H) 1.70 71 63 22 Triple-walled Opal (A/O/O) 1.70 61 48 22 Four-walled Clear (A/H/H/H) 1.28 64 52 23 Four-walled Opal (A/H/O/H) 1.28 59 46 23 Polycarbonate Single-walled Heatstop Opal (T) 5.17 49 59 - Heatstop PC Double-walled Clear (T/H) 2.90 44 51 20 Double-walled Opal (T/O) 2.90 41 45 20 Triple-walled Clear (T/H/H) 1.70 40 <td data-sheets-numberformat='{"1":2,"2":"0","3":1}' data-sheets-value='{"1":3,"3":44}' style="overflow:hidden;paddin | https://skylux.eu/en/products/skylux-160-ce-met-koepel-en-pvc-opstand-16-00-met-lm-motor-en-windvang-1200-x-1200-mm | https://skylux.eu/cdn/shop/files/Skylux-160deg-CE-met-koepel-en-pvc-opstand-1600-met-LM-motor-en-windvang-1200-x-1200-mm-RWA-systeem.jpg?v=1702980234&width=1600 | https://skylux.eu/cdn/shop/files/e5a82811-1bb0-48e4-a776-cacb59c7c092_ca2d48b7-66b5-4697-a182-cbf4d52ae17b.jpg?v=1688551081&width=1600 | //skylux.eu/cdn/shop/files/E_MH_Mounting_instructions_Skylux_160_CE_LM.pdf?v=12406716259046007223 | //skylux.eu/cdn/shop/files/E_TD_Technical_File_Skylux_Skylux_160_CE_Electric.pdf?v=3667116872303399239 | <style type="text/css" id="isPasted"> <!--td { border: 1px solid #cccccc; } br { mso-data-placement: same-cell; } --> </style> <table border="1" cellpadding="0" cellspacing="0" dir="ltr" style="table-layout:fixed;font-size:10pt;font-family:Arial;border-collapse:collapse;border:none;"><tbody> <tr style="height:20px;"> <td style="overflow:hidden;padding:0px 3px 0px 3px;vertical-align:bottom;"></td> <td style="overflow:hidden;padding:0px 3px 0px 3px;vertical-align:bottom;"></td> <td style="overflow:hidden;padding:0px 3px 0px 3px;vertical-align:bottom;"></td> <td data-sheets-value='{"1":2,"2":"Ut-value"}' style="overflow:hidden;padding:0px 3px 0px 3px;vertical-align:bottom;font-weight:bold;text-align:center;">Ut-value</td> <td data-sheets-value='{"1":2,"2":"LT-value"}' style="overflow:hidden;padding:0px 3px 0px 3px;vertical-align:bottom;font-weight:bold;text-align:center;">LT-value</td> <td data-sheets-value='{"1":2,"2":"g-value"}' style="overflow:hidden;padding:0px 3px 0px 3px;vertical-align:bottom;font-weight:bold;text-align:center;">g-value</td> <td data-sheets-value='{"1":2,"2":"Rw-value "}' style="overflow:hidden;padding:0px 3px 0px 3px;vertical-align:bottom;font-weight:bold;text-align:center;">Rw-value </td> </tr> <tr style="height:20px;"> <td style="overflow:hidden;padding:0px 3px 0px 3px;vertical-align:bottom;"></td> <td style="overflow:hidden;padding:0px 3px 0px 3px;vertical-align:bottom;"></td> <td style="overflow:hidden;padding:0px 3px 0px 3px;vertical-align:bottom;"></td> <td data-sheets-numberformat='{"1":2,"2":"0.00","3":1}' data-sheets-value='{"1":2,"2":"EN 1873 : 2014"}' style="overflow:hidden;padding:0px 3px 0px 3px;vertical-align:bottom;text-align:center;">EN 1873 : 2014</td> <td data-sheets-numberformat='{"1":2,"2":"0","3":1}' data-sheets-value='{"1":2,"2":"EN ISO 13468 EN 16153 EN 410"}' style="overflow:hidden;padding:0px 3px 0px 3px;vertical-align:bottom;text-align:center;">EN ISO 13468 EN 16153 EN 410</td> <td data-sheets-numberformat='{"1":2,"2":"0","3":1}' data-sheets-value='{"1":2,"2":"EN 410"}' style="overflow:hidden;padding:0px 3px 0px 3px;vertical-align:bottom;text-align:center;">EN 410</td> <td data-sheets-value='{"1":2,"2":"EN ISO 140-3\t\t"}' style="overflow:hidden;padding:0px 3px 0px 3px;vertical-align:bottom;text-align:center;">EN ISO 140-3 </td> </tr> <tr style="height:20px;"> <td data-sheets-value='{"1":2,"2":"Material"}' style="border-bottom:1px solid #000000;overflow:hidden;padding:0px 3px 0px 3px;vertical-align:bottom;background-color:#000000;font-weight:bold;color:#ffffff;">Material</td> <td data-sheets-value='{"1":2,"2":"Walls"}' style="border-bottom:1px solid #000000;overflow:hidden;padding:0px 3px 0px 3px;vertical-align:bottom;background-color:#000000;font-weight:bold;color:#ffffff;">Walls</td> <td data-sheets-value='{"1":2,"2":"Shells"}' style="border-bottom:1px solid #000000;overflow:hidden;padding:0px 3px 0px 3px;vertical-align:bottom;background-color:#000000;font-weight:bold;color:#ffffff;">Shells</td> <td data-sheets-numberformat='{"1":2,"2":"0.00","3":1}' data-sheets-value='{"1":2,"2":"(W/m²K)\t"}' style="border-bottom:1px solid #000000;overflow:hidden;padding:0px 3px 0px 3px;vertical-align:bottom;background-color:#000000;font-weight:bold;color:#ffffff;text-align:center;">(W/m²K) </td> <td data-sheets-numberformat='{"1":2,"2":"0","3":1}' data-sheets-value='{"1":2,"2":"(%)"}' style="border-bottom:1px solid #000000;overflow:hidden;padding:0px 3px 0px 3px;vertical-align:bottom;background-color:#000000;font-weight:bold;color:#ffffff;text-align:center;">(%)</td> <td data-sheets-numberformat='{"1":2,"2":"0","3":1}' data-sheets-value='{"1":2,"2":"(%)"}' style="border-bottom:1px solid #000000;overflow:hidden;padding:0px 3px 0px 3px;vertical-align:bottom;background-color:#000000;font-weight:bold;color:#ffffff;text-align:center;">(%)</td> <td data-sheets-value='{"1":2,"2":"(dB)"}' style="border-bottom:1px solid #000000;overflow:hidden;padding:0px 3px 0px 3px;vertical-align:bottom;background-color:#000000;font-weight:bold;color:#ffffff;text-align:center;">(dB)</td> </tr> <tr style="height:20px;"> <td data-sheets-value='{"1":2,"2":"Acrylic"}' style="border-left:1px solid #000000;overflow:hidden;padding:0px 3px 0px 3px;vertical-align:bottom;font-weight:bold;">Acrylic</td> <td data-sheets-value='{"1":2,"2":"Single-walled"}' style="overflow:hidden;padding:0px 3px 0px 3px;vertical-align:bottom;font-weight:bold;">Single-walled</td> <td data-sheets-value='{"1":2,"2":"Clear (H)"}' style="border-right:1px solid #000000;overflow:hidden;padding:0px 3px 0px 3px;vertical-align:bottom;font-weight:bold;">Clear (H)</td> <td data-sheets-numberformat='{"1":2,"2":"0.00","3":1}' data-sheets-value='{"1":3,"3":5.17}' style="overflow:hidden;padding:0px 3px 0px 3px;vertical-align:bottom;text-align:center;">5.17</td> <td data-sheets-numberformat='{"1":2,"2":"0","3":1}' data-sheets-value='{"1":3,"3":90}' style="overflow:hidden;padding:0px 3px 0px 3px;vertical-align:bottom;text-align:center;">90</td> <td data-sheets-numberformat='{"1":2,"2":"0","3":1}' data-sheets-value='{"1":3,"3":87}' style="overflow:hidden;padding:0px 3px 0px 3px;vertical-align:bottom;text-align:center;">87</td> <td data-sheets-numberformat='{"1":2,"2":"0","3":1}' data-sheets-value='{"1":2,"2":"-"}' style="border-right:1px solid #000000;overflow:hidden;padding:0px 3px 0px 3px;vertical-align:bottom;text-align:center;">-</td> </tr> <tr style="height:20px;"> <td data-sheets-value='{"1":2,"2":"PMMA"}' style="border-left:1px solid #000000;overflow:hidden;padding:0px 3px 0px 3px;vertical-align:bottom;font-weight:bold;">PMMA</td> <td data-sheets-value='{"1":2,"2":"Single-walled"}' style="overflow:hidden;padding:0px 3px 0px 3px;vertical-align:bottom;font-weight:bold;">Single-walled</td> <td data-sheets-value='{"1":2,"2":"Opal (O)"}' style="border-right:1px solid #000000;overflow:hidden;padding:0px 3px 0px 3px;vertical-align:bottom;font-weight:bold;">Opal (O)</td> <td data-sheets-numberformat='{"1":2,"2":"0.00","3":1}' data-sheets-value='{"1":3,"3":5.17}' style="overflow:hidden;padding:0px 3px 0px 3px;vertical-align:bottom;text-align:center;">5.17</td> <td data-sheets-numberformat='{"1":2,"2":"0","3":1}' data-sheets-value='{"1":3,"3":83}' style="overflow:hidden;padding:0px 3px 0px 3px;vertical-align:bottom;text-align:center;">83</td> <td data-sheets-numberformat='{"1":2,"2":"0","3":1}' data-sheets-value='{"1":3,"3":76}' style="overflow:hidden;padding:0px 3px 0px 3px;vertical-align:bottom;text-align:center;">76</td> <td data-sheets-numberformat='{"1":2,"2":"0","3":1}' data-sheets-value='{"1":2,"2":"-"}' style="border-right:1px solid #000000;overflow:hidden;padding:0px 3px 0px 3px;vertical-align:bottom;text-align:center;">-</td> </tr> <tr style="height:20px;"> <td style="border-left:1px solid #000000;overflow:hidden;padding:0px 3px 0px 3px;vertical-align:bottom;font-weight:bold;"></td> <td data-sheets-value='{"1":2,"2":"Double-walled"}' style="overflow:hidden;padding:0px 3px 0px 3px;vertical-align:bottom;font-weight:bold;">Double-walled</td> <td data-sheets-value='{"1":2,"2":"Clear (H/H)"}' style="border-right:1px solid #000000;overflow:hidden;padding:0px 3px 0px 3px;vertical-align:bottom;font-weight:bold;">Clear (H/H)</td> <td data-sheets-numberformat='{"1":2,"2":"0.00","3":1}' data-sheets-value='{"1":3,"3":2.9}' style="overflow:hidden;padding:0px 3px 0px 3px;vertical-align:bottom;text-align:center;">2.90</td> <td data-sheets-numberformat='{"1":2,"2":"0","3":1}' data-sheets-value='{"1":3,"3":81}' style="overflow:hidden;padding:0px 3px 0px 3px;vertical-align:bottom;text-align:center;">81</td> <td data-sheets-numberformat='{"1":2,"2":"0","3":1}' data-sheets-value='{"1":3,"3":75}' style="overflow:hidden;padding:0px 3px 0px 3px;vertical-align:bottom;text-align:center;">75</td> <td data-sheets-numberformat='{"1":2,"2":"0","3":1}' data-sheets-value='{"1":3,"3":20}' style="border-right:1px solid #000000;overflow:hidden;padding:0px 3px 0px 3px;vertical-align:bottom;text-align:center;">20</td> </tr> <tr style="height:20px;"> <td style="border-left:1px solid #000000;overflow:hidden;padding:0px 3px 0px 3px;vertical-align:bottom;font-weight:bold;"></td> <td data-sheets-value='{"1":2,"2":"Double-walled"}' style="overflow:hidden;padding:0px 3px 0px 3px;vertical-align:bottom;font-weight:bold;">Double-walled</td> <td data-sheets-value='{"1":2,"2":"Opal (O/O)"}' style="border-right:1px solid #000000;overflow:hidden;padding:0px 3px 0px 3px;vertical-align:bottom;font-weight:bold;">Opal (O/O)</td> <td data-sheets-numberformat='{"1":2,"2":"0.00","3":1}' data-sheets-value='{"1":3,"3":2.9}' style="overflow:hidden;padding:0px 3px 0px 3px;vertical-align:bottom;text-align:center;">2.90</td> <td data-sheets-numberformat='{"1":2,"2":"0","3":1}' data-sheets-value='{"1":3,"3":69}' style="overflow:hidden;padding:0px 3px 0px 3px;vertical-align:bottom;text-align:center;">69</td> <td data-sheets-numberformat='{"1":2,"2":"0","3":1}' data-sheets-value='{"1":3,"3":58}' style="overflow:hidden;padding:0px 3px 0px 3px;vertical-align:bottom;text-align:center;">58</td> <td data-sheets-numberformat='{"1":2,"2":"0","3":1}' data-sheets-value='{"1":3,"3":20}' style="border-right:1px solid #000000;overflow:hidden;padding:0px 3px 0px 3px;vertical-align:bottom;text-align:center;">20</td> </tr> <tr style="height:20px;"> <td style="border-left:1px solid #000000;overflow:hidden;padding:0px 3px 0px 3px;vertical-align:bottom;font-weight:bold;"></td> <td data-sheets-value='{"1":2,"2":"Triple-walled"}' style="overflow:hidden;padding:0px 3px 0px 3px;vertical-align:bottom;font-weight:bold;">Triple-walled</td> <td data-sheets-value='{"1":2,"2":"Clear (H/H/H)"}' style="border-right:1px solid #000000;overflow:hidden;padding:0px 3px 0px 3px;vertical-align:bottom;font-weight:bold;">Clear (H/H/H)</td> <td data-sheets-numberformat='{"1":2,"2":"0.00","3":1}' data-sheets-value='{"1":3,"3":1.7}' style="overflow:hidden;padding:0px 3px 0px 3px;vertical-align:bottom;text-align:center;">1.70</td> <td data-sheets-numberformat='{"1":2,"2":"0","3":1}' data-sheets-value='{"1":3,"3":73}' style="overflow:hidden;padding:0px 3px 0px 3px;vertical-align:bottom;text-align:center;">73</td> <td data-sheets-numberformat='{"1":2,"2":"0","3":1}' data-sheets-value='{"1":3,"3":65}' style="overflow:hidden;padding:0px 3px 0px 3px;vertical-align:bottom;text-align:center;">65</td> <td data-sheets-numberformat='{"1":2,"2":"0","3":1}' data-sheets-value='{"1":3,"3":22}' style="border-right:1px solid #000000;overflow:hidden;padding:0px 3px 0px 3px;vertical-align:bottom;text-align:center;">22</td> </tr> <tr style="height:20px;"> <td style="border-left:1px solid #000000;overflow:hidden;padding:0px 3px 0px 3px;vertical-align:bottom;font-weight:bold;"></td> <td data-sheets-value='{"1":2,"2":"Triple-walled"}' style="overflow:hidden;padding:0px 3px 0px 3px;vertical-align:bottom;font-weight:bold;">Triple-walled</td> <td data-sheets-value='{"1":2,"2":"Opal (O/H/O)"}' style="border-right:1px solid #000000;overflow:hidden;padding:0px 3px 0px 3px;vertical-align:bottom;font-weight:bold;">Opal (O/H/O)</td> <td data-sheets-numberformat='{"1":2,"2":"0.00","3":1}' data-sheets-value='{"1":3,"3":1.7}' style="overflow:hidden;padding:0px 3px 0px 3px;vertical-align:bottom;text-align:center;">1.70</td> <td data-sheets-numberformat='{"1":2,"2":"0","3":1}' data-sheets-value='{"1":3,"3":62}' style="overflow:hidden;padding:0px 3px 0px 3px;vertical-align:bottom;text-align:center;">62</td> <td data-sheets-numberformat='{"1":2,"2":"0","3":1}' data-sheets-value='{"1":3,"3":51}' style="overflow:hidden;padding:0px 3px 0px 3px;vertical-align:bottom;text-align:center;">51</td> <td data-sheets-numberformat='{"1":2,"2":"0","3":1}' data-sheets-value='{"1":3,"3":22}' style="border-right:1px solid #000000;overflow:hidden;padding:0px 3px 0px 3px;vertical-align:bottom;text-align:center;">22</td> </tr> <tr style="height:20px;"> <td style="border-left:1px solid #000000;overflow:hidden;padding:0px 3px 0px 3px;vertical-align:bottom;font-weight:bold;"></td> <td data-sheets-value='{"1":2,"2":"Four-walled"}' style="overflow:hidden;padding:0px 3px 0px 3px;vertical-align:bottom;font-weight:bold;">Four-walled</td> <td data-sheets-value='{"1":2,"2":"Clear (H/H/H/H)"}' style="border-right:1px solid #000000;overflow:hidden;padding:0px 3px 0px 3px;vertical-align:bottom;font-weight:bold;">Clear (H/H/H/H)</td> <td data-sheets-numberformat='{"1":2,"2":"0.00","3":1}' data-sheets-value='{"1":3,"3":1.28}' style="overflow:hidden;padding:0px 3px 0px 3px;vertical-align:bottom;text-align:center;">1.28</td> <td data-sheets-numberformat='{"1":2,"2":"0","3":1}' data-sheets-value='{"1":3,"3":64}' style="overflow:hidden;padding:0px 3px 0px 3px;vertical-align:bottom;text-align:center;">64</td> <td data-sheets-numberformat='{"1":2,"2":"0","3":1}' data-sheets-value='{"1":3,"3":54}' style="overflow:hidden;padding:0px 3px 0px 3px;vertical-align:bottom;text-align:center;">54</td> <td data-sheets-numberformat='{"1":2,"2":"0","3":1}' data-sheets-value='{"1":3,"3":23}' style="border-right:1px solid #000000;overflow:hidden;padding:0px 3px 0px 3px;vertical-align:bottom;text-align:center;">23</td> </tr> <tr style="height:20px;"> <td style="border-bottom:1px solid #000000;border-left:1px solid #000000;overflow:hidden;padding:0px 3px 0px 3px;vertical-align:bottom;"></td> <td data-sheets-value='{"1":2,"2":"Four-walled"}' style="border-bottom:1px solid #000000;overflow:hidden;padding:0px 3px 0px 3px;vertical-align:bottom;font-weight:bold;">Four-walled</td> <td data-sheets-value='{"1":2,"2":"Opal (H/H/O/H)"}' style="border-right:1px solid #000000;border-bottom:1px solid #000000;overflow:hidden;padding:0px 3px 0px 3px;vertical-align:bottom;font-weight:bold;">Opal (H/H/O/H)</td> <td data-sheets-numberformat='{"1":2,"2":"0.00","3":1}' data-sheets-value='{"1":3,"3":1.28}' style="border-bottom:1px solid #000000;overflow:hidden;padding:0px 3px 0px 3px;vertical-align:bottom;text-align:center;">1.28</td> <td data-sheets-numberformat='{"1":2,"2":"0","3":1}' data-sheets-value='{"1":3,"3":59}' style="border-bottom:1px solid #000000;overflow:hidden;padding:0px 3px 0px 3px;vertical-align:bottom;text-align:center;">59</td> <td data-sheets-numberformat='{"1":2,"2":"0","3":1}' data-sheets-value='{"1":3,"3":48}' style="border-bottom:1px solid #000000;overflow:hidden;padding:0px 3px 0px 3px;vertical-align:bottom;text-align:center;">48</td> <td data-sheets-numberformat='{"1":2,"2":"0","3":1}' data-sheets-value='{"1":3,"3":23}' style="border-right:1px solid #000000;border-bottom:1px solid #000000;overflow:hidden;padding:0px 3px 0px 3px;vertical-align:bottom;text-align:center;">23</td> </tr> <tr style="height:20px;"> <td data-sheets-value='{"1":2,"2":"Polycarbonate "}' style="border-left:1px solid #000000;overflow:hidden;padding:0px 3px 0px 3px;vertical-align:bottom;font-weight:bold;">Polycarbonate </td> <td data-sheets-value='{"1":2,"2":"Single-walled"}' style="overflow:hidden;padding:0px 3px 0px 3px;vertical-align:bottom;font-weight:bold;">Single-walled</td> <td data-sheets-value='{"1":2,"2":"Clear (A)"}' style="border-right:1px solid #000000;overflow:hidden;padding:0px 3px 0px 3px;vertical-align:bottom;font-weight:bold;">Clear (A)</td> <td data-sheets-numberformat='{"1":2,"2":"0.00","3":1}' data-sheets-value='{"1":3,"3":5.17}' style="overflow:hidden;padding:0px 3px 0px 3px;vertical-align:bottom;text-align:center;">5.17</td> <td data-sheets-numberformat='{"1":2,"2":"0","3":1}' data-sheets-value='{"1":3,"3":88}' style="overflow:hidden;padding:0px 3px 0px 3px;vertical-align:bottom;text-align:center;">88</td> <td data-sheets-numberformat='{"1":2,"2":"0","3":1}' data-sheets-value='{"1":3,"3":83}' style="overflow:hidden;padding:0px 3px 0px 3px;vertical-align:bottom;text-align:center;">83</td> <td data-sheets-numberformat='{"1":2,"2":"0","3":1}' data-sheets-value='{"1":2,"2":"-"}' style="border-right:1px solid #000000;overflow:hidden;padding:0px 3px 0px 3px;vertical-align:bottom;text-align:center;">-</td> </tr> <tr style="height:20px;"> <td data-sheets-value='{"1":2,"2":"PC"}' style="border-left:1px solid #000000;overflow:hidden;padding:0px 3px 0px 3px;vertical-align:bottom;font-weight:bold;">PC</td> <td data-sheets-value='{"1":2,"2":"Single-walled"}' style="overflow:hidden;padding:0px 3px 0px 3px;vertical-align:bottom;font-weight:bold;">Single-walled</td> <td data-sheets-value='{"1":2,"2":"Opal (D)"}' style="border-right:1px solid #000000;overflow:hidden;padding:0px 3px 0px 3px;vertical-align:bottom;font-weight:bold;">Opal (D)</td> <td data-sheets-numberformat='{"1":2,"2":"0.00","3":1}' data-sheets-value='{"1":3,"3":5.17}' style="overflow:hidden;padding:0px 3px 0px 3px;vertical-align:bottom;text-align:center;">5.17</td> <td data-sheets-numberformat='{"1":2,"2":"0","3":1}' data-sheets-value='{"1":3,"3":58}' style="overflow:hidden;padding:0px 3px 0px 3px;vertical-align:bottom;text-align:center;">58</td> <td data-sheets-numberformat='{"1":2,"2":"0","3":1}' data-sheets-value='{"1":3,"3":60}' style="overflow:hidden;padding:0px 3px 0px 3px;vertical-align:bottom;text-align:center;">60</td> <td data-sheets-numberformat='{"1":2,"2":"0","3":1}' data-sheets-value='{"1":2,"2":"-"}' style="border-right:1px solid #000000;overflow:hidden;padding:0px 3px 0px 3px;vertical-align:bottom;text-align:center;">-</td> </tr> <tr style="height:20px;"> <td style="border-left:1px solid #000000;overflow:hidden;padding:0px 3px 0px 3px;vertical-align:bottom;font-weight:bold;"></td> <td data-sheets-value='{"1":2,"2":"Double-walled"}' style="overflow:hidden;padding:0px 3px 0px 3px;vertical-align:bottom;font-weight:bold;">Double-walled</td> <td data-sheets-value='{"1":2,"2":"Clear (A/H)"}' style="border-right:1px solid #000000;overflow:hidden;padding:0px 3px 0px 3px;vertical-align:bottom;font-weight:bold;">Clear (A/H)</td> <td data-sheets-numberformat='{"1":2,"2":"0.00","3":1}' data-sheets-value='{"1":3,"3":2.9}' style="overflow:hidden;padding:0px 3px 0px 3px;vertical-align:bottom;text-align:center;">2.90</td> <td data-sheets-numberformat='{"1":2,"2":"0","3":1}' data-sheets-value='{"1":3,"3":79}' style="overflow:hidden;padding:0px 3px 0px 3px;vertical-align:bottom;text-align:center;">79</td> <td data-sheets-numberformat='{"1":2,"2":"0","3":1}' data-sheets-value='{"1":3,"3":72}' style="overflow:hidden;padding:0px 3px 0px 3px;vertical-align:bottom;text-align:center;">72</td> <td data-sheets-numberformat='{"1":2,"2":"0","3":1}' data-sheets-value='{"1":3,"3":20}' style="border-right:1px solid #000000;overflow:hidden;padding:0px 3px 0px 3px;vertical-align:bottom;text-align:center;">20</td> </tr> <tr style="height:20px;"> <td style="border-left:1px solid #000000;overflow:hidden;padding:0px 3px 0px 3px;vertical-align:bottom;font-weight:bold;"></td> <td data-sheets-value='{"1":2,"2":"Double-walled"}' style="overflow:hidden;padding:0px 3px 0px 3px;vertical-align:bottom;font-weight:bold;">Double-walled</td> <td data-sheets-value='{"1":2,"2":"Clear (A/A)"}' style="border-right:1px solid #000000;overflow:hidden;padding:0px 3px 0px 3px;vertical-align:bottom;font-weight:bold;">Clear (A/A)</td> <td data-sheets-numberformat='{"1":2,"2":"0.00","3":1}' data-sheets-value='{"1":3,"3":2.9}' style="overflow:hidden;padding:0px 3px 0px 3px;vertical-align:bottom;text-align:center;">2.90</td> <td data-sheets-numberformat='{"1":2,"2":"0","3":1}' data-sheets-value='{"1":3,"3":77}' style="overflow:hidden;padding:0px 3px 0px 3px;vertical-align:bottom;text-align:center;">77</td> <td data-sheets-numberformat='{"1":2,"2":"0","3":1}' data-sheets-value='{"1":3,"3":69}' style="overflow:hidden;padding:0px 3px 0px 3px;vertical-align:bottom;text-align:center;">69</td> <td data-sheets-numberformat='{"1":2,"2":"0","3":1}' data-sheets-value='{"1":3,"3":20}' style="border-right:1px solid #000000;overflow:hidden;padding:0px 3px 0px 3px;vertical-align:bottom;text-align:center;">20</td> </tr> <tr style="height:20px;"> <td style="border-left:1px solid #000000;overflow:hidden;padding:0px 3px 0px 3px;vertical-align:bottom;font-weight:bold;"></td> <td data-sheets-value='{"1":2,"2":"Double-walled"}' style="overflow:hidden;padding:0px 3px 0px 3px;vertical-align:bottom;font-weight:bold;">Double-walled</td> <td data-sheets-value='{"1":2,"2":"Opal (A/O)"}' style="border-right:1px solid #000000;overflow:hidden;padding:0px 3px 0px 3px;vertical-align:bottom;font-weight:bold;">Opal (A/O)</td> <td data-sheets-numberformat='{"1":2,"2":"0.00","3":1}' data-sheets-value='{"1":3,"3":2.9}' style="overflow:hidden;padding:0px 3px 0px 3px;vertical-align:bottom;text-align:center;">2.90</td> <td data-sheets-numberformat='{"1":2,"2":"0","3":1}' data-sheets-value='{"1":3,"3":73}' style="overflow:hidden;padding:0px 3px 0px 3px;vertical-align:bottom;text-align:center;">73</td> <td data-sheets-numberformat='{"1":2,"2":"0","3":1}' data-sheets-value='{"1":3,"3":63}' style="overflow:hidden;padding:0px 3px 0px 3px;vertical-align:bottom;text-align:center;">63</td> <td data-sheets-numberformat='{"1":2,"2":"0","3":1}' data-sheets-value='{"1":3,"3":20}' style="border-right:1px solid #000000;overflow:hidden;padding:0px 3px 0px 3px;vertical-align:bottom;text-align:center;">20</td> </tr> <tr style="height:20px;"> <td style="border-left:1px solid #000000;overflow:hidden;padding:0px 3px 0px 3px;vertical-align:bottom;font-weight:bold;"></td> <td data-sheets-value='{"1":2,"2":"Double-walled"}' style="overflow:hidden;padding:0px 3px 0px 3px;vertical-align:bottom;font-weight:bold;">Double-walled</td> <td data-sheets-value='{"1":2,"2":"Opal (A/D)"}' style="border-right:1px solid #000000;overflow:hidden;padding:0px 3px 0px 3px;vertical-align:bottom;font-weight:bold;">Opal (A/D)</td> <td data-sheets-numberformat='{"1":2,"2":"0.00","3":1}' data-sheets-value='{"1":3,"3":2.9}' style="overflow:hidden;padding:0px 3px 0px 3px;vertical-align:bottom;text-align:center;">2.90</td> <td data-sheets-numberformat='{"1":2,"2":"0","3":1}' data-sheets-value='{"1":3,"3":51}' style="overflow:hidden;padding:0px 3px 0px 3px;vertical-align:bottom;text-align:center;">51</td> <td data-sheets-numberformat='{"1":2,"2":"0","3":1}' data-sheets-value='{"1":3,"3":50}' style="overflow:hidden;padding:0px 3px 0px 3px;vertical-align:bottom;text-align:center;">50</td> <td data-sheets-numberformat='{"1":2,"2":"0","3":1}' data-sheets-value='{"1":3,"3":20}' style="border-right:1px solid #000000;overflow:hidden;padding:0px 3px 0px 3px;vertical-align:bottom;text-align:center;">20</td> </tr> <tr style="height:20px;"> <td style="border-left:1px solid #000000;overflow:hidden;padding:0px 3px 0px 3px;vertical-align:bottom;font-weight:bold;"></td> <td data-sheets-value='{"1":2,"2":"Triple-walled"}' style="overflow:hidden;padding:0px 3px 0px 3px;vertical-align:bottom;font-weight:bold;">Triple-walled</td> <td data-sheets-value='{"1":2,"2":"Clear (A/H/H)"}' style="border-right:1px solid #000000;overflow:hidden;padding:0px 3px 0px 3px;vertical-align:bottom;font-weight:bold;">Clear (A/H/H)</td> <td data-sheets-numberformat='{"1":2,"2":"0.00","3":1}' data-sheets-value='{"1":3,"3":1.7}' style="overflow:hidden;padding:0px 3px 0px 3px;vertical-align:bottom;text-align:center;">1.70</td> <td data-sheets-numberformat='{"1":2,"2":"0","3":1}' data-sheets-value='{"1":3,"3":71}' style="overflow:hidden;padding:0px 3px 0px 3px;vertical-align:bottom;text-align:center;">71</td> <td data-sheets-numberformat='{"1":2,"2":"0","3":1}' data-sheets-value='{"1":3,"3":63}' style="overflow:hidden;padding:0px 3px 0px 3px;vertical-align:bottom;text-align:center;">63</td> <td data-sheets-numberformat='{"1":2,"2":"0","3":1}' data-sheets-value='{"1":3,"3":22}' style="border-right:1px solid #000000;overflow:hidden;padding:0px 3px 0px 3px;vertical-align:bottom;text-align:center;">22</td> </tr> <tr style="height:20px;"> <td style="border-left:1px solid #000000;overflow:hidden;padding:0px 3px 0px 3px;vertical-align:bottom;font-weight:bold;"></td> <td data-sheets-value='{"1":2,"2":"Triple-walled"}' style="overflow:hidden;padding:0px 3px 0px 3px;vertical-align:bottom;font-weight:bold;">Triple-walled</td> <td data-sheets-value='{"1":2,"2":"Opal (A/O/O)"}' style="border-right:1px solid #000000;overflow:hidden;padding:0px 3px 0px 3px;vertical-align:bottom;font-weight:bold;">Opal (A/O/O)</td> <td data-sheets-numberformat='{"1":2,"2":"0.00","3":1}' data-sheets-value='{"1":3,"3":1.7}' style="overflow:hidden;padding:0px 3px 0px 3px;vertical-align:bottom;text-align:center;">1.70</td> <td data-sheets-numberformat='{"1":2,"2":"0","3":1}' data-sheets-value='{"1":3,"3":61}' style="overflow:hidden;padding:0px 3px 0px 3px;vertical-align:bottom;text-align:center;">61</td> <td data-sheets-numberformat='{"1":2,"2":"0","3":1}' data-sheets-value='{"1":3,"3":48}' style="overflow:hidden;padding:0px 3px 0px 3px;vertical-align:bottom;text-align:center;">48</td> <td data-sheets-numberformat='{"1":2,"2":"0","3":1}' data-sheets-value='{"1":3,"3":22}' style="border-right:1px solid #000000;overflow:hidden;padding:0px 3px 0px 3px;vertical-align:bottom;text-align:center;">22</td> </tr> <tr style="height:20px;"> <td style="border-left:1px solid #000000;overflow:hidden;padding:0px 3px 0px 3px;vertical-align:bottom;font-weight:bold;"></td> <td data-sheets-value='{"1":2,"2":"Four-walled"}' style="overflow:hidden;padding:0px 3px 0px 3px;vertical-align:bottom;font-weight:bold;">Four-walled</td> <td data-sheets-value='{"1":2,"2":"Clear (A/H/H/H)"}' style="border-right:1px solid #000000;overflow:hidden;padding:0px 3px 0px 3px;vertical-align:bottom;font-weight:bold;">Clear (A/H/H/H)</td> <td data-sheets-numberformat='{"1":2,"2":"0.00","3":1}' data-sheets-value='{"1":3,"3":1.28}' style="overflow:hidden;padding:0px 3px 0px 3px;vertical-align:bottom;text-align:center;">1.28</td> <td data-sheets-numberformat='{"1":2,"2":"0","3":1}' data-sheets-value='{"1":3,"3":64}' style="overflow:hidden;padding:0px 3px 0px 3px;vertical-align:bottom;text-align:center;">64</td> <td data-sheets-numberformat='{"1":2,"2":"0","3":1}' data-sheets-value='{"1":3,"3":52}' style="overflow:hidden;padding:0px 3px 0px 3px;vertical-align:bottom;text-align:center;">52</td> <td data-sheets-numberformat='{"1":2,"2":"0","3":1}' data-sheets-value='{"1":3,"3":23}' style="border-right:1px solid #000000;overflow:hidden;padding:0px 3px 0px 3px;vertical-align:bottom;text-align:center;">23</td> </tr> <tr style="height:20px;"> <td style="border-bottom:1px solid #000000;border-left:1px solid #000000;overflow:hidden;padding:0px 3px 0px 3px;vertical-align:bottom;"></td> <td data-sheets-value='{"1":2,"2":"Four-walled"}' style="border-bottom:1px solid #000000;overflow:hidden;padding:0px 3px 0px 3px;vertical-align:bottom;font-weight:bold;">Four-walled</td> <td data-sheets-value='{"1":2,"2":"Opal (A/H/O/H)"}' style="border-right:1px solid #000000;border-bottom:1px solid #000000;overflow:hidden;padding:0px 3px 0px 3px;vertical-align:bottom;font-weight:bold;">Opal (A/H/O/H)</td> <td data-sheets-numberformat='{"1":2,"2":"0.00","3":1}' data-sheets-value='{"1":3,"3":1.28}' style="border-bottom:1px solid #000000;overflow:hidden;padding:0px 3px 0px 3px;vertical-align:bottom;text-align:center;">1.28</td> <td data-sheets-numberformat='{"1":2,"2":"0","3":1}' data-sheets-value='{"1":3,"3":59}' style="border-bottom:1px solid #000000;overflow:hidden;padding:0px 3px 0px 3px;vertical-align:bottom;text-align:center;">59</td> <td data-sheets-numberformat='{"1":2,"2":"0","3":1}' data-sheets-value='{"1":3,"3":46}' style="border-bottom:1px solid #000000;overflow:hidden;padding:0px 3px 0px 3px;vertical-align:bottom;text-align:center;">46</td> <td data-sheets-numberformat='{"1":2,"2":"0","3":1}' data-sheets-value='{"1":3,"3":23}' style="border-right:1px solid #000000;border-bottom:1px solid #000000;overflow:hidden;padding:0px 3px 0px 3px;vertical-align:bottom;text-align:center;">23</td> </tr> <tr style="height:20px;"> <td data-sheets-value='{"1":2,"2":"Polycarbonate"}' style="border-left:1px solid #000000;overflow:hidden;padding:0px 3px 0px 3px;vertical-align:bottom;font-weight:bold;">Polycarbonate</td> <td data-sheets-value='{"1":2,"2":"Single-walled"}' style="overflow:hidden;padding:0px 3px 0px 3px;vertical-align:bottom;font-weight:bold;">Single-walled</td> <td data-sheets-value='{"1":2,"2":"Heatstop Opal (T)"}' style="border-right:1px solid #000000;overflow:hidden;padding:0px 3px 0px 3px;vertical-align:bottom;font-weight:bold;">Heatstop Opal (T)</td> <td data-sheets-numberformat='{"1":2,"2":"0.00","3":1}' data-sheets-value='{"1":3,"3":5.17}' style="overflow:hidden;padding:0px 3px 0px 3px;vertical-align:bottom;text-align:center;">5.17</td> <td data-sheets-numberformat='{"1":2,"2":"0","3":1}' data-sheets-value='{"1":3,"3":49}' style="overflow:hidden;padding:0px 3px 0px 3px;vertical-align:bottom;text-align:center;">49</td> <td data-sheets-numberformat='{"1":2,"2":"0","3":1}' data-sheets-value='{"1":3,"3":59}' style="overflow:hidden;padding:0px 3px 0px 3px;vertical-align:bottom;text-align:center;">59</td> <td data-sheets-numberformat='{"1":2,"2":"0","3":1}' data-sheets-value='{"1":2,"2":"-"}' style="border-right:1px solid #000000;overflow:hidden;padding:0px 3px 0px 3px;vertical-align:bottom;text-align:center;">-</td> </tr> <tr style="height:20px;"> <td data-sheets-value='{"1":2,"2":"Heatstop PC"}' style="border-left:1px solid #000000;overflow:hidden;padding:0px 3px 0px 3px;vertical-align:bottom;font-weight:bold;">Heatstop PC</td> <td data-sheets-value='{"1":2,"2":"Double-walled"}' style="overflow:hidden;padding:0px 3px 0px 3px;vertical-align:bottom;font-weight:bold;">Double-walled</td> <td data-sheets-value='{"1":2,"2":"Clear (T/H)"}' style="border-right:1px solid #000000;overflow:hidden;padding:0px 3px 0px 3px;vertical-align:bottom;font-weight:bold;">Clear (T/H)</td> <td data-sheets-numberformat='{"1":2,"2":"0.00","3":1}' data-sheets-value='{"1":3,"3":2.9}' style="overflow:hidden;padding:0px 3px 0px 3px;vertical-align:bottom;text-align:center;">2.90</td> <td data-sheets-numberformat='{"1":2,"2":"0","3":1}' data-sheets-value='{"1":3,"3":44}' style="overflow:hidden;padding:0px 3px 0px 3px;vertical-align:bottom;text-align:center;">44</td> <td data-sheets-numberformat='{"1":2,"2":"0","3":1}' data-sheets-value='{"1":3,"3":51}' style="overflow:hidden;padding:0px 3px 0px 3px;vertical-align:bottom;text-align:center;">51</td> <td data-sheets-numberformat='{"1":2,"2":"0","3":1}' data-sheets-value='{"1":3,"3":20}' style="border-right:1px solid #000000;overflow:hidden;padding:0px 3px 0px 3px;vertical-align:bottom;text-align:center;">20</td> </tr> <tr style="height:20px;"> <td style="border-left:1px solid #000000;overflow:hidden;padding:0px 3px 0px 3px;vertical-align:bottom;font-weight:bold;"></td> <td data-sheets-value='{"1":2,"2":"Double-walled"}' style="overflow:hidden;padding:0px 3px 0px 3px;vertical-align:bottom;font-weight:bold;">Double-walled</td> <td data-sheets-value='{"1":2,"2":"Opal (T/O)"}' style="border-right:1px solid #000000;overflow:hidden;padding:0px 3px 0px 3px;vertical-align:bottom;font-weight:bold;">Opal (T/O)</td> <td data-sheets-numberformat='{"1":2,"2":"0.00","3":1}' data-sheets-value='{"1":3,"3":2.9}' style="overflow:hidden;padding:0px 3px 0px 3px;vertical-align:bottom;text-align:center;">2.90</td> <td data-sheets-numberformat='{"1":2,"2":"0","3":1}' data-sheets-value='{"1":3,"3":41}' style="overflow:hidden;padding:0px 3px 0px 3px;vertical-align:bottom;text-align:center;">41</td> <td data-sheets-numberformat='{"1":2,"2":"0","3":1}' data-sheets-value='{"1":3,"3":45}' style="overflow:hidden;padding:0px 3px 0px 3px;vertical-align:bottom;text-align:center;">45</td> <td data-sheets-numberformat='{"1":2,"2":"0","3":1}' data-sheets-value='{"1":3,"3":20}' style="border-right:1px solid #000000;overflow:hidden;padding:0px 3px 0px 3px;vertical-align:bottom;text-align:center;">20</td> </tr> <tr style="height:20px;"> <td style="border-left:1px solid #000000;overflow:hidden;padding:0px 3px 0px 3px;vertical-align:bottom;font-weight:bold;"></td> <td data-sheets-value='{"1":2,"2":"Triple-walled"}' style="overflow:hidden; | skylux-160-ce-met-koepel-en-pvc-opstand-16-00-met-lm-motor-en-windvang-1200-x-1200-mm | 8586028908877 | 46872343740749
Smoke and heat exhaust (SHEV) | SHE system | Skylux | Skylux 160° CE with skylight and PVC curb 16/00 with LM-actuator and spoiler 1200 x 1400 mm |  | 50381 | 5412970503811 | 4449.2 | Yes | 30-45 | 64.22 | 1200 x 1400 mm | 1400 | 1200 |  | PVC 16/00 (16 cm high & roof opening = daylight size) | Rectangular | 5.17 W/m²K - 1.28 W/m²K | 87% - 32% | 90% - 32% | 20dB - 23dB | 160° CE (for industry) | skylight | with spoiler | E | Single actuator | Maximum four-walled skylight possible for this product | Ut-value LT-value g-value Rw-value EN 1873 : 2014 EN ISO 13468 EN 16153 EN 410 EN 410 EN ISO 140-3 Material Walls Shells (W/m²K) (%) (%) (dB) Acrylic Single-walled Clear (H) 5.17 90 87 - PMMA Single-walled Opal (O) 5.17 83 76 - Double-walled Clear (H/H) 2.90 81 75 20 Double-walled Opal (O/O) 2.90 69 58 20 Triple-walled Clear (H/H/H) 1.70 73 65 22 Triple-walled Opal (O/H/O) 1.70 62 51 22 Four-walled Clear (H/H/H/H) 1.28 64 54 23 Four-walled Opal (H/H/O/H) 1.28 59 48 23 Polycarbonate Single-walled Clear (A) 5.17 88 83 - PC Single-walled Opal (D) 5.17 58 60 - Double-walled Clear (A/H) 2.90 79 72 20 Double-walled Clear (A/A) 2.90 77 69 20 Double-walled Opal (A/O) 2.90 73 63 20 Double-walled Opal (A/D) 2.90 51 50 20 Triple-walled Clear (A/H/H) 1.70 71 63 22 Triple-walled Opal (A/O/O) 1.70 61 48 22 Four-walled Clear (A/H/H/H) 1.28 64 52 23 Four-walled Opal (A/H/O/H) 1.28 59 46 23 Polycarbonate Single-walled Heatstop Opal (T) 5.17 49 59 - Heatstop PC Double-walled Clear (T/H) 2.90 44 51 20 Double-walled Opal (T/O) 2.90 41 45 20 Triple-walled Clear (T/H/H) 1.70 40 <td data-sheets-numberformat='{"1":2,"2":"0","3":1}' data-sheets-value='{"1":3,"3":44}' style="overflow:hidden;paddin | https://skylux.eu/en/products/skylux-160-ce-met-koepel-en-pvc-opstand-16-00-met-lm-motor-en-windvang-1200-x-1400-mm | https://skylux.eu/cdn/shop/files/Skylux-160deg-CE-met-koepel-en-pvc-opstand-1600-met-LM-motor-en-windvang-1200-x-1400-mm-RWA-systeem.jpg?v=1702980238&width=1600 | https://skylux.eu/cdn/shop/files/e5a82811-1bb0-48e4-a776-cacb59c7c092_0ec28172-dace-498b-bbff-edf51b4f6718.jpg?v=1688551082&width=1600 | //skylux.eu/cdn/shop/files/E_MH_Mounting_instructions_Skylux_160_CE_LM.pdf?v=12406716259046007223 | //skylux.eu/cdn/shop/files/E_TD_Technical_File_Skylux_Skylux_160_CE_Electric.pdf?v=3667116872303399239 | <style type="text/css" id="isPasted"> <!--td { border: 1px solid #cccccc; } br { mso-data-placement: same-cell; } --> </style> <table border="1" cellpadding="0" cellspacing="0" dir="ltr" style="table-layout:fixed;font-size:10pt;font-family:Arial;border-collapse:collapse;border:none;"><tbody> <tr style="height:20px;"> <td style="overflow:hidden;padding:0px 3px 0px 3px;vertical-align:bottom;"></td> <td style="overflow:hidden;padding:0px 3px 0px 3px;vertical-align:bottom;"></td> <td style="overflow:hidden;padding:0px 3px 0px 3px;vertical-align:bottom;"></td> <td data-sheets-value='{"1":2,"2":"Ut-value"}' style="overflow:hidden;padding:0px 3px 0px 3px;vertical-align:bottom;font-weight:bold;text-align:center;">Ut-value</td> <td data-sheets-value='{"1":2,"2":"LT-value"}' style="overflow:hidden;padding:0px 3px 0px 3px;vertical-align:bottom;font-weight:bold;text-align:center;">LT-value</td> <td data-sheets-value='{"1":2,"2":"g-value"}' style="overflow:hidden;padding:0px 3px 0px 3px;vertical-align:bottom;font-weight:bold;text-align:center;">g-value</td> <td data-sheets-value='{"1":2,"2":"Rw-value "}' style="overflow:hidden;padding:0px 3px 0px 3px;vertical-align:bottom;font-weight:bold;text-align:center;">Rw-value </td> </tr> <tr style="height:20px;"> <td style="overflow:hidden;padding:0px 3px 0px 3px;vertical-align:bottom;"></td> <td style="overflow:hidden;padding:0px 3px 0px 3px;vertical-align:bottom;"></td> <td style="overflow:hidden;padding:0px 3px 0px 3px;vertical-align:bottom;"></td> <td data-sheets-numberformat='{"1":2,"2":"0.00","3":1}' data-sheets-value='{"1":2,"2":"EN 1873 : 2014"}' style="overflow:hidden;padding:0px 3px 0px 3px;vertical-align:bottom;text-align:center;">EN 1873 : 2014</td> <td data-sheets-numberformat='{"1":2,"2":"0","3":1}' data-sheets-value='{"1":2,"2":"EN ISO 13468 EN 16153 EN 410"}' style="overflow:hidden;padding:0px 3px 0px 3px;vertical-align:bottom;text-align:center;">EN ISO 13468 EN 16153 EN 410</td> <td data-sheets-numberformat='{"1":2,"2":"0","3":1}' data-sheets-value='{"1":2,"2":"EN 410"}' style="overflow:hidden;padding:0px 3px 0px 3px;vertical-align:bottom;text-align:center;">EN 410</td> <td data-sheets-value='{"1":2,"2":"EN ISO 140-3\t\t"}' style="overflow:hidden;padding:0px 3px 0px 3px;vertical-align:bottom;text-align:center;">EN ISO 140-3 </td> </tr> <tr style="height:20px;"> <td data-sheets-value='{"1":2,"2":"Material"}' style="border-bottom:1px solid #000000;overflow:hidden;padding:0px 3px 0px 3px;vertical-align:bottom;background-color:#000000;font-weight:bold;color:#ffffff;">Material</td> <td data-sheets-value='{"1":2,"2":"Walls"}' style="border-bottom:1px solid #000000;overflow:hidden;padding:0px 3px 0px 3px;vertical-align:bottom;background-color:#000000;font-weight:bold;color:#ffffff;">Walls</td> <td data-sheets-value='{"1":2,"2":"Shells"}' style="border-bottom:1px solid #000000;overflow:hidden;padding:0px 3px 0px 3px;vertical-align:bottom;background-color:#000000;font-weight:bold;color:#ffffff;">Shells</td> <td data-sheets-numberformat='{"1":2,"2":"0.00","3":1}' data-sheets-value='{"1":2,"2":"(W/m²K)\t"}' style="border-bottom:1px solid #000000;overflow:hidden;padding:0px 3px 0px 3px;vertical-align:bottom;background-color:#000000;font-weight:bold;color:#ffffff;text-align:center;">(W/m²K) </td> <td data-sheets-numberformat='{"1":2,"2":"0","3":1}' data-sheets-value='{"1":2,"2":"(%)"}' style="border-bottom:1px solid #000000;overflow:hidden;padding:0px 3px 0px 3px;vertical-align:bottom;background-color:#000000;font-weight:bold;color:#ffffff;text-align:center;">(%)</td> <td data-sheets-numberformat='{"1":2,"2":"0","3":1}' data-sheets-value='{"1":2,"2":"(%)"}' style="border-bottom:1px solid #000000;overflow:hidden;padding:0px 3px 0px 3px;vertical-align:bottom;background-color:#000000;font-weight:bold;color:#ffffff;text-align:center;">(%)</td> <td data-sheets-value='{"1":2,"2":"(dB)"}' style="border-bottom:1px solid #000000;overflow:hidden;padding:0px 3px 0px 3px;vertical-align:bottom;background-color:#000000;font-weight:bold;color:#ffffff;text-align:center;">(dB)</td> </tr> <tr style="height:20px;"> <td data-sheets-value='{"1":2,"2":"Acrylic"}' style="border-left:1px solid #000000;overflow:hidden;padding:0px 3px 0px 3px;vertical-align:bottom;font-weight:bold;">Acrylic</td> <td data-sheets-value='{"1":2,"2":"Single-walled"}' style="overflow:hidden;padding:0px 3px 0px 3px;vertical-align:bottom;font-weight:bold;">Single-walled</td> <td data-sheets-value='{"1":2,"2":"Clear (H)"}' style="border-right:1px solid #000000;overflow:hidden;padding:0px 3px 0px 3px;vertical-align:bottom;font-weight:bold;">Clear (H)</td> <td data-sheets-numberformat='{"1":2,"2":"0.00","3":1}' data-sheets-value='{"1":3,"3":5.17}' style="overflow:hidden;padding:0px 3px 0px 3px;vertical-align:bottom;text-align:center;">5.17</td> <td data-sheets-numberformat='{"1":2,"2":"0","3":1}' data-sheets-value='{"1":3,"3":90}' style="overflow:hidden;padding:0px 3px 0px 3px;vertical-align:bottom;text-align:center;">90</td> <td data-sheets-numberformat='{"1":2,"2":"0","3":1}' data-sheets-value='{"1":3,"3":87}' style="overflow:hidden;padding:0px 3px 0px 3px;vertical-align:bottom;text-align:center;">87</td> <td data-sheets-numberformat='{"1":2,"2":"0","3":1}' data-sheets-value='{"1":2,"2":"-"}' style="border-right:1px solid #000000;overflow:hidden;padding:0px 3px 0px 3px;vertical-align:bottom;text-align:center;">-</td> </tr> <tr style="height:20px;"> <td data-sheets-value='{"1":2,"2":"PMMA"}' style="border-left:1px solid #000000;overflow:hidden;padding:0px 3px 0px 3px;vertical-align:bottom;font-weight:bold;">PMMA</td> <td data-sheets-value='{"1":2,"2":"Single-walled"}' style="overflow:hidden;padding:0px 3px 0px 3px;vertical-align:bottom;font-weight:bold;">Single-walled</td> <td data-sheets-value='{"1":2,"2":"Opal (O)"}' style="border-right:1px solid #000000;overflow:hidden;padding:0px 3px 0px 3px;vertical-align:bottom;font-weight:bold;">Opal (O)</td> <td data-sheets-numberformat='{"1":2,"2":"0.00","3":1}' data-sheets-value='{"1":3,"3":5.17}' style="overflow:hidden;padding:0px 3px 0px 3px;vertical-align:bottom;text-align:center;">5.17</td> <td data-sheets-numberformat='{"1":2,"2":"0","3":1}' data-sheets-value='{"1":3,"3":83}' style="overflow:hidden;padding:0px 3px 0px 3px;vertical-align:bottom;text-align:center;">83</td> <td data-sheets-numberformat='{"1":2,"2":"0","3":1}' data-sheets-value='{"1":3,"3":76}' style="overflow:hidden;padding:0px 3px 0px 3px;vertical-align:bottom;text-align:center;">76</td> <td data-sheets-numberformat='{"1":2,"2":"0","3":1}' data-sheets-value='{"1":2,"2":"-"}' style="border-right:1px solid #000000;overflow:hidden;padding:0px 3px 0px 3px;vertical-align:bottom;text-align:center;">-</td> </tr> <tr style="height:20px;"> <td style="border-left:1px solid #000000;overflow:hidden;padding:0px 3px 0px 3px;vertical-align:bottom;font-weight:bold;"></td> <td data-sheets-value='{"1":2,"2":"Double-walled"}' style="overflow:hidden;padding:0px 3px 0px 3px;vertical-align:bottom;font-weight:bold;">Double-walled</td> <td data-sheets-value='{"1":2,"2":"Clear (H/H)"}' style="border-right:1px solid #000000;overflow:hidden;padding:0px 3px 0px 3px;vertical-align:bottom;font-weight:bold;">Clear (H/H)</td> <td data-sheets-numberformat='{"1":2,"2":"0.00","3":1}' data-sheets-value='{"1":3,"3":2.9}' style="overflow:hidden;padding:0px 3px 0px 3px;vertical-align:bottom;text-align:center;">2.90</td> <td data-sheets-numberformat='{"1":2,"2":"0","3":1}' data-sheets-value='{"1":3,"3":81}' style="overflow:hidden;padding:0px 3px 0px 3px;vertical-align:bottom;text-align:center;">81</td> <td data-sheets-numberformat='{"1":2,"2":"0","3":1}' data-sheets-value='{"1":3,"3":75}' style="overflow:hidden;padding:0px 3px 0px 3px;vertical-align:bottom;text-align:center;">75</td> <td data-sheets-numberformat='{"1":2,"2":"0","3":1}' data-sheets-value='{"1":3,"3":20}' style="border-right:1px solid #000000;overflow:hidden;padding:0px 3px 0px 3px;vertical-align:bottom;text-align:center;">20</td> </tr> <tr style="height:20px;"> <td style="border-left:1px solid #000000;overflow:hidden;padding:0px 3px 0px 3px;vertical-align:bottom;font-weight:bold;"></td> <td data-sheets-value='{"1":2,"2":"Double-walled"}' style="overflow:hidden;padding:0px 3px 0px 3px;vertical-align:bottom;font-weight:bold;">Double-walled</td> <td data-sheets-value='{"1":2,"2":"Opal (O/O)"}' style="border-right:1px solid #000000;overflow:hidden;padding:0px 3px 0px 3px;vertical-align:bottom;font-weight:bold;">Opal (O/O)</td> <td data-sheets-numberformat='{"1":2,"2":"0.00","3":1}' data-sheets-value='{"1":3,"3":2.9}' style="overflow:hidden;padding:0px 3px 0px 3px;vertical-align:bottom;text-align:center;">2.90</td> <td data-sheets-numberformat='{"1":2,"2":"0","3":1}' data-sheets-value='{"1":3,"3":69}' style="overflow:hidden;padding:0px 3px 0px 3px;vertical-align:bottom;text-align:center;">69</td> <td data-sheets-numberformat='{"1":2,"2":"0","3":1}' data-sheets-value='{"1":3,"3":58}' style="overflow:hidden;padding:0px 3px 0px 3px;vertical-align:bottom;text-align:center;">58</td> <td data-sheets-numberformat='{"1":2,"2":"0","3":1}' data-sheets-value='{"1":3,"3":20}' style="border-right:1px solid #000000;overflow:hidden;padding:0px 3px 0px 3px;vertical-align:bottom;text-align:center;">20</td> </tr> <tr style="height:20px;"> <td style="border-left:1px solid #000000;overflow:hidden;padding:0px 3px 0px 3px;vertical-align:bottom;font-weight:bold;"></td> <td data-sheets-value='{"1":2,"2":"Triple-walled"}' style="overflow:hidden;padding:0px 3px 0px 3px;vertical-align:bottom;font-weight:bold;">Triple-walled</td> <td data-sheets-value='{"1":2,"2":"Clear (H/H/H)"}' style="border-right:1px solid #000000;overflow:hidden;padding:0px 3px 0px 3px;vertical-align:bottom;font-weight:bold;">Clear (H/H/H)</td> <td data-sheets-numberformat='{"1":2,"2":"0.00","3":1}' data-sheets-value='{"1":3,"3":1.7}' style="overflow:hidden;padding:0px 3px 0px 3px;vertical-align:bottom;text-align:center;">1.70</td> <td data-sheets-numberformat='{"1":2,"2":"0","3":1}' data-sheets-value='{"1":3,"3":73}' style="overflow:hidden;padding:0px 3px 0px 3px;vertical-align:bottom;text-align:center;">73</td> <td data-sheets-numberformat='{"1":2,"2":"0","3":1}' data-sheets-value='{"1":3,"3":65}' style="overflow:hidden;padding:0px 3px 0px 3px;vertical-align:bottom;text-align:center;">65</td> <td data-sheets-numberformat='{"1":2,"2":"0","3":1}' data-sheets-value='{"1":3,"3":22}' style="border-right:1px solid #000000;overflow:hidden;padding:0px 3px 0px 3px;vertical-align:bottom;text-align:center;">22</td> </tr> <tr style="height:20px;"> <td style="border-left:1px solid #000000;overflow:hidden;padding:0px 3px 0px 3px;vertical-align:bottom;font-weight:bold;"></td> <td data-sheets-value='{"1":2,"2":"Triple-walled"}' style="overflow:hidden;padding:0px 3px 0px 3px;vertical-align:bottom;font-weight:bold;">Triple-walled</td> <td data-sheets-value='{"1":2,"2":"Opal (O/H/O)"}' style="border-right:1px solid #000000;overflow:hidden;padding:0px 3px 0px 3px;vertical-align:bottom;font-weight:bold;">Opal (O/H/O)</td> <td data-sheets-numberformat='{"1":2,"2":"0.00","3":1}' data-sheets-value='{"1":3,"3":1.7}' style="overflow:hidden;padding:0px 3px 0px 3px;vertical-align:bottom;text-align:center;">1.70</td> <td data-sheets-numberformat='{"1":2,"2":"0","3":1}' data-sheets-value='{"1":3,"3":62}' style="overflow:hidden;padding:0px 3px 0px 3px;vertical-align:bottom;text-align:center;">62</td> <td data-sheets-numberformat='{"1":2,"2":"0","3":1}' data-sheets-value='{"1":3,"3":51}' style="overflow:hidden;padding:0px 3px 0px 3px;vertical-align:bottom;text-align:center;">51</td> <td data-sheets-numberformat='{"1":2,"2":"0","3":1}' data-sheets-value='{"1":3,"3":22}' style="border-right:1px solid #000000;overflow:hidden;padding:0px 3px 0px 3px;vertical-align:bottom;text-align:center;">22</td> </tr> <tr style="height:20px;"> <td style="border-left:1px solid #000000;overflow:hidden;padding:0px 3px 0px 3px;vertical-align:bottom;font-weight:bold;"></td> <td data-sheets-value='{"1":2,"2":"Four-walled"}' style="overflow:hidden;padding:0px 3px 0px 3px;vertical-align:bottom;font-weight:bold;">Four-walled</td> <td data-sheets-value='{"1":2,"2":"Clear (H/H/H/H)"}' style="border-right:1px solid #000000;overflow:hidden;padding:0px 3px 0px 3px;vertical-align:bottom;font-weight:bold;">Clear (H/H/H/H)</td> <td data-sheets-numberformat='{"1":2,"2":"0.00","3":1}' data-sheets-value='{"1":3,"3":1.28}' style="overflow:hidden;padding:0px 3px 0px 3px;vertical-align:bottom;text-align:center;">1.28</td> <td data-sheets-numberformat='{"1":2,"2":"0","3":1}' data-sheets-value='{"1":3,"3":64}' style="overflow:hidden;padding:0px 3px 0px 3px;vertical-align:bottom;text-align:center;">64</td> <td data-sheets-numberformat='{"1":2,"2":"0","3":1}' data-sheets-value='{"1":3,"3":54}' style="overflow:hidden;padding:0px 3px 0px 3px;vertical-align:bottom;text-align:center;">54</td> <td data-sheets-numberformat='{"1":2,"2":"0","3":1}' data-sheets-value='{"1":3,"3":23}' style="border-right:1px solid #000000;overflow:hidden;padding:0px 3px 0px 3px;vertical-align:bottom;text-align:center;">23</td> </tr> <tr style="height:20px;"> <td style="border-bottom:1px solid #000000;border-left:1px solid #000000;overflow:hidden;padding:0px 3px 0px 3px;vertical-align:bottom;"></td> <td data-sheets-value='{"1":2,"2":"Four-walled"}' style="border-bottom:1px solid #000000;overflow:hidden;padding:0px 3px 0px 3px;vertical-align:bottom;font-weight:bold;">Four-walled</td> <td data-sheets-value='{"1":2,"2":"Opal (H/H/O/H)"}' style="border-right:1px solid #000000;border-bottom:1px solid #000000;overflow:hidden;padding:0px 3px 0px 3px;vertical-align:bottom;font-weight:bold;">Opal (H/H/O/H)</td> <td data-sheets-numberformat='{"1":2,"2":"0.00","3":1}' data-sheets-value='{"1":3,"3":1.28}' style="border-bottom:1px solid #000000;overflow:hidden;padding:0px 3px 0px 3px;vertical-align:bottom;text-align:center;">1.28</td> <td data-sheets-numberformat='{"1":2,"2":"0","3":1}' data-sheets-value='{"1":3,"3":59}' style="border-bottom:1px solid #000000;overflow:hidden;padding:0px 3px 0px 3px;vertical-align:bottom;text-align:center;">59</td> <td data-sheets-numberformat='{"1":2,"2":"0","3":1}' data-sheets-value='{"1":3,"3":48}' style="border-bottom:1px solid #000000;overflow:hidden;padding:0px 3px 0px 3px;vertical-align:bottom;text-align:center;">48</td> <td data-sheets-numberformat='{"1":2,"2":"0","3":1}' data-sheets-value='{"1":3,"3":23}' style="border-right:1px solid #000000;border-bottom:1px solid #000000;overflow:hidden;padding:0px 3px 0px 3px;vertical-align:bottom;text-align:center;">23</td> </tr> <tr style="height:20px;"> <td data-sheets-value='{"1":2,"2":"Polycarbonate "}' style="border-left:1px solid #000000;overflow:hidden;padding:0px 3px 0px 3px;vertical-align:bottom;font-weight:bold;">Polycarbonate </td> <td data-sheets-value='{"1":2,"2":"Single-walled"}' style="overflow:hidden;padding:0px 3px 0px 3px;vertical-align:bottom;font-weight:bold;">Single-walled</td> <td data-sheets-value='{"1":2,"2":"Clear (A)"}' style="border-right:1px solid #000000;overflow:hidden;padding:0px 3px 0px 3px;vertical-align:bottom;font-weight:bold;">Clear (A)</td> <td data-sheets-numberformat='{"1":2,"2":"0.00","3":1}' data-sheets-value='{"1":3,"3":5.17}' style="overflow:hidden;padding:0px 3px 0px 3px;vertical-align:bottom;text-align:center;">5.17</td> <td data-sheets-numberformat='{"1":2,"2":"0","3":1}' data-sheets-value='{"1":3,"3":88}' style="overflow:hidden;padding:0px 3px 0px 3px;vertical-align:bottom;text-align:center;">88</td> <td data-sheets-numberformat='{"1":2,"2":"0","3":1}' data-sheets-value='{"1":3,"3":83}' style="overflow:hidden;padding:0px 3px 0px 3px;vertical-align:bottom;text-align:center;">83</td> <td data-sheets-numberformat='{"1":2,"2":"0","3":1}' data-sheets-value='{"1":2,"2":"-"}' style="border-right:1px solid #000000;overflow:hidden;padding:0px 3px 0px 3px;vertical-align:bottom;text-align:center;">-</td> </tr> <tr style="height:20px;"> <td data-sheets-value='{"1":2,"2":"PC"}' style="border-left:1px solid #000000;overflow:hidden;padding:0px 3px 0px 3px;vertical-align:bottom;font-weight:bold;">PC</td> <td data-sheets-value='{"1":2,"2":"Single-walled"}' style="overflow:hidden;padding:0px 3px 0px 3px;vertical-align:bottom;font-weight:bold;">Single-walled</td> <td data-sheets-value='{"1":2,"2":"Opal (D)"}' style="border-right:1px solid #000000;overflow:hidden;padding:0px 3px 0px 3px;vertical-align:bottom;font-weight:bold;">Opal (D)</td> <td data-sheets-numberformat='{"1":2,"2":"0.00","3":1}' data-sheets-value='{"1":3,"3":5.17}' style="overflow:hidden;padding:0px 3px 0px 3px;vertical-align:bottom;text-align:center;">5.17</td> <td data-sheets-numberformat='{"1":2,"2":"0","3":1}' data-sheets-value='{"1":3,"3":58}' style="overflow:hidden;padding:0px 3px 0px 3px;vertical-align:bottom;text-align:center;">58</td> <td data-sheets-numberformat='{"1":2,"2":"0","3":1}' data-sheets-value='{"1":3,"3":60}' style="overflow:hidden;padding:0px 3px 0px 3px;vertical-align:bottom;text-align:center;">60</td> <td data-sheets-numberformat='{"1":2,"2":"0","3":1}' data-sheets-value='{"1":2,"2":"-"}' style="border-right:1px solid #000000;overflow:hidden;padding:0px 3px 0px 3px;vertical-align:bottom;text-align:center;">-</td> </tr> <tr style="height:20px;"> <td style="border-left:1px solid #000000;overflow:hidden;padding:0px 3px 0px 3px;vertical-align:bottom;font-weight:bold;"></td> <td data-sheets-value='{"1":2,"2":"Double-walled"}' style="overflow:hidden;padding:0px 3px 0px 3px;vertical-align:bottom;font-weight:bold;">Double-walled</td> <td data-sheets-value='{"1":2,"2":"Clear (A/H)"}' style="border-right:1px solid #000000;overflow:hidden;padding:0px 3px 0px 3px;vertical-align:bottom;font-weight:bold;">Clear (A/H)</td> <td data-sheets-numberformat='{"1":2,"2":"0.00","3":1}' data-sheets-value='{"1":3,"3":2.9}' style="overflow:hidden;padding:0px 3px 0px 3px;vertical-align:bottom;text-align:center;">2.90</td> <td data-sheets-numberformat='{"1":2,"2":"0","3":1}' data-sheets-value='{"1":3,"3":79}' style="overflow:hidden;padding:0px 3px 0px 3px;vertical-align:bottom;text-align:center;">79</td> <td data-sheets-numberformat='{"1":2,"2":"0","3":1}' data-sheets-value='{"1":3,"3":72}' style="overflow:hidden;padding:0px 3px 0px 3px;vertical-align:bottom;text-align:center;">72</td> <td data-sheets-numberformat='{"1":2,"2":"0","3":1}' data-sheets-value='{"1":3,"3":20}' style="border-right:1px solid #000000;overflow:hidden;padding:0px 3px 0px 3px;vertical-align:bottom;text-align:center;">20</td> </tr> <tr style="height:20px;"> <td style="border-left:1px solid #000000;overflow:hidden;padding:0px 3px 0px 3px;vertical-align:bottom;font-weight:bold;"></td> <td data-sheets-value='{"1":2,"2":"Double-walled"}' style="overflow:hidden;padding:0px 3px 0px 3px;vertical-align:bottom;font-weight:bold;">Double-walled</td> <td data-sheets-value='{"1":2,"2":"Clear (A/A)"}' style="border-right:1px solid #000000;overflow:hidden;padding:0px 3px 0px 3px;vertical-align:bottom;font-weight:bold;">Clear (A/A)</td> <td data-sheets-numberformat='{"1":2,"2":"0.00","3":1}' data-sheets-value='{"1":3,"3":2.9}' style="overflow:hidden;padding:0px 3px 0px 3px;vertical-align:bottom;text-align:center;">2.90</td> <td data-sheets-numberformat='{"1":2,"2":"0","3":1}' data-sheets-value='{"1":3,"3":77}' style="overflow:hidden;padding:0px 3px 0px 3px;vertical-align:bottom;text-align:center;">77</td> <td data-sheets-numberformat='{"1":2,"2":"0","3":1}' data-sheets-value='{"1":3,"3":69}' style="overflow:hidden;padding:0px 3px 0px 3px;vertical-align:bottom;text-align:center;">69</td> <td data-sheets-numberformat='{"1":2,"2":"0","3":1}' data-sheets-value='{"1":3,"3":20}' style="border-right:1px solid #000000;overflow:hidden;padding:0px 3px 0px 3px;vertical-align:bottom;text-align:center;">20</td> </tr> <tr style="height:20px;"> <td style="border-left:1px solid #000000;overflow:hidden;padding:0px 3px 0px 3px;vertical-align:bottom;font-weight:bold;"></td> <td data-sheets-value='{"1":2,"2":"Double-walled"}' style="overflow:hidden;padding:0px 3px 0px 3px;vertical-align:bottom;font-weight:bold;">Double-walled</td> <td data-sheets-value='{"1":2,"2":"Opal (A/O)"}' style="border-right:1px solid #000000;overflow:hidden;padding:0px 3px 0px 3px;vertical-align:bottom;font-weight:bold;">Opal (A/O)</td> <td data-sheets-numberformat='{"1":2,"2":"0.00","3":1}' data-sheets-value='{"1":3,"3":2.9}' style="overflow:hidden;padding:0px 3px 0px 3px;vertical-align:bottom;text-align:center;">2.90</td> <td data-sheets-numberformat='{"1":2,"2":"0","3":1}' data-sheets-value='{"1":3,"3":73}' style="overflow:hidden;padding:0px 3px 0px 3px;vertical-align:bottom;text-align:center;">73</td> <td data-sheets-numberformat='{"1":2,"2":"0","3":1}' data-sheets-value='{"1":3,"3":63}' style="overflow:hidden;padding:0px 3px 0px 3px;vertical-align:bottom;text-align:center;">63</td> <td data-sheets-numberformat='{"1":2,"2":"0","3":1}' data-sheets-value='{"1":3,"3":20}' style="border-right:1px solid #000000;overflow:hidden;padding:0px 3px 0px 3px;vertical-align:bottom;text-align:center;">20</td> </tr> <tr style="height:20px;"> <td style="border-left:1px solid #000000;overflow:hidden;padding:0px 3px 0px 3px;vertical-align:bottom;font-weight:bold;"></td> <td data-sheets-value='{"1":2,"2":"Double-walled"}' style="overflow:hidden;padding:0px 3px 0px 3px;vertical-align:bottom;font-weight:bold;">Double-walled</td> <td data-sheets-value='{"1":2,"2":"Opal (A/D)"}' style="border-right:1px solid #000000;overflow:hidden;padding:0px 3px 0px 3px;vertical-align:bottom;font-weight:bold;">Opal (A/D)</td> <td data-sheets-numberformat='{"1":2,"2":"0.00","3":1}' data-sheets-value='{"1":3,"3":2.9}' style="overflow:hidden;padding:0px 3px 0px 3px;vertical-align:bottom;text-align:center;">2.90</td> <td data-sheets-numberformat='{"1":2,"2":"0","3":1}' data-sheets-value='{"1":3,"3":51}' style="overflow:hidden;padding:0px 3px 0px 3px;vertical-align:bottom;text-align:center;">51</td> <td data-sheets-numberformat='{"1":2,"2":"0","3":1}' data-sheets-value='{"1":3,"3":50}' style="overflow:hidden;padding:0px 3px 0px 3px;vertical-align:bottom;text-align:center;">50</td> <td data-sheets-numberformat='{"1":2,"2":"0","3":1}' data-sheets-value='{"1":3,"3":20}' style="border-right:1px solid #000000;overflow:hidden;padding:0px 3px 0px 3px;vertical-align:bottom;text-align:center;">20</td> </tr> <tr style="height:20px;"> <td style="border-left:1px solid #000000;overflow:hidden;padding:0px 3px 0px 3px;vertical-align:bottom;font-weight:bold;"></td> <td data-sheets-value='{"1":2,"2":"Triple-walled"}' style="overflow:hidden;padding:0px 3px 0px 3px;vertical-align:bottom;font-weight:bold;">Triple-walled</td> <td data-sheets-value='{"1":2,"2":"Clear (A/H/H)"}' style="border-right:1px solid #000000;overflow:hidden;padding:0px 3px 0px 3px;vertical-align:bottom;font-weight:bold;">Clear (A/H/H)</td> <td data-sheets-numberformat='{"1":2,"2":"0.00","3":1}' data-sheets-value='{"1":3,"3":1.7}' style="overflow:hidden;padding:0px 3px 0px 3px;vertical-align:bottom;text-align:center;">1.70</td> <td data-sheets-numberformat='{"1":2,"2":"0","3":1}' data-sheets-value='{"1":3,"3":71}' style="overflow:hidden;padding:0px 3px 0px 3px;vertical-align:bottom;text-align:center;">71</td> <td data-sheets-numberformat='{"1":2,"2":"0","3":1}' data-sheets-value='{"1":3,"3":63}' style="overflow:hidden;padding:0px 3px 0px 3px;vertical-align:bottom;text-align:center;">63</td> <td data-sheets-numberformat='{"1":2,"2":"0","3":1}' data-sheets-value='{"1":3,"3":22}' style="border-right:1px solid #000000;overflow:hidden;padding:0px 3px 0px 3px;vertical-align:bottom;text-align:center;">22</td> </tr> <tr style="height:20px;"> <td style="border-left:1px solid #000000;overflow:hidden;padding:0px 3px 0px 3px;vertical-align:bottom;font-weight:bold;"></td> <td data-sheets-value='{"1":2,"2":"Triple-walled"}' style="overflow:hidden;padding:0px 3px 0px 3px;vertical-align:bottom;font-weight:bold;">Triple-walled</td> <td data-sheets-value='{"1":2,"2":"Opal (A/O/O)"}' style="border-right:1px solid #000000;overflow:hidden;padding:0px 3px 0px 3px;vertical-align:bottom;font-weight:bold;">Opal (A/O/O)</td> <td data-sheets-numberformat='{"1":2,"2":"0.00","3":1}' data-sheets-value='{"1":3,"3":1.7}' style="overflow:hidden;padding:0px 3px 0px 3px;vertical-align:bottom;text-align:center;">1.70</td> <td data-sheets-numberformat='{"1":2,"2":"0","3":1}' data-sheets-value='{"1":3,"3":61}' style="overflow:hidden;padding:0px 3px 0px 3px;vertical-align:bottom;text-align:center;">61</td> <td data-sheets-numberformat='{"1":2,"2":"0","3":1}' data-sheets-value='{"1":3,"3":48}' style="overflow:hidden;padding:0px 3px 0px 3px;vertical-align:bottom;text-align:center;">48</td> <td data-sheets-numberformat='{"1":2,"2":"0","3":1}' data-sheets-value='{"1":3,"3":22}' style="border-right:1px solid #000000;overflow:hidden;padding:0px 3px 0px 3px;vertical-align:bottom;text-align:center;">22</td> </tr> <tr style="height:20px;"> <td style="border-left:1px solid #000000;overflow:hidden;padding:0px 3px 0px 3px;vertical-align:bottom;font-weight:bold;"></td> <td data-sheets-value='{"1":2,"2":"Four-walled"}' style="overflow:hidden;padding:0px 3px 0px 3px;vertical-align:bottom;font-weight:bold;">Four-walled</td> <td data-sheets-value='{"1":2,"2":"Clear (A/H/H/H)"}' style="border-right:1px solid #000000;overflow:hidden;padding:0px 3px 0px 3px;vertical-align:bottom;font-weight:bold;">Clear (A/H/H/H)</td> <td data-sheets-numberformat='{"1":2,"2":"0.00","3":1}' data-sheets-value='{"1":3,"3":1.28}' style="overflow:hidden;padding:0px 3px 0px 3px;vertical-align:bottom;text-align:center;">1.28</td> <td data-sheets-numberformat='{"1":2,"2":"0","3":1}' data-sheets-value='{"1":3,"3":64}' style="overflow:hidden;padding:0px 3px 0px 3px;vertical-align:bottom;text-align:center;">64</td> <td data-sheets-numberformat='{"1":2,"2":"0","3":1}' data-sheets-value='{"1":3,"3":52}' style="overflow:hidden;padding:0px 3px 0px 3px;vertical-align:bottom;text-align:center;">52</td> <td data-sheets-numberformat='{"1":2,"2":"0","3":1}' data-sheets-value='{"1":3,"3":23}' style="border-right:1px solid #000000;overflow:hidden;padding:0px 3px 0px 3px;vertical-align:bottom;text-align:center;">23</td> </tr> <tr style="height:20px;"> <td style="border-bottom:1px solid #000000;border-left:1px solid #000000;overflow:hidden;padding:0px 3px 0px 3px;vertical-align:bottom;"></td> <td data-sheets-value='{"1":2,"2":"Four-walled"}' style="border-bottom:1px solid #000000;overflow:hidden;padding:0px 3px 0px 3px;vertical-align:bottom;font-weight:bold;">Four-walled</td> <td data-sheets-value='{"1":2,"2":"Opal (A/H/O/H)"}' style="border-right:1px solid #000000;border-bottom:1px solid #000000;overflow:hidden;padding:0px 3px 0px 3px;vertical-align:bottom;font-weight:bold;">Opal (A/H/O/H)</td> <td data-sheets-numberformat='{"1":2,"2":"0.00","3":1}' data-sheets-value='{"1":3,"3":1.28}' style="border-bottom:1px solid #000000;overflow:hidden;padding:0px 3px 0px 3px;vertical-align:bottom;text-align:center;">1.28</td> <td data-sheets-numberformat='{"1":2,"2":"0","3":1}' data-sheets-value='{"1":3,"3":59}' style="border-bottom:1px solid #000000;overflow:hidden;padding:0px 3px 0px 3px;vertical-align:bottom;text-align:center;">59</td> <td data-sheets-numberformat='{"1":2,"2":"0","3":1}' data-sheets-value='{"1":3,"3":46}' style="border-bottom:1px solid #000000;overflow:hidden;padding:0px 3px 0px 3px;vertical-align:bottom;text-align:center;">46</td> <td data-sheets-numberformat='{"1":2,"2":"0","3":1}' data-sheets-value='{"1":3,"3":23}' style="border-right:1px solid #000000;border-bottom:1px solid #000000;overflow:hidden;padding:0px 3px 0px 3px;vertical-align:bottom;text-align:center;">23</td> </tr> <tr style="height:20px;"> <td data-sheets-value='{"1":2,"2":"Polycarbonate"}' style="border-left:1px solid #000000;overflow:hidden;padding:0px 3px 0px 3px;vertical-align:bottom;font-weight:bold;">Polycarbonate</td> <td data-sheets-value='{"1":2,"2":"Single-walled"}' style="overflow:hidden;padding:0px 3px 0px 3px;vertical-align:bottom;font-weight:bold;">Single-walled</td> <td data-sheets-value='{"1":2,"2":"Heatstop Opal (T)"}' style="border-right:1px solid #000000;overflow:hidden;padding:0px 3px 0px 3px;vertical-align:bottom;font-weight:bold;">Heatstop Opal (T)</td> <td data-sheets-numberformat='{"1":2,"2":"0.00","3":1}' data-sheets-value='{"1":3,"3":5.17}' style="overflow:hidden;padding:0px 3px 0px 3px;vertical-align:bottom;text-align:center;">5.17</td> <td data-sheets-numberformat='{"1":2,"2":"0","3":1}' data-sheets-value='{"1":3,"3":49}' style="overflow:hidden;padding:0px 3px 0px 3px;vertical-align:bottom;text-align:center;">49</td> <td data-sheets-numberformat='{"1":2,"2":"0","3":1}' data-sheets-value='{"1":3,"3":59}' style="overflow:hidden;padding:0px 3px 0px 3px;vertical-align:bottom;text-align:center;">59</td> <td data-sheets-numberformat='{"1":2,"2":"0","3":1}' data-sheets-value='{"1":2,"2":"-"}' style="border-right:1px solid #000000;overflow:hidden;padding:0px 3px 0px 3px;vertical-align:bottom;text-align:center;">-</td> </tr> <tr style="height:20px;"> <td data-sheets-value='{"1":2,"2":"Heatstop PC"}' style="border-left:1px solid #000000;overflow:hidden;padding:0px 3px 0px 3px;vertical-align:bottom;font-weight:bold;">Heatstop PC</td> <td data-sheets-value='{"1":2,"2":"Double-walled"}' style="overflow:hidden;padding:0px 3px 0px 3px;vertical-align:bottom;font-weight:bold;">Double-walled</td> <td data-sheets-value='{"1":2,"2":"Clear (T/H)"}' style="border-right:1px solid #000000;overflow:hidden;padding:0px 3px 0px 3px;vertical-align:bottom;font-weight:bold;">Clear (T/H)</td> <td data-sheets-numberformat='{"1":2,"2":"0.00","3":1}' data-sheets-value='{"1":3,"3":2.9}' style="overflow:hidden;padding:0px 3px 0px 3px;vertical-align:bottom;text-align:center;">2.90</td> <td data-sheets-numberformat='{"1":2,"2":"0","3":1}' data-sheets-value='{"1":3,"3":44}' style="overflow:hidden;padding:0px 3px 0px 3px;vertical-align:bottom;text-align:center;">44</td> <td data-sheets-numberformat='{"1":2,"2":"0","3":1}' data-sheets-value='{"1":3,"3":51}' style="overflow:hidden;padding:0px 3px 0px 3px;vertical-align:bottom;text-align:center;">51</td> <td data-sheets-numberformat='{"1":2,"2":"0","3":1}' data-sheets-value='{"1":3,"3":20}' style="border-right:1px solid #000000;overflow:hidden;padding:0px 3px 0px 3px;vertical-align:bottom;text-align:center;">20</td> </tr> <tr style="height:20px;"> <td style="border-left:1px solid #000000;overflow:hidden;padding:0px 3px 0px 3px;vertical-align:bottom;font-weight:bold;"></td> <td data-sheets-value='{"1":2,"2":"Double-walled"}' style="overflow:hidden;padding:0px 3px 0px 3px;vertical-align:bottom;font-weight:bold;">Double-walled</td> <td data-sheets-value='{"1":2,"2":"Opal (T/O)"}' style="border-right:1px solid #000000;overflow:hidden;padding:0px 3px 0px 3px;vertical-align:bottom;font-weight:bold;">Opal (T/O)</td> <td data-sheets-numberformat='{"1":2,"2":"0.00","3":1}' data-sheets-value='{"1":3,"3":2.9}' style="overflow:hidden;padding:0px 3px 0px 3px;vertical-align:bottom;text-align:center;">2.90</td> <td data-sheets-numberformat='{"1":2,"2":"0","3":1}' data-sheets-value='{"1":3,"3":41}' style="overflow:hidden;padding:0px 3px 0px 3px;vertical-align:bottom;text-align:center;">41</td> <td data-sheets-numberformat='{"1":2,"2":"0","3":1}' data-sheets-value='{"1":3,"3":45}' style="overflow:hidden;padding:0px 3px 0px 3px;vertical-align:bottom;text-align:center;">45</td> <td data-sheets-numberformat='{"1":2,"2":"0","3":1}' data-sheets-value='{"1":3,"3":20}' style="border-right:1px solid #000000;overflow:hidden;padding:0px 3px 0px 3px;vertical-align:bottom;text-align:center;">20</td> </tr> <tr style="height:20px;"> <td style="border-left:1px solid #000000;overflow:hidden;padding:0px 3px 0px 3px;vertical-align:bottom;font-weight:bold;"></td> <td data-sheets-value='{"1":2,"2":"Triple-walled"}' style="overflow:hidden; | skylux-160-ce-met-koepel-en-pvc-opstand-16-00-met-lm-motor-en-windvang-1200-x-1400-mm | 8586029007181 | 46872344494413